## Introduction
Introduction
Welcome to the generator-storage-supply matching calculator. This tool was developed by the Industrial Energy Autonomy team as part of the 2016 Sustainable Engineering group projects at the University of Strathclyde. The aim of the tool is to provide an insight into how different energy storage and generator combinations can match the demand profiles of a large scale industry. A higher aim is to promote industrial energy autonomy by encouraging the use of on-site generation, in particular biomass CHP technologies.
The calculator can be used in several ways. In the original project, it was used to determine the optimum operating scenario for a case study biomass CHP plant, and to evaluate the practicability of thermal storage. The effect that different plant configurations can have on autonomy and supply-demand matching can be seen by modifying the inputs. Changing inputs one by one, a certain proportion at a time, can provide a rough sensitivity analysis showing which inputs affect performance most critically. On the other hand, it is possible to directly access the logic and the formulas used in the model to understand how the different operating parameters interact with one another and how they influence plant performance.
The tables below replicate the inputs and outputs page of the calculator, explaining the contents of each cell. Not all fields have to be filled in to obtain outputs. However, example inputs for all cells are provided on the example inputs page with references.
Contacts
Faisal Farooq | faisal.farooq.2015@uni.strath.ac.uk |  | University of Strathclyde
Alistair Moon | alistair.moon.2015@uni.strath.ac.uk |  | 16 Richmond Street Glasgow
Erik Salo | erik.salo.2015@uni.strath.ac.uk |  | G1 1XQ
Maria Shafiq | maria.shafiq.2015@uni.strath.ac.uk |  | Scotland
United Kingdom
Net demands for biomass CHP |  | Plant specifications |  |  | Storage Specifications |  |  |  | Energy Source Specifications | Assumptions and notes
Power Demand | Thermal Demand | Biomass CHP | [6 empty] | Biomass | Interest, inflation, discounting, etc not considered
Hourly average power demand in kW (8760 data points) | Hourly average steam demand in kW (8760 data points) | Plant thermal capacity kW | Usable surplus heat capacity, related to H/P ratio. If plant capacity is given in kWe, this should be calculated by multiplying capacity in kWe times H/P ratio. Note: in the "Power leading with extra heat" scenario, extra steam capacity is not limited, therefore always check it is within plant ability. |  |  | Thermal storage | Electrical Storage |  | Cost £/t | Plant availability not considered (generally >90%). No planned maintenance or network outages.
|  | Ramp rate %/h | The maximum change allowed during the hour in plant output level, either up or down, compared to output at the beginning of the hour |  | Round trip efficiency % | The proportion of stored energy that can be retrieved from storage, after the conversion losses that occur when storing that energy and when taking energy from storage. Half of round trip losses are taken into account when storing, half when using stored energy. |  |  | Net Energy Content MWh/t | Extra steam capacity is not limited, therefore always check it is used reasonably.
|  | Electrical capacity kW | Maximum electrical output of the plant |  | Self discharge %/hour | The percentage of present charge level that is lost each hour due to heat loss to the ambient environment, etc. |  |  | CO2 emissions t/MWh | Constant heat to power ratio.
|  | H/P ratio | Here this is the ratio of usable heat output to power output. A constant H/P ratio is assumed at all output levels. (Low temperature condenser heat is often used for central heating or process heat. But if condenser temperature is too low to be used in this particular process for heating/preheating, then any heat dissipated by the condenser is considered losses and overall plant efficiency decreases. If there is no usable surplus heat, but all necessary process steam has to be bled specifically for that purpose, then H/P ratio is 0. In such a case, it is possible to use an artificial H/P ratio to represent a constant ratio of steam bleeding. However, since extra fuel needs to be burned, this decreases electrical efficiency, which has to be calculated in the appropriate input cell to get a correct fuel use output.) |  | Charging rate (kWh/hour) | Maximum rate the storage can take energy (given before conversion losses) |  |  | Alternative boiler fuel | No way to import steam; always possible to import power.
|  | Turndown limit | The lowest ramp rate the plant can operate at, expressed in % of maximum power output |  | Discharging rate (kWh/hour) | Maximum rate the storage can output energy (given after conversion losses) |  |  | Cost £/t | Half of round trip losses are taken into account when storing, half when using stored energy.
|  | Electrical Efficiency |  |  | Unit capacity kWh |  |  |  | Net Energy Content MWh/t
|  | Boiler Efficiency |  |  | Unit Cost £ | Capital cost of plant |  |  | CO2 emissions t/MWh
|  | Cost £ | Capital cost of plant |  | O & M Cost £/kWh provided | Variable operating costs depending on amount of energy supplied |  |  | Alternative generator fuel
|  | O & M Cost £/kWh (steam+power) | Variable operating costs depending on amount of energy supplied |  | Unit O & M Cost £/year | Fixed annual operation and maintenance cost |  |  | Cost £/t
|  | O & M Cost £/year | Fixed annual operation and maintenance cost |  | Projected Life Span (years) |  |  |  | Net Energy Content MWh/t
|  | Projected Life Span (years) |  |  | Number of storage units |  |  |  | CO2 emissions t/MWh
|  | Baseline Boiler |  |  | Total capacity kWh | These values are calculated based on above inputs | These values are calculated based on above inputs |  | Grid electricity
|  | Thermal Capacity kW |  |  | Total charging rate (kWh/hour) |  |  |  | Cost £/MWh
|  | Boiler Efficiency |  |  | Total discharging rate (kWh/hour) |  |  |  | Net income from export £/MWh
|  | Cost £ | Capital cost of plant |  | Charge efficiency |  |  |  | CO2 emissions t/MWh
|  | O & M Cost £/kWh steam output | Variable operating costs depending on amount of energy supplied |  | Discharge efficiency
|  | O & M Cost £/year | Fixed annual operation and maintenance cost |  | Total cost £
|  | Projected Life Span (years) |  |  | Total O & M Cost £/year
Baseline Generator
Electrical Capacity kW
|  | Ramp rate %/h | The maximum change allowed during the hour in plant output level, either up or down, compared to output at the beginning of the hour
|  | Turndown limit | The lowest ramp rate the plant can operate at, expressed in % of maximum power output
Electrical Efficiency
|  | Cost £ | Capital cost of plant
|  | O & M Cost £/kWh power output | Variable operating costs depending on amount of energy supplied
|  | O & M Cost £/year | Fixed annual operation and maintenance cost
Projected Life Span (years)
RESULTS
|  |  | ANNUAL RESULTS |  |  | Heat Leading CHP | Power Leading CHP | Power Leading CHP with Extra Steam Capacity | Baseline: Separate Generator + Boiler
|  |  |  | Cost and CO2 | Total CO2, t
Total cost, £
[5 empty] | Total Energy Input, MWh | Heat and power.
[5 empty] | Equipment cost, £ | Annual equipment cost: total cost divided by life span
[5 empty] | O&M cost, £ | Total operation and maintenance cost, including both fixed and variable
[5 empty] | Fuel use, t | Depends on calorific values of fuel and plant efficiencies.
Fuel cost, £
CO2 emissions, t
[5 empty] | Electricity import cost, £ | It is assumed that there is a functional grid connection at all times, so electricity can be imported when power autonomy is not possible.
CO2 from electricity import, t
Electricity export income, £
|  |  |  | Power, MWh | Net Demand for Biomass CHP | Annual total
[5 empty] | Plant output | Annual total
[5 empty] | Waste (Export) | Annual total
[5 empty] | Plant Supply Deficit | Annual total
[5 empty] | Import | Annual total. It is assumed that there is a functional grid connection at all times, so electricity can be imported when power autonomy is not possible.
[5 empty] | Energy taken from storage | Energy after all storage losses have been deducted
[5 empty] | % of time autonomous | This is the percentage of hours when power (but not necessarily steam) was supplied fully by on-site generation.
|  |  |  | Steam, MWh | Net Demand for Biomass CHP | Annual total
[5 empty] | Plant output | Annual total
[5 empty] | Waste | Annual total
[5 empty] | Plant Supply Deficit | Annual total demand that the plant cannot supply.
[5 empty] | Final Deficit | Annual total demand that the plant cannot supply and storage also cannot supply. It is assumed there is no way to import steam.
[5 empty] | Energy taken from storage | Energy after all storage losses have been deducted
[5 empty] | % of time autonomous | This is the percentage of hours when steam (but not necessarily power) was supplied fully by on-site generation.
|  |  |  | Highlights | Total CO2, t
Total cost, £
Fuel use, t
Total supply deficit
[5 empty] | Total % of time autonomous | This is the percentage of hours when both steam and power were supplied fully by on-site generation.

## Example inputs
Net demands for biomass CHP |  | Plant specifications |  |  | Storage Specifications |  |  |  |  | Energy Source Specifications
Power Demand | Thermal Demand | Biomass CHP | [7 empty] | Biomass
11604.8534 | 16547.8182 | Plant thermal capacity kW | 24300 | Extrapolation from GSK data, capacity at annual average h/p ratio and 100% boiler load |  | Thermal storage (steam accumulator + molten salt) | Reference | Electrical Storage (LAES) | Reference | Cost £/t | 120 |  | References
10971.1056 | 21982.9786 | Ramp rate %/h | 100% | 4MW/min [3] | Round trip efficiency % | 57% | Pressurised water storage 57.% | 55% | 2015 group project | Net Energy Content MWh/t | 5.7 |  | [1] https://www.wbdg.org/resources/chp.php
10894.1297 | 21842.0741 | Electrical capacity kW | 19700 | Extrapolation from GSK data, capacity at annual average h/p ratio and 100% boiler load | Self discharge %/hour | 0.042% | Up to 1% per day fot HT TES[4] | 0.04167% | 2015 group project | CO2 emissions t/MWh | 0.012 |  | [2] http://alfagy.com/products-chp,-boilers-other/98-combined-heat-power-products/biomass-chp/79-owning-operating-a-biomass-chp-plant.html
11376.6673 | 16678.2014 | H/P ratio | 1.234 | Annual Average on demand side | Charging rate (kWh/hour) | 206400 | Unlimited (plant not big enouh to exceed) | 30000 | 2015 group project | Alternative boiler fuel - Biomass |  |  | [3] http://www.energinet.dk/SiteCollectionDocuments/Danske%20dokumenter/Forskning/Technology_data_for_energy_plants.pdf
12255.4565 | 21875.6042 | Turndown limit | 20% | 20% [3] | Discharging rate (kWh/hour) | 17200 | Average so storage lasts 12 hours | 30000 | 2015 group project | Cost £/m3 | 120 |  | [4] Chen, Haisheng, et al. "Progress in electrical energy storage system: A critical review." Progress in Natural Science 19.3 (2009): pp. 291-312
11185.6529 | 21351.2195 | Electrical Efficiency | 23% | El. Capacity / Boiler input (85 MW) | Unit capacity kWh | 206400 | 12 hours on average demand | 200000 | 2015 group project | Net Energy Content MWh/m3 | 5.7
12097.4134 | 22960.2534 | Boiler Efficiency | 85% |  | Unit Cost £ | 24000000 | 7000000 for 206400 kWh; 30-60 dollars for kWh HT-TES [4] | 7560000 | 3-30 dollars per kWh + 200-300 per MW [4]; average used | CO2 emissions t/MWh | 0.012
15271.5603 | 21817.0214 | Cost £ | 55500000 | £3.5M/MW [2]; £2.08 M/MW [3] | O & M Cost £/kWh provided | 0.006 | Assumption: same as CHP, although it is a more passive system and can be lower. | 0.021 | 0.02-0.04 dollars per kWh [4] average used | Alternative generator fuel - Biomass
13442.5182 | 21133.8491 | O & M Cost £/kWh (steam+power) | 0.006 | 0.006-0.01 dollars/kWh [1] | Unit O & M Cost £/year | 0 | None mentioned in [4] | 0 |  | Cost £/m3 | 120
12318.1556 | 18907.0577 | O & M Cost £/year | 457000 | £23200/MW/year [3] | Projected Life Span (years) | 20 |  | 20 |  | Net Energy Content MWh/m3 | 5.7
12044.4357 | 18713.4723 | Projected Life Span (years) | 30 | 30 [3] | Number of storage units | 0 |  | 0 |  | CO2 emissions t/MWh | 0.012
12649.8512 | 20398.4337 | Alternative Natural Gas Boiler | [7 empty] | Grid electricity
11871.0666 | 19640.0846 | Thermal Capacity kW | 28750 | Annual peak demand | [5 empty] | Cost £/MWh | 130
12100.2418 | 19239.0833 | Boiler Efficiency | 85% | [6 empty] | Net income from export £/MWh | 40
13774.8283 | 19885.0729 | Cost £ | 18400000 | 0.07-0.13 M€/MW (Nat Gas) 0.5-1.1 M€/MW (woodchips) [3] | [5 empty] | CO2 emissions t/MWh | 0.462 | DECC carbon smart
14571.4493 | 22110.0719 | O & M Cost £/kWh steam output | 0.00432 | All O&M cost determined by fixed O&M. For the Gas boiler. 5.4€/MWh for woodchip
14568.7849 | 20335.5702 | O & M Cost £/year |  | 1200-6200 €/MW/year TOTAL maintenance for district heating boiler [3] - average of that.
15000.0569 | 19574.7703 | Projected Life Span (years) | 20 | 30-40 years for district heating (Nat Gas) 20 years for woodchip [3]
16302.8419 | 22036.0701 | Alternative Natural Gas Turbine Generator
14620.4807 | 22432.0217 | Electrical Capacity kW | 22430 | Annual peak demand
13469.5081 | 25020.22 | Ramp rate %/h | 100% | Generally used as fast reserve. Confirmed by [3]
15661.1959 | 22539.9387 | Turndown limit | 40% | 40-60% for plants over 40 MW due to emissions [3]
13775.193 | 22164.5857 | Electrical Efficiency | 30% | 36-40% [3]
13431.2949 | 23339.0788 | Cost £ | 46654400 | 1.2 M€/MW for Nat Gas [3] £2.08M/MW for wood chips
15588.491 | 22841.9591 | O & M Cost £/kWh power output | 0.0056 | 7 €/MWh TOTAL maintenance [3]
15336.6771 | 22359.9856 | O & M Cost £/year | 520376 | All O&M cost determined by O&M per kWh
15094.3348 | 20274.9123 | Projected Life Span (years) | 25 | 25 years [3]
15359.3428 | 19336.2375
15290.3361 | 18732.5222
14895.202 | 18412.4341
15683.3324 | 19319.4736
15867.7812 | 20157.6726
16196.6692 | 20706.4813
16016.9248 | 20036.6498
15955.0091 | 20002.8961
16728.3104 | 19381.6025
16897.1907 | 19082.6091
16762.0006 | 19608.2204
16899.3317 | 21656.6953
16860.1191 | 23692.4601
16661.9241 | 23635.3615
18233.3045 | 21649.0654
18418.7749 | 20990.136
18026.7743 | 19684.8229
17877.2435 | 21329.7521
16794.9428 | 22018.7439
15173.0545 | 25562.5413
15232.8606 | 21291.4446
16471.8661 | 19620.7623
16571.9587 | 19095.5328
16245.7009 | 20866.844
15841.9461 | 21128.2746
15668.9363 | 22625.351
14598.4667 | 22666.3875
16663.9757 | 20947.2674
18426.3575 | 19114.0393
13025.2939 | 18314.1254
12518.7394 | 18717.2363
11442.9131 | 10761.4961
13133.814 | 1381.8623
12675.3933 | 5911.9362
11567.9055 | 5840.9435
11772.7037 | 13652.5334
7904.1271 | 10349.139
9447.1311 | 5354.425
9860.4408 | 5727.6123
10616.7517 | 10093.7102
10774.2084 | 15603.0134
11143.8369 | 17634.6941
12002.7612 | 17875.3261
11390.8193 | 22300.2693
11798.3162 | 17655.9571
11999.1518 | 16743.9792
10699.054 | 16912.969
10345.2249 | 17096.8043
11674.4942 | 14839.3814
10995.4859 | 15194.0126
11124.3433 | 15530.752
11511.7861 | 16490.5189
12201.9566 | 15353.1875
12809.6823 | 16145.4633
12304.842 | 16947.4523
12275.2447 | 16116.0742
11666.9588 | 15648.6457
9825.6031 | 18605.909
10510.7944 | 18188.8302
11446.3513 | 18249.7961
11418.3643 | 18644.1442
11434.9632 | 21106.0354
10454.5475 | 21002.7789
10283.0053 | 22035.9523
10504.1013 | 22502.6077
11304.9295 | 21495.9945
13045.5791 | 23075.0853
13518.7087 | 23814.5228
14187.5772 | 21750.2505
13105.9199 | 20845.5068
13127.7769 | 23277.6956
13668.1892 | 20236.9384
12958.0382 | 20443.1086
13091.0422 | 20281.6453
13262.0496 | 20170.7858
12368.2276 | 23585.4566
11818.7794 | 20309.3649
11353.5985 | 19720.6922
12476.8391 | 19047.4832
12128.6581 | 17019.9411
12283.7483 | 17837.226
10280.6898 | 16775.9473
11018.6633 | 17104.8552
10685.9782 | 18012.6374
8718.3467 | 17021.6597
10113.8736 | 20324.3842
10967.1936 | 17664.6323
5982.7377 | 16854.6996
4037.1879 | 16811.4882
4734.9833 | 15842.5713
5527.0977 | 17058.3221
11037.8191 | 19549.1424
10122.4977 | 19911.4661
10568.6228 | 18172.7598
9381.0378 | 16848.5485
9425.2777 | 18069.7036
10069.2692 | 21690.5964
8949.4868 | 22722.4982
9175.1104 | 21330.0614
7489.511 | 20620.899
7900.9356 | 22137.5184
9045.5199 | 23680.5877
9377.7007 | 19669.3405
10163.7579 | 20073.5668
10723.1291 | 21107.2914
10520.9774 | 21264.4946
9729.8842 | 20630.3043
7767.8336 | 21124.1955
8129.2456 | 23275.4076
8889.7446 | 23421.3101
10394.7774 | 21801.4299
9742.236 | 22683.2446
9514.8417 | 23383.8895
9172.896 | 22264.6062
9756.9498 | 24323.2742
9796.4997 | 24104.2006
11918.4147 | 21620.4508
12043.8236 | 23177.5754
12165.026 | 22362.9916
12562.555 | 20736.2054
12000.5761 | 20899.3544
12334.3361 | 21901.9284
10550.9551 | 20208.3777
10914.4182 | 20719.925
10916.8975 | 19577.8536
10775.8983 | 20895.1243
10499.0446 | 21804.3247
8922.0992 | 19228.9058
11560.4878 | 19464.5959
8322.5793 | 19940.4945
5295.7721 | 21062.35
8883.6431 | 21456.5241
9099.8589 | 21568.9936
10463.7332 | 20203.5778
10907.2895 | 18920.9996
11183.3041 | 16677.5667
11131.1727 | 16780.6007
10476.6689 | 17764.9533
9161.2479 | 19354.2095
9971.7482 | 17956.4863
9701.688 | 15640.4989
10937.3461 | 16680.3182
10350.7934 | 14646.342
10795.1212 | 14372.1156
10197.3885 | 14985.0374
11501.4683 | 15682.2642
13875.2571 | 16190.7351
14225.3539 | 17322.3341
12917.2769 | 13940.5202
11032.5129 | 11784.0955
10815.855 | 9919.6749
11620.2858 | 9045.4289
11901.0005 | 12435.2888
12097.8588 | 9404.599
12698.4855 | 5645.1611
9033.168 | 5632.8949
9510.6151 | 8321.295
9335.1081 | 6883.2158
10369.5819 | 8992.0567
10548.5806 | 7532.9983
10707.2548 | 6895.245
9667.0508 | 6521.191
9629.4782 | 8521.4087
9803.231 | 12966.8826
9652.0612 | 12656.808
12155.1495 | 11600.0452
13437.0509 | 11698.2174
11481.6488 | 12511.2384
12166.7027 | 12103.7068
13149.6354 | 12376.6294
12510.564 | 11488.9256
12338.9326 | 9519.3146
8883.8423 | 7153.837
11172.5561 | 9298.7394
11176.6992 | 6592.2563
10226.227 | 7873.4776
9574.8368 | 8441.0882
9259.2622 | 8482.1264
9436.4727 | 7291.9453
12380.3636 | 8292.3246
10081.3631 | 9661.3456
16355.7777 | 12091.1698
15922.0639 | 13926.9388
14024.864 | 15044.5272
14118.8859 | 12611.0416
14647.8613 | 11005.9934
13028.5574 | 13042.6544
12749.4066 | 14159.2014
13931.0595 | 14348.7304
13872.1171 | 11045.103
12712.3679 | 11383.9114
12960.6839 | 10848.1317
11682.1115 | 11167.6071
11173.4781 | 12684.1273
10861.8843 | 12270.3294
12471.497 | 11124.1937
12021.054 | 14618.0714
15406.4509 | 13509.063
14544.8877 | 16134.85
12862.5341 | 15381.1472
14672.7952 | 14395.6236
14157.3763 | 15632.6432
13398.3558 | 15407.7003
12920.5871 | 12713.6518
12920.9385 | 16368.3941
12539.877 | 11734.8581
11840.7259 | 12352.6752
11312.5582 | 12639.1253
12162.8554 | 12857.0326
12583.8102 | 14768.1665
12877.2249 | 18057.187
13827.8987 | 16392.4006
15113.7717 | 15584.2947
12339.4819 | 15896.5946
13143.757 | 18816.6396
12875.541 | 15686.2553
12841.6857 | 14995.5615
11835.4743 | 15132.9796
13358.5441 | 15161.3295
13737.5125 | 15775.7386
12023.691 | 16521.2424
11821.1008 | 17933.4058
12135.7514 | 15349.5563
12089.5483 | 15430.6196
12052.502 | 16213.7519
12035.7199 | 16361.2829
12170.8362 | 18276.2288
12016.4255 | 20127.8796
12059.378 | 18546.3873
11916.7907 | 18739.6302
11883.9759 | 20238.0759
11498.2741 | 18981.4034
11036.487 | 19259.4723
14328.9444 | 20083.203
16488.0057 | 21707.4972
12241.1596 | 21356.532
12289.2475 | 18132.0813
11743.912 | 18447.6534
11762.7988 | 19131.7928
12118.2714 | 18496.9479
12357.048 | 18324.8428
12229.8277 | 21400.781
11652.9323 | 17878.2884
12999.1136 | 17491.3335
12616.7904 | 18463.916
11768.121 | 20756.0459
12294.0347 | 20010.6631
10800.6459 | 20579.5339
11412.702 | 19841.2061
11263.8537 | 18683.9802
10859.7722 | 17522.9181
14792.12 | 17612.5359
13809.1142 | 17412.4544
13434.5082 | 17757.1819
13176.5992 | 19364.4854
13692.6499 | 15664.7975
14213.6123 | 15634.6989
16300.0119 | 14103.4945
15419.4959 | 15772.5507
15122.5729 | 16796.885
13335.4226 | 18066.9608
15003.9633 | 18200.6326
16278.8906 | 16886.3656
16389.9545 | 15991.7233
16335.8 | 17630.5531
15787.2227 | 19747.6172
15787.854 | 20831.9804
16066.6665 | 20573.5587
16456.7189 | 19879.1295
16562.1721 | 19272.5567
16732.4988 | 19452.8801
16638.7769 | 19647.6224
15974.4364 | 22740.2828
15908.0518 | 19159.0538
15272.4406 | 19859.3063
13629.1648 | 20706.9339
12965.8239 | 21095.5163
12800.065 | 20636.055
14049.1249 | 24729.3162
10746.0219 | 23507.1412
11491.0044 | 20780.5125
11786.6882 | 20575.9308
12899.5455 | 20034.0354
12957.8939 | 20938.4047
12500.7154 | 23330.5888
10582.9502 | 23904.1493
11140.4287 | 21388.4218
13569.7235 | 22475.2666
14346.073 | 22341.7261
12043.2323 | 21615.0392
12376.2544 | 21385.4833
13234.4711 | 23136.5078
11784.4805 | 21655.2998
10927.0043 | 20765.6401
11523.0069 | 20857.0256
13864.8651 | 20519.2718
12025.422 | 19987.7551
9006.6657 | 21786.4387
10835.582 | 22615.6267
11107.3494 | 21025.8911
12334.9712 | 22000.4212
11716.1108 | 22504.9305
12290.3981 | 20721.4154
11222.9682 | 20768.1609
11463.8835 | 21681.6761
15393.9031 | 21591.583
13966.8235 | 23978.0355
13951.8417 | 22568.3509
13585.332 | 21461.6706
11820.1885 | 26173.5551
11472.0592 | 24060.7267
11046.7747 | 23262.54
11135.0566 | 23208.2111
11394.9811 | 23743.0886
13492.2795 | 23526.3625
14923.1403 | 23382.7027
13697.9055 | 23982.5491
13099.5305 | 22067.194
14073.4552 | 21681.0979
14839.9945 | 21478.1726
15035.3714 | 23230.463
15019.1809 | 19754.5059
15468.7894 | 18781.9374
15387.1603 | 19187.6316
14447.9876 | 17384.0336
14178.6059 | 20346.6759
12411.4739 | 20008.9008
14017.767 | 17300.2513
13536.5085 | 17654.8048
14921.729 | 19210.8764
14585.8824 | 19381.6914
13880.5553 | 19103.1769
14537.5026 | 19933.6198
14309.0447 | 21955.6563
14241.2952 | 22195.9799
14601.6503 | 21121.0808
15667.3915 | 20671.4881
14533.462 | 22131.9657
14426.4225 | 21329.5994
15554.5852 | 21104.8268
15486.0165 | 22042.681
15133.6982 | 23800.6091
15184.1748 | 24882.2782
15234.1121 | 22640.9092
15240.673 | 23235.521
17597.0092 | 23476.7618
16169.8259 | 22199.0278
16485.5232 | 21307.6765
15805.9488 | 24109.4358
16105.1158 | 24097.1041
15432.6097 | 23117.8822
15369.9282 | 23063.5624
15497.396 | 21833.7681
16835.2365 | 18841.1936
16350.991 | 18206.6263
16567.0976 | 22032.6648
16673.493 | 18796.9136
16289.1816 | 19392.17
16828.8311 | 18667.4498
16888.0173 | 16963.6709
16922.4091 | 17447.6012
16584.2621 | 17342.9005
15894.9862 | 17425.6936
15527.4626 | 15872.3476
15879.0799 | 15966.4818
16410.3897 | 15794.6215
16318.4295 | 16663.5088
16485.4461 | 16717.7106
16954.74 | 18604.2572
16896.3044 | 18554.302
17079.3865 | 16374.9474
16850.4487 | 18736.9159
17363.509 | 20491.0451
17399.4588 | 17162.0554
17477.7935 | 15687.4144
17188.4319 | 15982.5934
16286.0774 | 16594.8913
17031.0129 | 19961.2026
17473.9699 | 21579.7333
17461.2208 | 18151.8168
17555.6655 | 17276.9925
16923.0588 | 17209.2193
17112.367 | 15287.8935
17943.9788 | 18316.6769
18384.1699 | 20413.6633
18145.1157 | 19232.2495
17095.211 | 18011.6999
18189.795 | 18027.3161
17614.5315 | 19218.1021
17101.941 | 17383.6556
16997.2346 | 15781.4959
15000.285 | 13104.4192
13036.0595 | 13539.5452
11749.2536 | 12625.4826
11958.816 | 12572.707
13648.6963 | 13712.0753
13677.8089 | 13949.2256
13982.4319 | 14513.9737
13856.6236 | 16223.7278
14223.3427 | 20017.0388
14094.1547 | 21171.4807
10796.5949 | 21889.0185
14636.2757 | 21808.8617
13702.9985 | 19303.0458
14032.1392 | 20987.4428
14202.355 | 20623.4925
13834.5226 | 22695.5143
14026.9408 | 24300.996
15443.0847 | 19779.8142
15536.2888 | 19634.249
17207.46 | 18780.067
17338.278 | 16755.4894
18758.3903 | 15533.0257
18057.0886 | 13910.5228
17930.3055 | 12562.1539
17286.0982 | 12215.6092
13711.4872 | 15396.4191
14903.8851 | 18482.7246
14107.3336 | 17179.4306
14174.3173 | 17489.595
13227.4387 | 17125.5386
13115.1339 | 16933.5241
13775.5577 | 20817.0691
15318.2661 | 18993.9016
15181.9012 | 15317.1163
15211.9607 | 13663.6218
14414.1242 | 13350.7295
15291.9071 | 14202.7033
15680.9639 | 14665.882
16414.3986 | 15255.8258
17045.8207 | 13409.8191
17941.8537 | 12261.3035
18476.7265 | 13811.4554
17073.1924 | 12775.8251
17015.0481 | 16529.0195
17647.3301 | 17584.7979
17816.0387 | 15856.1114
19156.4844 | 16153.3119
18905.414 | 15826.2874
18216.3675 | 16876.4484
19119.7587 | 17846.1859
19564.767 | 19597.7747
19534.5015 | 16615.5019
17641.5674 | 16820.6992
16365.5225 | 15741.8417
19136.0225 | 20065.9832
16437.7865 | 20723.8812
19749.5822 | 21731.572
19029.9806 | 20415.2962
18749.306 | 19378.0456
17990.3714 | 19447.581
18514.1746 | 19757.65
19082.5847 | 22225.3616
18417.5062 | 21485.0814
14988.4861 | 21392.6345
18598.4965 | 22954.9468
19012.6803 | 23135.9629
18654.3908 | 21508.7937
19191.2314 | 20160.6624
18997.2508 | 22527.4308
17318.0829 | 20386.7982
18103.0703 | 21443.0677
17456.1837 | 20674.3355
18375.7429 | 21388.6809
17292.5223 | 19542.7222
15281.5848 | 20391.1888
17230.4772 | 22665.0156
17332.9681 | 21452.6226
17512.6014 | 20264.8186
17975.8195 | 16348.723
18184.1051 | 15536.1351
18383.8185 | 16631.014
17551.7736 | 18801.9904
16534.9538 | 20198.7726
16559.7766 | 17655.623
17398.2607 | 16205.6786
17205.0303 | 17270.2197
17740.4763 | 16876.1275
17131.827 | 17937.6021
18130.2774 | 15137.3764
18535.0808 | 15257.4888
17974.1444 | 16634.7198
18245.1777 | 17424.1299
17591.0765 | 19307.6421
16812.3742 | 21573.7334
17713.4606 | 22499.1451
16807.2338 | 18178.1171
17052.4179 | 18782.7193
16967.6252 | 18939.2795
18430.9383 | 19808.5177
13937.4129 | 19503.8516
13963.3851 | 16622.0619
14466.0854 | 16824.989
15359.4147 | 16308.217
15034.3293 | 18915.7667
15135.4866 | 18147.0233
14627.8038 | 19466.4792
14005.3956 | 18895.8458
16125.3798 | 16445.8331
15626.5432 | 17822.7064
15829.3819 | 18954.9164
16769.7039 | 17544.5649
16120.4195 | 17774.2834
15866.4129 | 19967.1952
16425.5572 | 18633.3356
15943.0857 | 17566.9147
16172.0999 | 19070.2663
15417.7879 | 20254.5727
15334.1838 | 19742.8561
13966.9772 | 21521.7096
14042.66 | 20491.5659
12774.3024 | 20302.0544
11888.7024 | 19639.1433
10334.5849 | 20457.7484
10867.5906 | 22494.1063
8602.0847 | 24710.8702
9796.3258 | 21525.525
8836.2197 | 22223.5813
12706.3164 | 22514.1229
13006.9859 | 17608.4552
12653.2245 | 18602.2683
11033.1962 | 22335.2546
10026.2869 | 20533.6339
12576.9587 | 19500.6279
13103.6154 | 20497.1692
13597.3382 | 20436.0185
13535.4091 | 25093.0023
13735.288 | 22630.0491
12410.3805 | 21186.6843
12101.9642 | 20424.0905
12381.233 | 20003.9991
15030.586 | 21664.2647
14013.2594 | 23375.045
15437.981 | 23270.4168
12464.7072 | 21255.793
12239.4174 | 19957.1495
12817.5417 | 19147.6406
12198.6756 | 20684.3947
11787.7487 | 20180.7201
12049.3877 | 21270.2638
12961.2037 | 21568.4661
12584.3612 | 20229.7373
12016.3961 | 21651.2038
15722.4137 | 19968.054
17085.9446 | 18935.4428
14787.6609 | 20699.5352
13034.2647 | 22503.6508
12351.7896 | 21032.9612
12924.1176 | 20969.4471
14653.8644 | 22928.2696
14996.4905 | 24040.4212
14952.7937 | 22519.468
15228.8676 | 25604.4612
14403.8138 | 23966.2701
14934.3142 | 22143.4198
14226.5186 | 22707.6588
14746.8016 | 23268.8903
15481.6298 | 23974.8178
15499.8856 | 23622.6171
16791.3369 | 20604.2705
14906.1633 | 20422.731
14774.858 | 19992.2902
17404.7164 | 16225.0485
17737.3611 | 15246.0371
15924.3756 | 18834.8511
15458.3774 | 17518.6459
15715.5633 | 15779.541
16029.4636 | 15414.2018
16019.2514 | 17091.4336
15654.2232 | 18942.2643
15882.062 | 17709.2114
16087.1301 | 18252.8989
15731.4137 | 18316.4919
15539.1399 | 19058.8199
15410.4494 | 17441.9908
15641.4488 | 16750.7205
15911.7185 | 17912.9418
15343.6541 | 16445.0923
15939.4827 | 16288.4118
15011.7821 | 16536.6133
15592.9769 | 16927.786
15450.5191 | 17737.5793
14604.7702 | 16883.2626
15273.1947 | 18017.9088
15558.3183 | 19829.5234
15009.8781 | 22709.0246
15438.156 | 21120.715
15345.5207 | 22114.0321
15500.2771 | 21286.2006
15389.9655 | 23597.4346
14907.476 | 23795.9333
15244.04 | 23898.569
14794.2843 | 21092.0693
14072.1492 | 21067.1546
14548.0238 | 21657.5139
15588.036 | 19510.1509
17959.9365 | 23306.4623
19211.9315 | 20891.7115
17588.7779 | 20314.3071
15409.2322 | 21909.271
16250.2653 | 21688.8129
15110.3505 | 19142.662
15648.468 | 18717.2449
15182.1946 | 21267.7676
15132.1127 | 19259.6044
15376.0537 | 18851.1499
15904.2434 | 20226.0915
16130.2783 | 21237.1983
16217.4504 | 22348.3848
15730.5445 | 23498.178
14345.9286 | 21046.1549
13860.7262 | 20279.4413
12004.206 | 21662.7786
13816.1648 | 21622.0981
12803.1247 | 20113.5502
14683.2619 | 19872.1015
15183.6431 | 20398.8845
13802.9342 | 22315.09
14551.6918 | 24303.6236
15556.6119 | 25418.3223
15596.2502 | 22737.4727
15553.3681 | 21686.0218
15590.0375 | 21325.9499
15340.1437 | 21501.1993
15715.0768 | 21595.9431
11094.9506 | 20760.6368
13685.6234 | 21194.2277
14252.0842 | 21578.6153
14800.2063 | 22729.3209
15365.4445 | 20797.8205
14137.5981 | 19059.9079
12941.2037 | 20323.3088
12919.7091 | 21063.6757
10526.9951 | 21363.4279
13490.4134 | 21047.1861
11252.4115 | 21480.1169
12264.978 | 21759.5145
13380.0449 | 22882.8167
11860.1856 | 21893.1286
14667.0453 | 19401.9755
14669.868 | 18220.2158
15005.0498 | 21585.9431
15391.3151 | 18474.8785
14906.6682 | 17595.3529
15879.7369 | 19251.8285
15206.0787 | 18983.2868
14470.0005 | 22633.8971
13261.0481 | 21933.8733
14422.8036 | 20198.8917
14399.8228 | 19483.1183
13409.4209 | 18947.6558
12855.6697 | 17243.5802
15564.5758 | 18845.8496
15748.7551 | 18602.2988
15709.5947 | 20512.6563
15221.8154 | 19566.9602
13622.116 | 17392.2543
12613.2028 | 17226.2933
12014.9787 | 18033.7629
11128.0304 | 18005.3908
12264.6335 | 17373.6006
11779.0645 | 19805.3469
10495.1752 | 21790.4429
10091.0464 | 21370.5676
9751.2503 | 18481.4473
9571.683 | 16670.2866
9522.4165 | 19238.6286
9900.0963 | 18293.2853
9820.0536 | 20825.5016
10253.0823 | 20791.3197
10170.7035 | 23094.9374
10079.1017 | 21615.8875
9968.4106 | 19892.8682
9688.4304 | 20236.1544
9767.5255 | 19588.883
9820.9153 | 17902.9924
9548.8954 | 17442.8083
11647.095 | 19045.2734
10622.3087 | 21152.0379
11529.0826 | 16889.5711
12687.9811 | 14358.4134
13581.202 | 12873.0738
12753.8542 | 12901.7234
12494.6902 | 13709.2314
13502.3821 | 13301.5785
12630.5948 | 13830.3812
12915.1942 | 12852.5478
12918.8433 | 10282.756
13009.6239 | 11141.3991
12722.7305 | 12359.7746
12787.1262 | 12766.4839
12847.1362 | 14639.3045
13291.6689 | 13511.8582
13610.0439 | 14145.0237
13642.1095 | 20414.9279
13735.9836 | 16474.7305
13124.7936 | 17714.4249
12630.2509 | 16421.6719
11146.9198 | 18160.7736
12217.2362 | 17049.9687
10720.5215 | 16153.2561
10341.7819 | 17332.7746
11919.3602 | 18356.9122
11372.2204 | 16426.1918
11148.1053 | 14764.1942
11075.1231 | 14735.9515
11380.1362 | 14788.9468
10961.8783 | 15310.3191
11401.4738 | 15550.3212
11831.4282 | 14159.3727
11660.5271 | 14929.3242
12379.8366 | 14169.7309
15061.4414 | 11888.3987
15452.0121 | 10499.0944
14509.9887 | 12704.0752
15336.2196 | 12130.535
15267.9122 | 14924.1057
14892.6238 | 15111.4661
15316.4569 | 14271.2802
15233.0379 | 17903.3432
15546.0123 | 16873.4916
15682.9475 | 15219.2796
16070.0699 | 15830.6938
16284.2593 | 15937.1546
16572.6843 | 19641.0203
12949.107 | 20083.5938
16943.7099 | 20564.9839
14862.1532 | 20530.6625
14726.7313 | 22446.5201
17162.8769 | 20180.533
17481.0721 | 20044.3074
17264.8628 | 20704.751
18486.4577 | 18607.33
19493.3023 | 17821.124
19538.5591 | 18713.7014
17277.0904 | 21349.8079
15767.828 | 19075.7548
12316.7993 | 18763.9862
12571.7138 | 19330.0367
12059.993 | 21016.0569
11528.4195 | 20871.2424
11700.2262 | 21267.9559
12070.057 | 22652.8828
12073.6852 | 25821.6588
13370.1168 | 22916.2509
14376.164 | 23621.6795
12514.4104 | 24757.5349
13290.1054 | 23398.8009
13452.8952 | 23465.9903
14631.7925 | 22430.5863
15272.9279 | 24319.9782
15551.7911 | 23730.66
15231.6087 | 22724.7159
12003.078 | 23568.6599
10355.0376 | 21372.1169
10792.9633 | 22934.7225
11276.9013 | 22061.6113
10742.9697 | 24780.489
10346.2031 | 24145.9788
10213.4593 | 21618.5796
10365.5543 | 22458.917
10444.2087 | 22618.0057
10978.2087 | 22398.9414
13735.4863 | 22248.3149
11299.4599 | 22121.3694
10879.1032 | 23914.9127
10462.4712 | 24168.7586
10863.8972 | 21904.8197
14202.7388 | 19546.9083
11451.0639 | 22916.5853
13206.8783 | 22046.503
11181.4992 | 22453.9508
12085.3279 | 24433.8435
13264.6173 | 23468.194
11784.4954 | 21841.8346
9662.0286 | 20579.0701
10309.5993 | 23239.2606
10914.1625 | 21503.8911
12009.6157 | 20491.3695
12479.3905 | 20409.043
11174.0367 | 21066.4808
10655.7655 | 20758.8992
10192.3671 | 21013.3854
9774.8312 | 21195.6423
10522.9642 | 20885.5226
10614.2004 | 20145.1985
10731.8734 | 21346.9711
11206.4222 | 22466.429
11370.9093 | 20736.441
11632.0997 | 19925.8567
11063.69 | 22457.7841
13262.4396 | 21954.1631
13485.2875 | 21952.1087
11989.5831 | 19504.7193
12732.3142 | 20683.7551
13086.2702 | 23015.1663
15374.2773 | 22021.3653
15170.6932 | 21393.937
14719.7006 | 22339.9868
15714.0642 | 20805.3664
13892.2815 | 20992.2499
15865.2468 | 21783.116
14891.0181 | 24625.5315
14713.7548 | 23941.4729
10849.5524 | 23769.5599
11181.7504 | 22060.8011
10898.1517 | 21201.6946
11332.2611 | 21731.732
11642.1813 | 21304.5492
13834.6172 | 21884.4441
12720.8822 | 21205.0662
11098.7507 | 23439.2205
11940.5767 | 22045.444
12419.3095 | 21387.7038
12044.3347 | 21057.7886
11818.4144 | 20338.5969
11517.6663 | 24346.6571
11041.1835 | 23403.1024
11006.9189 | 22071.5136
11524.5891 | 22331.6853
9550.6474 | 21095.2121
12306.8781 | 24115.7204
13634.1748 | 22443.3584
12655.9815 | 21542.5871
11894.6883 | 19412.8771
12093.5507 | 20640.572
11826.4797 | 20422.9806
11122.7155 | 18645.9626
13270.7202 | 19886.2409
11285.3478 | 17227.8811
10473.8263 | 15775.6963
12510.7956 | 16085.8335
11568.4438 | 16308.8762
11745.1157 | 18156.8657
11501.8999 | 16654.2668
11102.6248 | 15660.8087
10979.0319 | 16721.0263
11133.2112 | 21863.5155
11533.0966 | 19831.0665
11234.9837 | 19544.8996
12932.6177 | 21196.4905
11957.4884 | 17904.0212
11893.7025 | 19140.8847
11173.3021 | 19297.4985
12203.2544 | 16073.3699
12364.5038 | 16635.2373
12198.4427 | 16923.5333
12941.018 | 16783.9077
14736.9247 | 16936.506
12878.0379 | 17778.0498
12835.4004 | 17428.2134
12616.7944 | 18964.3737
13941.3409 | 20812.8513
13739.31 | 20422.6357
12113.5536 | 22430.6726
11408.8872 | 20451.8018
10425.961 | 20923.5285
10440.5614 | 18886.9216
13406.8456 | 21235.317
14072.9236 | 20898.2326
12283.9641 | 22806.5953
11404.4465 | 23932.422
11598.2835 | 19848.8052
11553.3146 | 18510.0485
11827.3597 | 18604.7603
11914.011 | 17373.4214
12448.8769 | 19810.0766
11346.311 | 19165.1915
13744.7646 | 18438.1186
10924.8538 | 19275.3603
12456.2189 | 20951.113
12726.2851 | 19693.733
12358.2381 | 19412.8548
10088.5735 | 18089.6363
12779.7512 | 16422.0194
11185.8605 | 16043.1781
11230.0912 | 16755.0247
11654.3598 | 18419.7343
12782.0984 | 17610.0403
13406.7942 | 20334.9
11275.4657 | 17817.2335
11337.0647 | 18572.6601
10449.8394 | 19098.919
10772.2805 | 19302.7648
11027.1964 | 17119.096
11279.4237 | 18271.5767
11437.9115 | 17677.7632
11199.2267 | 16662.5909
10959.1645 | 16945.54
11333.3953 | 16682.1563
10959.5281 | 17609.9861
11328.2797 | 17833.0993
11476.8861 | 20126.6546
11453.4604 | 22211.0134
10717.2771 | 20402.8069
10860.4665 | 19491.1017
11755.1158 | 21453.4287
10872.4977 | 19234.4194
14352.7796 | 21619.1847
13466.9302 | 20959.7916
14604.4812 | 19674.8934
13715.8049 | 20834.6125
14661.1233 | 19637.1132
15455.4705 | 21725.1708
14618.9837 | 20292.0798
14258.5004 | 22411.165
14638.2077 | 23486.4574
14396.7308 | 25168.1826
15189.4892 | 24315.4475
14375.357 | 24308.4967
14921.7705 | 23625.5645
15241.7418 | 21184.3745
15292.4848 | 21336.4547
14812.6579 | 23513.6668
14775.2591 | 24559.0717
15730.7035 | 21063.0083
15378.4669 | 20929.8938
15505.6163 | 20499.3979
15325.1234 | 21306.911
14910.8271 | 21051.0581
14543.4942 | 20440.5588
14016.8184 | 18266.6532
14905.525 | 18975.3835
15652.6832 | 15577.3439
14815.2129 | 17635.8638
15853.453 | 15826.5397
16775.852 | 14615.1988
16156.9158 | 15605.6905
15764.5308 | 17853.788
15490.1701 | 22143.9168
14441.5456 | 18724.4889
15595.9819 | 19478.0388
14956.1778 | 18007.9115
13939.9252 | 20410.3
12089.3176 | 21267.1658
10877.8609 | 21384.1169
9954.6437 | 19900.0637
10163.3438 | 20214.4321
12104.0492 | 19564.8661
9966.0648 | 18603.2454
9950.8063 | 20568.2908
10136.1806 | 23093.9791
10328.7725 | 19973.1308
11420.401 | 20721.6533
10671.1055 | 21030.2927
12283.569 | 19925.818
12110.9943 | 20461.7723
9385.0743 | 21756.2546
13283.4215 | 23743.2283
13867.0892 | 21787.4025
11500.9469 | 20675.6485
13210.5049 | 20409.4972
10282.7951 | 20774.8148
12424.7586 | 20788.892
12851.2461 | 18959.0383
13609.9518 | 22610.769
13912.5992 | 21101.3809
14552.9063 | 19353.8436
14345.859 | 19992.374
14876.7346 | 20979.717
13059.3386 | 20340.4599
14100.7197 | 20858.7219
13761.9604 | 23932.9792
14275.1127 | 20333.561
13685.2271 | 18741.1548
13950.9691 | 19195.7705
14135.7104 | 19172.2131
14320.9329 | 19815.3391
14040.3959 | 20057.5375
12729.9793 | 17350.7861
15024.2775 | 17796.6701
14859.7999 | 17867.6837
14233.6411 | 16975.6212
13707.8495 | 18799.2879
14486.7091 | 18917.2471
14468.732 | 18710.8699
14296.1159 | 20562.7254
14308.6281 | 18961.7352
14466.4817 | 17139.2896
15038.749 | 19287.7705
14909.3497 | 19097.9654
15421.5026 | 21040.3418
14901.567 | 19881.1587
14293.7347 | 17857.7206
14528.2311 | 19471.0245
14483.9029 | 19065.6442
13475.4486 | 17961.6929
14217.0202 | 19049.0553
13880.7172 | 18015.09
13978.0476 | 17888.146
13879.2595 | 19996.8753
14060.3426 | 19620.0177
13422.4258 | 19957.8492
13462.1437 | 19341.7288
13647.6287 | 18687.0544
13811.309 | 18902.7821
13272.1859 | 18638.5687
13373.2528 | 19039.1823
13426.8694 | 19208.6149
13203.4452 | 19751.4097
12850.4473 | 17715.7421
12797.4452 | 17325.3046
12562.7259 | 17303.0062
12814.7752 | 18437.7264
12557.537 | 18013.0799
12504.0894 | 18864.7156
12792.3592 | 19239.0767
13057.3402 | 17568.3115
13060.2095 | 17667.497
12886.0239 | 17789.3342
12810.9557 | 16897.6678
12755.331 | 18393.3233
13498.9461 | 20997.1957
12943.5413 | 18644.5884
13699.0683 | 18747.7074
14397.072 | 20227.2562
14357.3178 | 19195.0634
14240.8508 | 18310.7938
13986.6748 | 17963.5377
14431.4232 | 18721.866
13927.3507 | 18789.06
14167.0447 | 19392.4409
13370.9966 | 19983.4557
14609.058 | 21208.8265
14160.0127 | 18775.8064
14361.1952 | 22481.143
14791.9861 | 22341.9769
14925.8682 | 21414.9819
14675.2386 | 21584.9126
14850.5416 | 19488.4285
14663.7016 | 21730.6691
14429.1989 | 22611.4309
14201.606 | 21425.3902
13947.1057 | 21087.6143
14113.4613 | 18602.0257
14047.3242 | 19109.1276
14117.8813 | 18758.0307
14445.6776 | 15588.2105
15233.6968 | 14154.501
14823.7121 | 14532.8856
14942.6833 | 12076.1597
15124.212 | 11796.7094
15148.5863 | 10689.2991
15049.0067 | 13249.7491
14988.1151 | 9941.4627
15170.9992 | 8842.9508
15191.5057 | 8378.2484
15528.2716 | 6709.0369
15453.6061 | 11347.5663
15168.3876 | 12250.4335
15493.9581 | 11586.7691
14994.2527 | 10530.2171
16266.783 | 9593.3014
14974.0878 | 8432.8731
16486.8675 | 7402.6474
16724.1101 | 8202.2443
17961.1465 | 12338.1744
16925.7219 | 13939.1444
16838.4629 | 16580.1823
17517.9361 | 15994.1855
17676.5451 | 16876.4989
17395.2274 | 14278.1789
16248.1702 | 15269.811
17299.1849 | 15682.9075
17668.9212 | 16922.2312
17004.4482 | 14944.5876
17389.7002 | 14482.0247
17636.4025 | 14249.7399
17218.4699 | 15045.6616
17143.518 | 13197.7309
17142.0652 | 13538.9441
16494.4978 | 14007.8625
16728.6165 | 13873.0456
16996.0043 | 13577.5644
16701.1396 | 11488.7706
11076.8433 | 11687.6002
11435.1008 | 10780.3735
12261.559 | 12703.8302
12134.4116 | 14007.262
12417.2589 | 11066.3215
12700.9432 | 13290.5328
12760.3938 | 11549.96
12592.8858 | 15494.1852
13130.195 | 14138.591
13457.3522 | 13551.5717
13533.7145 | 13370.0827
15166.7458 | 13945.3206
15777.3144 | 15043.9368
14827.7981 | 15071.6259
15202.1171 | 15496.476
15521.8915 | 18087.1197
15184.7069 | 17539.5975
15658.0876 | 15676.4724
16252.5208 | 15281.208
15141.711 | 17639.4414
14293.4818 | 16987.8389
13900.7609 | 18300.47
14058.7749 | 15343.7835
14730.7198 | 15834.596
16272.0721 | 18797.489
14321.1397 | 18353.5757
12681.2766 | 20684.9645
13406.2235 | 23466.2191
13889.0807 | 19067.1341
13930.0717 | 19697.9833
13758.4792 | 20841.7995
14151.115 | 21687.8299
14165.7704 | 21863.3124
14269.6805 | 20035.3595
14149.2509 | 20858.4692
14152.8633 | 21629.618
14562.5128 | 22070.9383
14611.6539 | 22944.8934
14965.4497 | 22281.6012
14172.4416 | 21180.3756
14414.3184 | 20667.5238
13561.6754 | 21583.206
13512.0069 | 23135.3757
13142.7567 | 22099.7664
13201.5865 | 20274.76
12235.252 | 21304.8089
13246.0057 | 20721.1655
12986.5058 | 20889.2562
12742.5737 | 20941.6739
13376.4719 | 19316.1001
13531.5107 | 17326.1388
13396.8573 | 18663.0994
12980.4836 | 18863.1072
13623.3838 | 21020.1107
13272.9664 | 20669.7627
13330.3644 | 22767.8631
13209.8631 | 19570.6625
12778.2448 | 19221.5821
12746.4929 | 19673.8058
12997.8555 | 19942.3505
17092.6538 | 22050.3042
17330.7877 | 20872.9532
17175.9582 | 21567.009
15756.7858 | 24652.7975
16646.0013 | 19951.0683
17040.3241 | 20780.0111
17797.9203 | 21199.3033
17854.9664 | 25254.3666
17789.513 | 22703.8657
17808.6201 | 21667.7317
17837.8317 | 22177.5563
17472.6146 | 21694.0522
18062.4782 | 21459.8519
17924.818 | 26763.6313
17549.6601 | 23981.3551
18187.4789 | 22887.3697
17991.0586 | 22490.774
17697.8932 | 21863.934
17692.9052 | 24246.3446
17058.9739 | 21244.8556
17039.8697 | 19678.1406
17355.986 | 21336.9781
17927.9731 | 19119.1483
17657.3715 | 20147.713
17488.6038 | 22082.8435
17643.5209 | 20648.7655
16222.4641 | 19247.3394
13421.496 | 21169.6391
13827.9246 | 19805.7362
14062.1749 | 18186.7074
16660.7656 | 22942.7733
17442.5785 | 22775.7144
17690.9312 | 19332.638
15858.969 | 21044.5712
15801.5131 | 18078.8553
15647.9947 | 21389.0477
16395.3825 | 22138.3469
16847.3711 | 19033.1151
16657.5676 | 17485.1627
17128.554 | 17751.4172
16945.6661 | 18936.409
16771.0593 | 16580.2017
16846.7027 | 20289.0117
17012.3355 | 20785.8746
17119.6129 | 18385.3988
16913.8131 | 18911.6882
15498.3672 | 17585.6345
13767.9537 | 14911.3682
14266.8538 | 13606.9406
15461.9828 | 12009.8082
16666.827 | 11432.5868
15888.2731 | 6020.8879
16650.4989 | 7020.3852
15844.5723 | 7195.3491
15840.5231 | 11098.0791
16724.523 | 9536.9038
16805.2218 | 7558.0269
16907.3523 | 12930.7553
17598.2038 | 17441.9979
17138.1882 | 18272.4105
17796.0694 | 16676.4271
17437.4564 | 13014.7113
18109.6655 | 15566.5089
18251.7459 | 14068.8566
18307.9771 | 12237.6355
17752.663 | 12761.8475
17442.1649 | 11188.1415
17824.9188 | 10659.6361
17672.3413 | 8514.7284
18716.4736 | 8948.2657
17310.3158 | 11874.1601
15284.3417 | 9822.6553
15215.2629 | 10929.2475
15123.5399 | 9728.3722
15562.7363 | 9012.4519
16054.1648 | 10548.6207
16623.4104 | 13702.0399
16458.2596 | 10452.2342
16637.2948 | 13468.6425
16672.303 | 14070.8556
17014.7738 | 15091.7716
16271.411 | 15076.0178
16194.7841 | 14773.9956
15731.7436 | 12414.1333
15608.6559 | 14980.0213
15937.6974 | 20153.4233
15294.4131 | 18514.1264
15418.4993 | 18771.2318
16547.6269 | 19635.4045
16645.6087 | 19228.2535
16818.6672 | 21196.1671
16849.1136 | 21072.9384
16448.0288 | 20045.3699
16371.7634 | 19484.2286
14079.6395 | 22572.7198
16049.3026 | 21422.4497
13492.7591 | 18454.6001
16354.3153 | 18181.9458
13560.2176 | 18928.3267
15942.4947 | 18702.6665
13925.2166 | 16810.7924
14007.0555 | 19847.7371
16394.9827 | 18184.3449
15228.0564 | 16474.9241
16642.0759 | 15265.9076
16430.1306 | 16542.5157
15490.4824 | 17160.0471
16252.7832 | 15830.9874
15315.8457 | 18337.7463
16434.4827 | 16526.3091
16563.2826 | 16711.474
17009.4194 | 19074.7067
17209.7303 | 20090.0458
16419.7448 | 22106.3505
16551.7539 | 22853.0798
16568.0342 | 20763.0662
16752.1304 | 19899.8967
17499.2257 | 18552.3608
17938.6653 | 17323.0526
19411.8557 | 17292.3036
19422.4781 | 19025.3512
19044.9116 | 15840.3073
18736.9874 | 15872.0046
19446.6911 | 16709.3261
18705.9202 | 19342.213
18041.8303 | 18501.519
15959.3435 | 20050.475
14314.324 | 24785.8439
13818.7903 | 19144.9102
14287.7661 | 19024.0805
14288.0587 | 21167.2257
13379.9035 | 23166.9891
13793.9336 | 19621.6018
15258.3295 | 20816.7958
14648.6118 | 21135.6612
13989.795 | 21011.8744
14951.9182 | 23671.1153
14091.8586 | 22720.9181
12295.4605 | 21302.2279
16253.1368 | 20054.0121
14312.9801 | 20725.8247
14602.5434 | 20282.8889
15789.3755 | 19349.5986
15251.6293 | 17555.5004
14878.815 | 17774.8108
14897.7615 | 15868.1139
14700.9119 | 12382.4413
13664.2537 | 16115.2193
13037.3291 | 13820.9721
11803.6994 | 13267.0568
13258.7113 | 10813.2628
15625.7077 | 11460.3113
14135.8167 | 13555.6401
14994.8098 | 16079.7277
15413.8467 | 14411.7868
15439.0984 | 15527.2457
14119.9062 | 15723.0357
15015.3481 | 14672.6381
15401.533 | 17003.4935
15145.0971 | 18121.0968
14832.9484 | 17179.2947
15763.9807 | 20033.7579
16519.8388 | 19745.3302
16330.0106 | 22639.0652
16529.1257 | 23624.9415
18278.921 | 19933.7505
16124.9716 | 18954.9316
14703.9311 | 17469.5575
13758.7358 | 19405.5996
12396.8 | 17717.5496
13643.1326 | 21652.511
14115.7855 | 19902.3529
11848.8507 | 20225.9127
12033.8308 | 20663.8618
11409.216 | 19377.3824
14415.3596 | 20873.2871
15475.6785 | 18982.3708
14623.0378 | 18374.4743
15516.0442 | 19265.1625
16058.2579 | 20879.8322
14902.4039 | 20313.6539
14464.3743 | 22600.2544
14272.2258 | 19728.8062
15472.4387 | 19646.6759
15518.7841 | 19868.2087
15696.1476 | 20468.5403
15851.8696 | 19754.7453
15381.0884 | 18799.8566
16010.1624 | 21603.0817
16663.041 | 15770.2539
16531.0893 | 16307.5852
16802.642 | 17100.2012
16503.297 | 18152.2788
15926.9542 | 18853.0047
15705.2945 | 23456.9299
14214.9394 | 19751.4123
14901.7888 | 19541.6644
13093.5418 | 21746.6253
15699.8812 | 23296.9487
16365.3179 | 24950.6306
15751.605 | 25029.5502
15497.6678 | 22753.042
15620.4879 | 21361.4451
16339.4563 | 19069.0805
15259.6565 | 19304.6912
12774.0268 | 19715.742
13452.0579 | 20667.9924
13756.813 | 21035.5985
14577.0507 | 19515.9732
14134.6557 | 20489.1812
14222.0266 | 21129.7744
13943.0691 | 22508.9196
14143.587 | 20603.5601
14844.5891 | 20422.0206
15574.0941 | 19327.6873
15636.3825 | 18914.944
15526.7868 | 22142.316
15190.6178 | 25286.172
14239.2249 | 21422.309
16345.2026 | 23590.1677
16108.2638 | 24693.0425
14210.0239 | 23758.0677
13720.7183 | 22137.4415
14482.5448 | 22621.6864
14163.7923 | 24159.9486
14559.1026 | 22839.5643
14911.4354 | 23735.9248
13835.0745 | 23928.4977
14670.2624 | 23412.5975
14597.6421 | 23146.9519
14558.582 | 22319.6275
13821.3274 | 22431.1222
14384.463 | 21915.0766
14622.3811 | 22475.3234
15816.6927 | 21749.674
16147.7215 | 23512.036
15521.0873 | 21459.9938
16659.3978 | 20795.1599
16583.6979 | 17923.1977
17652.304 | 18250.687
16314.4296 | 17926.2762
15948.9982 | 20146.6966
15746.3523 | 20693.3664
16590.2476 | 17856.7188
16910.0577 | 17113.099
16805.9436 | 20357.2673
16967.34 | 17379.0655
17213.8064 | 20688.5106
17318.1413 | 21654.1896
17345.6001 | 19200.8864
17551.897 | 17731.8652
17055.883 | 18867.8228
16488.1433 | 18642.8267
17466.0472 | 16382.9671
17763.8637 | 18441.2075
17008.2364 | 18718.6041
17055.9602 | 16756.1969
17449.5516 | 17099.9199
17422.092 | 16149.0409
17302.3048 | 17267.3091
17333.5205 | 15015.0553
17250.3624 | 13761.3833
17244.2106 | 16353.5555
16921.2868 | 17289.6314
17907.5716 | 16824.0738
17314.4353 | 18270.0938
17582.9378 | 19559.1061
17719.4866 | 18456.2536
17716.0817 | 17976.8593
17766.5822 | 16761.006
15462.6087 | 17985.3727
16499.1098 | 16522.3289
17571.6543 | 16160.1764
16902.2964 | 17554.7419
16725.898 | 18441.9385
15393.1329 | 19838.306
15301.0576 | 20325.0446
16089.9153 | 20819.1602
16661.2338 | 18474.5174
16870.9384 | 18897.6663
16615.7359 | 17887.3705
16609.995 | 18118.1667
16961.4714 | 18686.4542
16669.5533 | 21619.1541
16944.5791 | 16860.0649
17544.8448 | 17759.224
17870.0185 | 18810.3469
17727.2109 | 18827.31
17277.4772 | 19154.2482
16184.3933 | 21322.4443
16847.527 | 17436.0628
16564.1602 | 15292.4133
17546.0783 | 15096.5882
16923.6381 | 12651.5033
17472.3322 | 14477.515
16918.9933 | 17462.7883
17593.6986 | 13662.5268
18007.0717 | 14715.6956
18148.1714 | 13175.9868
17250.2391 | 15563.5932
17572.5706 | 17767.4129
17307.183 | 17820.4024
16502.4496 | 20033.555
16873.3058 | 19294.1405
17692.805 | 18933.7921
17564.9247 | 21254.7715
17527.3069 | 20809.7093
16674.6459 | 22784.4288
16568.4496 | 20822.062
16689.8845 | 22462.2804
16823.3729 | 22404.6056
17065.0798 | 23868.4198
16647.9324 | 23015.9253
15901.5258 | 20704.9634
15412.4651 | 20889.9234
14919.1889 | 17761.4209
13710.4608 | 18941.3533
14571.0626 | 19119.2572
14495.2282 | 23984.3277
14827.5102 | 22461.3012
14801.2823 | 21993.9286
14257.6908 | 24703.6812
14876.1521 | 23401.4114
13965.1083 | 23597.8714
15364.9118 | 21772.3011
15640.0263 | 21300.1907
13886.8192 | 21271.0029
13732.8494 | 20201.5007
14212.2403 | 21205.2504
13848.1305 | 20734.8497
13498.0801 | 18717.2726
13237.8848 | 18344.2708
14038.594 | 17007.9783
14064.8483 | 18262.4671
13669.8271 | 19645.9268
12180.3258 | 17428.9703
13991.2815 | 20078.4206
12833.9427 | 20955.902
12664.058 | 20434.3544
13270.7895 | 20585.6741
12431.9979 | 21924.8527
12251.0738 | 20293.5398
12663.0686 | 20986.11
14529.9834 | 19197.4301
15314.4397 | 17386.7047
15744.0513 | 16150.5057
17487.414 | 17943.0122
18042.4758 | 16238.3693
17996.8744 | 15885.0259
18153.4783 | 16792.8301
18385.5949 | 17207.4787
18289.6701 | 17801.2485
17580.9292 | 20023.8836
16397.9542 | 18502.4153
16658.2358 | 16890.9959
16988.9234 | 17934.3701
15801.5377 | 17913.046
17250.1504 | 17829.8271
17159.0034 | 20551.6364
16877.8941 | 17680.0671
17057.1264 | 16587.9838
16383.9708 | 18531.7334
15536.4609 | 18285.7165
16311.3668 | 21200.5484
16440.6548 | 20121.3518
13945.7467 | 18288.6364
14608.552 | 18460.4014
14251.7494 | 18357.1649
16232.7252 | 21669.2122
17305.025 | 21537.7652
17188.1674 | 21010.8565
16636.2399 | 19436.1424
16877.9241 | 17643.6256
17072.5066 | 17567.3858
17397.9246 | 19541.7296
17221.996 | 22408.4424
17540.1837 | 19335.7635
16971.1792 | 20397.5907
17093.7006 | 20394.2991
16401.3984 | 20270.37
15575.0697 | 22313.4308
16268.1383 | 18683.4865
18019.6139 | 14156.5849
18690.6884 | 14623.2113
17116.1906 | 12394.3548
12967.9937 | 14444.9431
13646.177 | 11018.5183
14736.0189 | 10623.8551
16058.072 | 10107.7789
16085.5145 | 11408.1208
16722.6662 | 13231.1649
16362.8077 | 16212.4962
14965.6395 | 12832.8516
15036.1993 | 12834.242
16579.8467 | 11735.841
16919.709 | 12475.2188
16583.8539 | 13971.9147
16557.5881 | 14905.7461
17051.8501 | 11836.5772
16826.2971 | 12580.0037
17025.522 | 14411.888
17048.699 | 14944.19
17348.6897 | 16817.8769
17777.1495 | 17318.9461
17652.8871 | 16997.3997
16731.679 | 16125.2913
16662.4459 | 16160.7461
16993.1733 | 18218.7932
17985.664 | 16332.0632
18022.8389 | 15910.2244
17057.7497 | 15804.1761
17118.5295 | 16622.3806
17120.5889 | 17028.9858
18002.4048 | 16936.4307
17665.9437 | 15680.8262
17402.8866 | 16078.212
17117.4886 | 15353.4118
18573.77 | 16222.7315
18051.9206 | 19678.6754
17400.3752 | 16862.8088
17775.0356 | 19971.4788
17041.8186 | 18164.8983
16614.8107 | 18446.8312
16767.4565 | 20201.8103
17058.8706 | 14300.0669
16777.5251 | 12697.4855
17043.4198 | 12580.3463
17178.2228 | 12328.2413
17104.0979 | 14530.5648
17170.0961 | 14822.9709
19062.0843 | 16673.3355
19191.9033 | 17152.4915
18125.6728 | 17025.4368
16415.1024 | 15194.7968
15322.9256 | 18625.3067
15858.631 | 18360.621
16427.131 | 16476.524
15346.4515 | 16582.8121
16657.4124 | 16138.3819
16337.7585 | 16588.3845
16830.0914 | 16525.4757
17324.9237 | 16421.8148
17256.6575 | 14671.1825
17825.1928 | 14744.0197
17415.9989 | 14479.0055
16357.5755 | 17625.0327
16289.4473 | 16008.1016
16584.2654 | 18567.0081
16906.347 | 17851.3489
16652.5866 | 16675.6487
16555.2203 | 17153.9359
16442.7992 | 18464.8201
16923.18 | 16300.6668
16113.3024 | 17564.5091
16641.2918 | 17303.668
16360.3256 | 16555.4908
15721.6185 | 20539.2622
16063.7339 | 16881.1967
15724.2574 | 15553.2934
15723.2546 | 15982.5668
15178.971 | 16193.2069
15817.6263 | 16534.1521
15897.8322 | 18575.493
16486.9178 | 18962.2426
16593.0586 | 15500.7532
16109.8709 | 15813.4305
16297.1406 | 15959.8214
16501.3473 | 17146.9271
16479.5497 | 15456.8151
15645.2627 | 16972.0052
16172.2273 | 19103.4915
15215.5986 | 21225.2168
15922.8493 | 17402.591
16069.1929 | 16605.7333
16185.7654 | 16425.2802
16232.7662 | 18388.5175
16368.1257 | 18393.0724
16370.716 | 16645.6324
16776.4386 | 16595.4187
16868.5913 | 16709.2812
19271.4172 | 16520.8489
17131.397 | 19039.8338
18396.1401 | 20927.3181
18252.7207 | 20243.8759
16150.0353 | 20137.927
15558.8623 | 18884.5746
15252.1202 | 17108.2431
15621.7365 | 17266.9455
15998.2734 | 18135.3517
15602.8481 | 17271.7178
15424.7648 | 17310.2442
15333.945 | 19305.1503
15175.7695 | 19067.4772
15406.2749 | 20679.5994
14566.9633 | 23086.0349
15908.3598 | 21251.4379
15356.2874 | 19816.7099
14451.9087 | 19974.0937
15312.92 | 20062.7881
15858.0656 | 20484.7885
15917.0718 | 19661.5058
15903.5334 | 21655.7007
15761.6734 | 21363.0194
14811.645 | 22031.6404
14593.4069 | 24654.2673
14625.5387 | 22634.9595
14070.6519 | 22221.236
12667.6365 | 20894.5226
13065.1483 | 24665.9586
12710.4341 | 23316.4209
13635.4478 | 21651.8733
13614.8494 | 20422.326
13140.3757 | 19256.1535
12375.1473 | 19994.5153
14033.1435 | 19457.3372
13339.6893 | 21463.1262
14570.4361 | 21256.0706
14267.6695 | 18945.212
13862.7929 | 19447.5847
13199.23 | 19229.0921
13755.4214 | 17937.007
14458.1319 | 16840.1789
14554.6109 | 19452.7512
14531.4856 | 17562.4238
14052.9592 | 17757.5386
14063.1456 | 18787.1927
13564.328 | 18752.7141
12811.2001 | 15722.1783
12694.6539 | 19178.8046
12400.3851 | 21118.7074
12290.2262 | 18246.3298
11507.1402 | 18235.4774
11422.6863 | 19630.0894
11408.2341 | 18901.1566
12332.445 | 18646.1459
12286.1269 | 17443.9168
11824.8122 | 21697.9136
12285.8621 | 20014.9924
12441.8968 | 21194.3643
12492.588 | 23277.8587
11796.4627 | 23119.3657
11998.8519 | 21864.6029
12582.4274 | 23878.9004
11400.1778 | 23706.7197
11389.1739 | 23546.3448
11307.2782 | 22533.0289
11727.9013 | 21082.4996
11520.7752 | 21379.1886
11866.1496 | 22431.9491
11490.1275 | 23742.364
11267.4819 | 22780.165
9050.2775 | 21496.0501
10317.246 | 23759.6818
10128.1808 | 22342.09
9832.7145 | 22633.1845
10482.8968 | 21728.996
13063.7095 | 23115.4269
13613.2445 | 22770.2099
14185.1537 | 22547.6128
14075.9824 | 20941.7056
14183.5282 | 19710.4357
14479.4155 | 19857.4582
14218.8114 | 20866.3932
14209.9107 | 20758.9353
14633.5734 | 18622.6414
14526.3396 | 16938.5392
15002.6166 | 16032.521
14794.2223 | 16025.7782
15171.3013 | 17846.8962
15294.6917 | 17935.2284
14892.0383 | 16163.2555
14605.8607 | 16228.5235
14657.4653 | 14876.507
15171.9468 | 15914.6582
16933.5024 | 14895.9236
17347.3714 | 19322.5817
17012.3025 | 17615.7635
16989.1403 | 16740.45
17224.0456 | 16446.2621
16280.8008 | 14801.1413
15129.9721 | 14818.3919
15188.3582 | 16665.9022
14552.4819 | 18504.0463
14931.511 | 16769.1913
16328.1139 | 14582.7853
15191.9458 | 14078.7453
14844.8526 | 14201.4541
14317.1935 | 13973.1699
15221.8957 | 16052.4224
15661.9389 | 15054.9109
15192.9642 | 14039.5849
14954.948 | 13032.5452
15461.5026 | 13582.751
14569.7411 | 14818.414
15452.438 | 17595.5977
13430.4491 | 19372.4741
14692.7173 | 17269.6523
13937.9752 | 15030.7821
11552.5037 | 18585.3259
10475.3817 | 17335.1878
11449.326 | 16911.2679
12012.8663 | 18537.0214
11814.7137 | 18077.0455
12195.5635 | 18582.3741
11863.0752 | 19484.6736
15453.8542 | 18618.8045
12254.0414 | 19355.4933
12104.6334 | 18673.7233
11512.6431 | 19420.3063
11468.5336 | 21659.9444
10272.7845 | 22956.5111
12112.6884 | 20671.9166
11515.4089 | 22852.8595
11099.647 | 23622.2795
11342.2547 | 22621.3561
11680.1885 | 24754.4648
11699.3861 | 25449.3038
11644.707 | 26207.2946
11610.2613 | 20740.4935
11690.6567 | 21867.783
12629.6464 | 24595.8488
12373.7706 | 23986.0306
11576.004 | 23291.9584
12550.5494 | 21604.4829
14478.5946 | 20955.6361
13102.7831 | 19056.9213
12668.354 | 21661.3939
12074.2207 | 20603.7971
11650.8116 | 23539.505
11643.6272 | 19590.2086
13730.992 | 19280.6232
14342.7208 | 18936.4467
14609.2694 | 18588.998
15684.4149 | 21176.5251
15189.4793 | 23230.6549
14019.4662 | 21341.528
13757.0235 | 19654.5826
13897.3497 | 21666.3951
13362.0718 | 20772.1518
14922.4158 | 19695.7176
13999.0151 | 22897.6554
12457.2421 | 18576.463
11264.3146 | 18101.3377
8136.5295 | 15265.837
8059.6838 | 15197.8602
8584.5726 | 14889.1911
7939.5064 | 14995.2239
7648.4343 | 18272.9697
7477.5573 | 16190.3745
7401.0847 | 15180.8953
8717.4269 | 16099.918
7299.0478 | 14197.9933
6907.2085 | 15890.6406
6946.5467 | 14543.4081
6965.2791 | 18086.3366
6775.6113 | 16810.1327
7093.6517 | 15330.2105
7093.3211 | 15930.2872
6897.9977 | 15675.1686
5985.1986 | 15973.3093
6667.4328 | 17483.7493
7059.4925 | 19382.5242
7346.43 | 19547.522
6581.5939 | 17741.7795
6329.7168 | 15731.2442
7297.0374 | 16308.2509
7504.3755 | 18016.2508
6952.3354 | 17942.7516
7098.0976 | 15358.1643
6941.764 | 17792.7155
7393.1133 | 17867.7985
7128.2686 | 14684.0689
7276.3659 | 16309.0846
9030.4453 | 15456.5747
13037.2377 | 18488.227
13871.6284 | 19550.722
15273.4153 | 20019.0807
13463.5626 | 19533.772
14394.5514 | 18268.3147
15221.7564 | 17278.9174
14012.8691 | 19641.2756
14054.5188 | 16723.4907
14012.4055 | 18968.8329
14370.4301 | 17451.807
14470.8501 | 18038.5965
15172.85 | 18947.5666
14023.5246 | 18330.6774
15074.1459 | 16715.3248
14606.0495 | 15452.4464
14298.0704 | 17191.5512
11502.6609 | 17853.3863
13330.9775 | 15414.1648
13693.0038 | 14037.0143
13676.3706 | 16621.6922
11670.7101 | 15301.5587
10828.5725 | 15200.7775
12140.0929 | 14042.2247
10754.8788 | 16115.4895
12029.8444 | 13936.9176
10393.9956 | 13362.4758
13229.9196 | 13941.5024
12550.792 | 13083.7685
9899.9895 | 14260.7271
10775.8689 | 14512.4067
10764.797 | 16768.2522
10748.0231 | 17706.9526
10745.2008 | 15021.0348
11261.7321 | 12289.5844
10595.3336 | 12272.0956
10757.2457 | 11532.7246
11191.1257 | 12456.4148
11677.8574 | 13541.9567
11011.1603 | 15027.8369
12504.6183 | 15849.418
12702.2595 | 13796.2476
14311.9962 | 15264.4483
14207.8518 | 14235.4703
13958.1362 | 14360.7981
14299.1778 | 16474.2066
14844.325 | 17933.6327
15434.6988 | 18546.3862
14033.7206 | 15028.5495
13084.8515 | 14978.2738
10975.6931 | 16933.5153
10156.684 | 15574.2514
10480.164 | 15945.9471
14344.7565 | 15614.638
11950.4967 | 6004.035
11433.3064 | 8259.4757
10851.5159 | 14908.2305
9481.5388 | 17985.607
12604.1056 | 15925.2415
13475.0559 | 14251.3361
12310.6602 | 15589.7671
12231.6573 | 13792.2334
12874.023 | 12954.0494
13216.9203 | 13949.0634
14873.0853 | 15842.321
16078.2294 | 14007.7751
16214.7021 | 13968.3051
13740.3172 | 14255.3299
11982.9715 | 12264.317
12331.7922 | 12977.5998
11699.2107 | 15298.2525
13344.7877 | 15917.5051
11827.1393 | 12758.7417
11469.6686 | 13986.119
11482.2414 | 12917.2558
11666.602 | 12854.3408
11536.9843 | 15230.9544
11855.0838 | 12116.2704
12084.2921 | 13154.6548
11949.9693 | 14620.7036
11166.5726 | 14650.6515
10943.892 | 11991.8697
10255.0217 | 13424.1019
10017.0972 | 14299.0332
10027.1576 | 13524.4856
10261.3888 | 13874.5343
10277.0454 | 16069.2421
10863.0303 | 16118.3809
12081.5799 | 18036.4082
11753.4179 | 17389.5147
12443.9969 | 17217.7085
12677.0739 | 16847.6301
12687.1301 | 16102.3712
12221.4311 | 16491.9098
12743.8365 | 16975.752
12862.8002 | 21189.1887
14567.9207 | 17192.0092
15149.3522 | 18466.0129
15370.9959 | 16326.8356
15021.7564 | 15325.0627
14749.4749 | 16022.0785
14934.6105 | 16775.1578
13878.7671 | 14032.5981
14645.4449 | 13972.5902
11767.6175 | 14938.0313
11176.6181 | 16081.3255
11929.7781 | 14603.7729
13080.482 | 15742.6814
14505.0457 | 15850.4854
14474.0288 | 18182.1852
12218.3056 | 16827.9275
13774.9188 | 18218.8157
13191.9353 | 19089.0328
11842.8501 | 18262.3224
13484.4368 | 17742.5163
14805.8547 | 14876.6502
14274.9301 | 15431.902
14913.3614 | 14321.287
12203.4049 | 14638.2783
14710.6197 | 16423.2333
12915.289 | 14744.0903
14009.6369 | 14971.5937
12978.109 | 14197.3447
12652.6787 | 17249.2334
12523.8055 | 13515.923
11446.0569 | 15886.6582
13224.6558 | 15785.704
13504.3439 | 15499.6059
14996.8598 | 14909.7648
15029.4338 | 15856.9232
15134.4635 | 17949.9999
14283.0773 | 15963.9683
15036.0442 | 15535.7669
14603.6533 | 15489.5912
13806.1814 | 17403.7238
14411.0383 | 19312.8095
14241.8804 | 17593.2241
14821.4277 | 15200.5887
14305.4093 | 15317.0234
14927.7468 | 14668.2407
15476.7793 | 13588.3893
14934.3527 | 13061.5121
14735.7612 | 16568.4138
14669.3307 | 15080.3586
14614.7696 | 15407.6577
14469.4442 | 15854.7902
14425.0852 | 13065.9451
13997.2123 | 12506.4381
14480.1809 | 14741.0162
13562.3582 | 12915.9863
14124.3589 | 12942.9221
14277.8955 | 15693.4493
15397.8822 | 17178.013
15292.4256 | 17558.1192
15008.2632 | 18173.3491
15685.939 | 22199.0937
15697.7301 | 20951.9567
16378.851 | 18720.0799
17320.5374 | 18532.9461
16250.1626 | 17563.5857
16768.3319 | 19998.0602
16479.044 | 16805.7618
16232.2842 | 15867.7053
16430.053 | 15745.5316
16358.506 | 16010.8732
16295.5759 | 16440.8935
16636.7714 | 19947.2887
16949.6809 | 17430.2719
16908.1983 | 17921.9345
15948.1144 | 18339.1395
15637.0583 | 18510.2824
15787.4836 | 18640.2288
16430.9127 | 18343.6143
17338.46 | 18278.5269
15995.4031 | 18128.2136
16601.1679 | 13968.2719
15716.8663 | 14417.6236
16578.9186 | 16000.8168
16937.9883 | 15182.8997
16405.1853 | 12684.1941
16587.2638 | 13086.7906
16602.3448 | 11815.4471
16422.2833 | 13828.996
17236.8433 | 13376.4289
17106.7558 | 12309.3618
16003.4299 | 15387.7415
15548.0046 | 14075.5773
14087.6002 | 13287.2413
15245.6436 | 13977.6131
14572.05 | 13880.2813
15174.302 | 11402.4862
14974.9403 | 11498.7229
14657.5622 | 11484.0877
15220.3692 | 10317.1525
13519.3882 | 11222.0599
16276.2988 | 8690.216
16670.7083 | 9281.3599
15924.4075 | 9566.7885
14840.3597 | 11260.9379
15935.8189 | 10256.2238
16973.14 | 12422.4335
17225.6067 | 13377.0776
16795.7081 | 13053.6508
16603.2733 | 13283.7896
16600.3753 | 17073.7062
16377.4809 | 14892.4359
16565.2023 | 14605.2082
16850.2555 | 14829.4005
16894.8939 | 16579.5989
16621.9287 | 15273.4119
16900.9903 | 14271.9749
16119.2981 | 15717.2397
15667.1187 | 16046.9377
15862.9973 | 14758.002
16088.8145 | 12954.5931
15535.6581 | 13986.839
14634.5306 | 15168.5042
15134.047 | 17083.6396
14237.1313 | 19603.8471
15133.1761 | 16007.7524
15603.3462 | 15046.3761
15493.7307 | 15070.0873
14784.4472 | 16294.1042
14885.6369 | 15818.9514
14618.8191 | 17762.9804
14203.4298 | 15325.1591
14656.9254 | 15985.3155
14743.9399 | 17612.5726
14182.1353 | 17770.9288
12384.0274 | 19706.4525
14422.5859 | 19782.7616
13983.5866 | 16789.8904
14946.7351 | 16555.0596
15266.2532 | 16631.6001
15007.7549 | 14773.6636
15361.6992 | 14522.8502
15972.4824 | 15608.6828
16000.6162 | 15483.3164
15173.5541 | 11658.2288
16837.8227 | 12233.4177
16989.3223 | 13893.4365
17318.2226 | 15332.4189
16971.4545 | 14655.5848
17537.2826 | 12922.7553
17038.862 | 11920.3143
16191.4174 | 10920.6329
15663.4136 | 10297.0511
14893.0227 | 12315.2544
14582.5853 | 16369.7089
14658.7987 | 12972.4892
14952.7223 | 11900.3362
14773.2398 | 11268.2806
15123.1827 | 8763.1758
14762.4818 | 9914.9767
14452.5101 | 11449.1528
13587.0889 | 13075.5914
12170.6439 | 11222.4063
11900.1491 | 10698.2544
11782.5539 | 12891.2906
12512.2357 | 11084.6447
11652.7299 | 9469.45
10675.3552 | 14757.5437
12014.622 | 8837.2575
9824.6593 | 7917.1621
14612.631 | 9464.4766
15697.3468 | 8326.4531
17575.3742 | 8908.9502
17892.8343 | 10736.4014
17061.203 | 10000.7825
14844.3152 | 9078.5395
15452.614 | 8443.3469
16073.6256 | 9869.7921
15423.8088 | 13394.0343
15700.7789 | 10611.7104
15320.6848 | 11301.801
15971.2726 | 14175.517
15536.3806 | 15242.3884
15905.6458 | 17019.1633
16174.27 | 15300.5481
16425.8958 | 15891.3072
16369.6848 | 15609.1037
16334.967 | 17936.7047
16133.7507 | 16962.5813
17802.4815 | 17055.5299
18995.1628 | 15103.5587
19214.13 | 16565.2155
19250.7221 | 16404.9207
19453.8848 | 17853.5709
18595.769 | 18901.1884
18545.9526 | 19739.3861
17817.5809 | 19407.5523
17712.6877 | 19725.3831
17490.1754 | 19175.7625
17341.2569 | 19036.223
17393.9713 | 19480.9907
17222.8004 | 20085.3808
17408.9902 | 20608.1507
17595.3894 | 22792.4735
18791.3038 | 20050.1804
17130.7572 | 19746.7971
16253.4301 | 21132.0144
16875.5408 | 21895.0387
16636.5624 | 22276.5576
16294.6049 | 21411.152
16969.6503 | 19623.4043
17214.6463 | 20669.5899
17281.6314 | 20947.2785
16954.0657 | 22396.7383
16938.0971 | 24182.8684
17987.2067 | 21276.9069
18101.1281 | 22280.5457
17488.9555 | 21628.1533
17315.626 | 22090.704
16082.8565 | 21446.3784
15791.7171 | 24959.6769
15054.4197 | 24734.793
16576.8048 | 21745.8801
16845.6924 | 20776.791
17527.2873 | 21158.7361
16662.7069 | 22141.4986
16609.9048 | 20467.3417
15865.3861 | 20369.3686
16021.8503 | 21642.6216
18940.2509 | 22499.8512
17735.1929 | 22839.9521
16880.7573 | 21073.4859
17117.2033 | 19539.912
16490.3957 | 20470.9928
16381.2834 | 22237.5166
16621.0008 | 21694.6155
16727.2125 | 23383.4367
15454.2177 | 20965.5283
15912.4765 | 19587.6179
13730.8404 | 21399.3219
13487.9987 | 20873.2902
12804.6697 | 20674.9721
14960.0976 | 23233.5601
11480.3715 | 20692.298
9505.2047 | 18771.3149
10729.4317 | 19985.2731
10589.696 | 16215.8094
11405.1498 | 15499.4324
12338.0965 | 16028.8424
15565.6 | 19014.974
15384.9697 | 17042.4338
14505.6007 | 18157.9751
15420.5147 | 19119.3316
18448.3081 | 18621.6797
15990.1375 | 21259.2212
15010.8658 | 22772.3962
12891.1489 | 19215.9337
13913.7854 | 20359.6072
14337.5596 | 20369.8086
13324.1946 | 18751.033
11832.1583 | 19265.3222
13506.1972 | 21067.5689
13017.2072 | 20866.7662
14505.7074 | 20338.6143
11193.5022 | 19072.56
12622.3906 | 19535.4205
11367.2965 | 17393.5481
11660.8207 | 17749.5804
12780.2419 | 20615.5371
13682.9266 | 18486.309
14747.8542 | 18588.027
14429.9138 | 18469.683
14120.643 | 19720.0205
15460.4648 | 21630.2282
15388.6985 | 22901.8896
16759.8906 | 20251.0416
18563.8537 | 18480.4389
16188.7341 | 18926.65
15022.3373 | 19799.1746
15950.4715 | 18917.89
16181.0734 | 20720.2182
15985.8546 | 19738.655
17138.7679 | 19581.4029
17888.4568 | 18807.4814
18411.131 | 18255.6492
17478.891 | 19555.0655
16905.0075 | 20277.097
16793.4066 | 18905.4033
18810.1244 | 18885.5359
17234.1454 | 18355.0125
16762.9291 | 16304.3725
16606.1714 | 17003.2061
14873.2664 | 18148.9702
14916.3204 | 19179.478
15683.1032 | 18238.5367
16854.8579 | 17939.6834
15835.4286 | 17621.2411
18511.121 | 16480.4559
18436.1019 | 19439.0494
16520.824 | 20329.6028
16071.6543 | 17824.2145
15678.5005 | 16984.2855
15335.28 | 18259.9905
15688.1571 | 19615.2588
15689.9174 | 19542.1839
15010.0173 | 20313.4953
14870.7149 | 21578.5221
15215.2324 | 21830.2532
14022.7559 | 19428.4731
13120.5728 | 20145.4571
13640.0938 | 20294.9858
11582.695 | 21179.7496
16378.9022 | 22713.638
17071.9413 | 20812.2209
14850.3731 | 17716.4861
13982.762 | 18589.2299
11913.8051 | 18401.4028
13915.3413 | 19420.1571
14096.1375 | 20767.3522
12077.9065 | 20273.8865
13988.4753 | 19246.2711
15762.8365 | 19406.2525
14344.4865 | 21263.7629
12613.0557 | 21312.6696
13921.8849 | 20229.206
14189.1062 | 22668.9706
14427.699 | 19507.5705
13857.8541 | 20262.4946
13641.6824 | 18660.4158
13119.3744 | 21741.9607
13193.1536 | 20778.3017
11694.3335 | 19642.8693
13666.8659 | 19232.0646
11827.5039 | 19224.4537
13006.8977 | 20750.9374
11926.2285 | 19737.7122
12836.3431 | 13930.2299
10732.3583 | 14010.0318
9845.4484 | 16462.7641
11507.0883 | 14018.5005
11569.6762 | 12703.5438
10798.6973 | 11201.9998
12453.0668 | 9804.4005
11048.1341 | 10830.7997
12229.5755 | 12433.9352
14450.052 | 13027.1799
13324.2405 | 11930.5928
13079.9635 | 10401.2266
12408.9517 | 9941.6078
13761.5373 | 10879.2076
12859.7639 | 15361.3798
15172.7023 | 18610.6114
12551.8167 | 19430.6623
11967.1369 | 19668.5045
11988.5426 | 19717.7026
11653.6567 | 20119.6053
11631.1694 | 19268.585
12827.3013 | 17995.676
13743.6314 | 19152.25
12143.252 | 16703.9413
10904.2343 | 15662.6209
12329.4188 | 16833.6951
12159.7187 | 18813.5778
7406.8249 | 17905.1702
9619.1515 | 16169.2395
9294.4507 | 15543.1512
7768.6656 | 16173.5569
7805.6091 | 19882.7351
9220.8129 | 17191.8953
8972.7692 | 17255.7268
11228.8059 | 17556.914
10787.4363 | 20100.9886
8899.359 | 16665.9443
13246.8406 | 16918.2897
10416.541 | 15334.4623
9448.0595 | 18528.9268
11352.6619 | 14081.7726
8404.0458 | 15363.8445
10748.7051 | 15392.6342
10445.4711 | 17599.8879
9102.5627 | 18884.5448
11560.9215 | 16268.7509
12346.4032 | 16914.6198
10750.3141 | 17006.0044
12203.969 | 16462.8076
10929.7913 | 16852.013
10050.4064 | 16209.1555
11199.818 | 16416.9395
12062.4942 | 15525.1174
11404.2969 | 13589.7141
12076.3162 | 13974.1663
10790.0483 | 16775.7367
10539.1905 | 16413.832
11183.0039 | 18544.9165
13182.644 | 17405.8307
13393.0116 | 16139.6969
13154.6609 | 18146.4381
13361.4103 | 16159.8712
13527.1764 | 18083.8157
12295.4747 | 21194.6694
12765.2632 | 17699.6816
13062.9453 | 17014.1068
12509.132 | 17484.9677
12715.4419 | 16131.3595
12543.0363 | 17374.7467
12647.3141 | 16249.2777
13244.7165 | 13032.5451
13026.8688 | 12138.92
12756.1919 | 14369.4373
13014.0078 | 12494.5124
12911.8371 | 15541.5957
12511.1951 | 14831.7116
12578.2595 | 14454.2257
13267.3918 | 15186.1421
13757.4015 | 14123.9398
13554.347 | 18515.2217
13332.3598 | 18154.1412
13105.7722 | 18411.2387
13336.6516 | 18340.1576
13319.437 | 19148.2993
13514.4663 | 19277.9755
13434.9497 | 19902.798
13372.7697 | 23086.8659
13231.7911 | 20897.2484
13232.4522 | 18364.975
13229.7856 | 18802.8027
13069.7882 | 20976.4433
13471.8643 | 20162.3301
13073.094 | 20518.4875
12842.993 | 19788.8961
12991.8611 | 19344.6046
13512.8003 | 18285.7371
13589.8025 | 19029.9323
12920.5453 | 20243.8395
12987.84 | 20419.5596
12879.4747 | 23115.1141
12991.3653 | 24002.6532
12845.0977 | 26565.5972
12799.3605 | 24487.2998
12590.1163 | 19555.7991
12261.0592 | 20967.5999
12669.5114 | 24048.2056
12334.1797 | 24449.9224
11769.3572 | 21842.1873
12021.6013 | 20855.1485
12856.2456 | 22278.0712
12861.1066 | 23782.4182
12263.857 | 22822.0869
12915.8181 | 19367.2642
12679.6724 | 19853.4435
12657.4286 | 19729.1708
13144.68 | 19859.4775
13490.351 | 19085.0204
13565.829 | 20443.2104
12896.9876 | 18804.1975
13279.6018 | 20261.5337
12531.6821 | 18944.5316
13624.8189 | 18493.3003
14300.0451 | 20087.021
13498.7754 | 21111.7731
12710.6138 | 22905.2145
10912.5681 | 21030.6337
12623.1597 | 21933.0849
12887.9173 | 20170.7652
12277.8694 | 20357.2289
12580.334 | 18741.1047
13711.006 | 19284.0074
14166.1687 | 18555.362
13866.4551 | 17839.1244
13642.0745 | 17588.8684
13272.2706 | 20316.3242
13315.0074 | 18615.67
13348.6267 | 16743.0298
13278.1387 | 15738.0373
13439.2272 | 15487.5488
13364.4435 | 14788.1681
13031.6557 | 15202.5135
12887.4035 | 14802.6504
13965.072 | 14756.0079
14747.1416 | 11656.5297
14964.9237 | 13380.3376
15005.7447 | 11035.9998
15100.5201 | 11311.6469
15176.5528 | 10606.0739
14970.6617 | 12750.9894
15174.7502 | 9450.8228
15350.8924 | 4960.6186
15159.9379 | 4350.9019
14512.0568 | 4552.2045
15342.0856 | 7642.6068
14857.6072 | 5028.5964
15872.6563 | 10284.7049
16141.7271 | 14491.6664
15803.7933 | 14028.5643
15709.6582 | 14877.7115
16045.6949 | 18038.243
15844.3135 | 18409.2736
16000.5622 | 15830.2466
16324.8977 | 16434.6674
16373.5252 | 16686.7411
16012.866 | 14301.2179
16585.8704 | 14040.8305
16216.5689 | 15076.8746
14813.9346 | 17557.9593
15654.1869 | 15541.6231
16199.2185 | 13541.8531
16146.295 | 15181.7078
15381.2424 | 18434.7042
16309.416 | 16935.83
16594.5013 | 17655.2931
16842.5523 | 17182.3211
17696.4623 | 18120.448
17553.7936 | 18550.7344
17886.0821 | 21872.0458
18185.8075 | 20984.4235
18176.7858 | 22751.7951
17903.4887 | 20620.0513
16816.1955 | 19785.0125
17367.4372 | 19780.0309
17869.8689 | 22356.9562
17631.1873 | 22320.854
17563.456 | 21344.7947
17710.8366 | 21788.9603
17714.224 | 22570.2047
18212.0295 | 21953.1787
17492.2616 | 24211.1936
17628.9867 | 24029.7759
17753.0397 | 21950.3523
16887.6872 | 21951.1308
16155.8857 | 20077.7259
15105.6634 | 20237.1565
15764.935 | 21279.9125
16236.4163 | 17471.8566
16129.8162 | 18600.2587
16395.3041 | 17866.2564
16351.5244 | 16252.7567
16161.1546 | 15827.9321
15180.3818 | 16801.7436
16154.9386 | 16006.2965
16894.1054 | 18817.5134
17126.8133 | 18700.3498
16981.5255 | 23548.3978
16366.9797 | 21193.1929
19505.6282 | 20825.7613
17009.2612 | 22086.5668
16290.3119 | 24406.3224
16858.2004 | 22748.1682
15883.851 | 19121.0737
16432.5421 | 15663.2364
16526.4363 | 15652.2605
16203.9479 | 17597.1085
15808.8358 | 20562.4293
16614.5821 | 19658.6999
16886.417 | 20765.84
14190.3737 | 21924.2787
13542.5798 | 20726.3831
15517.4917 | 19748.9473
15290.2608 | 22634.3387
15311.2579 | 22727.8657
15343.8944 | 20330.9824
14306.2506 | 19834.9009
14771.0452 | 20068.161
13713.5157 | 21115.0257
13274.6723 | 21344.7382
13554.2458 | 20709.4189
13490.5636 | 20568.1445
14408.0216 | 22438.5311
13069.9681 | 24172.112
12185.9181 | 23610.6842
12287.8192 | 21267.0944
13237.4949 | 20482.4446
12507.9602 | 21077.7527
14012.9991 | 21775.3299
13743.3751 | 23843.942
13422.0406 | 18970.9811
10963.6481 | 21213.7677
11995.404 | 17147.2456
13912.2295 | 15299.6418
13306.1598 | 16181.7485
12609.6759 | 18050.3292
12495.9086 | 17366.978
11398.4017 | 16536.3642
12417.8967 | 16620.0068
13717.7551 | 18384.4844
12705.9614 | 17720.7429
12689.4283 | 19489.2215
12635.5954 | 17891.852
12857.7062 | 17278.1842
12199.6401 | 16768.3142
12489.6189 | 18825.9713
12699.9544 | 18091.6523
12797.6359 | 21185.6859
12857.4476 | 18348.5945
12826.86 | 19869.2287
12348.8533 | 18740.5921
13406.1224 | 18579.5925
13535.9868 | 17643.9596
13144.8212 | 19143.8282
13793.4459 | 18316.0145
17183.8707 | 16114.3934
17958.5587 | 15495.5463
16722.7071 | 14679.5746
16588.8304 | 19159.3968
17151.7348 | 19569.5848
17744.8322 | 17688.0887
17176.7383 | 19525.9618
16531.8552 | 18389.7132
16254.8836 | 17856.0662
17293.3667 | 19902.2122
17558.8804 | 18051.9471
15822.7693 | 18317.8357
16679.8157 | 16956.6782
16888.0576 | 16140.2135
16334.6815 | 17360.7604
16746.0607 | 19423.9648
16623.8799 | 15660.4517
16886.5965 | 16833.9408
16741.5461 | 18135.3236
16472.2802 | 20228.3656
16178.3982 | 21782.2882
15910.1448 | 24763.2271
16375.5966 | 22441.0723
17626.0996 | 19451.0274
17813.4575 | 21980.527
16813.6121 | 23117.4098
16616.3192 | 20672.0923
17219.0563 | 18884.0995
16960.0459 | 16630.5395
16804.4885 | 13578.6546
16948.0858 | 13577.6927
17288.9874 | 13797.8814
17177.4442 | 13594.2945
16553.6095 | 17151.8894
16599.1522 | 17820.4064
16750.5327 | 19242.9261
17068.448 | 18324.0371
17041.6391 | 17478.0959
17218.5378 | 18817.2236
16961.5039 | 16898.0476
17265.0036 | 14938.6908
17061.92 | 16241.2169
17168.1457 | 17462.7888
16305.6914 | 17981.0913
16880.5277 | 19697.626
17607.834 | 17091.225
18464.2484 | 18557.8963
15118.1714 | 19314.1119
14825.7998 | 17051.3997
14733.9 | 17888.2623
13452.4321 | 19697.802
15225.2064 | 15016.2377
13733.5726 | 14567.1443
13399.9952 | 16768.7111
14532.9369 | 17342.2057
12521.7396 | 19849.0493
11999.434 | 18958.4576
11953.253 | 15834.1807
12529.0118 | 16387.9189
12579.1162 | 16090.3571
13056.923 | 16194.5854
13905.4401 | 16916.2517
15759.0041 | 20539.5238
15834.9324 | 16635.7199
16156.7241 | 16034.3564
16261.6701 | 16799.1101
15903.6263 | 15710.1307
15859.3736 | 15346.1716
16026.5334 | 15840.1712
15987.647 | 19243.5419
16354.5611 | 21130.6239
16520.9937 | 21572.8055
16827.8317 | 20027.8289
16308.7961 | 20854.2587
15351.0734 | 20255.6649
16292.182 | 22998.6255
16531.0463 | 19095.5506
16640.0882 | 19533.3987
15980.3989 | 20382.164
15186.6251 | 18679.3971
15727.7876 | 18192.1581
14236.7478 | 19037.464
15337.1135 | 20933.7258
15471.5936 | 17082.3415
15675.2037 | 15792.5128
16359.6931 | 17104.9931
15744.2172 | 17212.3486
15473.8314 | 18961.0005
15361.0551 | 23604.238
14156.8063 | 19995.5187
15159.0998 | 15773.3722
14071.386 | 17881.3043
13113.491 | 18450.825
12996.6494 | 17971.2756
11776.3412 | 21805.9027
11714.1825 | 19881.1342
12415.2726 | 18018.3776
12209.8879 | 18624.5522
12769.8898 | 21260.829
12582.6596 | 21138.3047
12267.754 | 22489.4058
12520.0192 | 23323.5495
12198.8567 | 20492.0245
13378.9496 | 19864.0545
12196.5704 | 20831.1408
13721.7291 | 22370.8859
12216.3456 | 21914.9579
12983.6198 | 21464.9682
12010.0862 | 20821.7038
13457.4489 | 20947.8723
14379.3143 | 22402.7234
14255.0233 | 23060.8892
15198.2204 | 24620.6774
15424.2494 | 20754.8181
14931.0767 | 21231.0307
15418.4187 | 21243.8928
15535.3814 | 20960.2714
15760.5626 | 21171.967
16029.31 | 21435.5437
16295.8073 | 19220.1541
16481.391 | 19116.8219
15565.9044 | 20846.609
15940.0004 | 23243.7942
15518.1841 | 21158.0366
15658.8907 | 20706.5087
14228.4483 | 22711.0477
13858.431 | 21502.9333
12910.733 | 19985.7159
13780.4248 | 20922.7227
13517.2635 | 20768.7759
13785.4061 | 21155.5274
13817.3514 | 24352.3454
14095.3897 | 24984.237
13366.8255 | 21073.7021
13585.6072 | 20730.8047
12343.2499 | 21559.9912
11205.42 | 21589.0235
13097.4469 | 20053.1816
13133.4558 | 20996.4071
13856.8792 | 22697.5621
14018.0674 | 21641.1365
12349.0008 | 19139.4682
12379.8511 | 21251.5389
11239.2581 | 21091.3792
10407.5987 | 20595.931
10380.0555 | 20717.3022
10628.7787 | 20034.6212
10711.9068 | 21648.7918
10456.6382 | 22878.21
6944.8938 | 21376.9905
8151.8273 | 17580.5153
8485.9376 | 18034.3322
10666.7725 | 18740.4828
10285.2361 | 20434.3885
10702.5846 | 22842.6991
10685.5428 | 20496.8088
12325.2004 | 20803.9867
14081.6961 | 21385.6391
12394.0566 | 21194.9129
14729.8225 | 21959.5849
13105.7048 | 20076.6377
13320.129 | 19829.3448
13267.0152 | 23732.0013
13554.4809 | 19806.17
12903.3916 | 17819.7427
13036.6897 | 15246.3527
14598.933 | 16343.1046
15157.801 | 15642.2567
14314.5838 | 16176.505
12905.7442 | 18411.95
13081.7844 | 16319.0672
11948.3764 | 16558.8692
12791.2757 | 16796.2265
12767.9008 | 16899.3664
15494.5614 | 15256.6945
13459.8027 | 18226.755
15394.0569 | 15299.9262
14010.4791 | 14368.148
15109.2764 | 15159.9797
14751.1475 | 14434.7361
14656.1879 | 18555.3015
15440.5957 | 21326.7528
15801.325 | 21899.6045
15434.0135 | 19532.6154
15017.75 | 21455.0522
15339.9761 | 19535.074
14259.9922 | 20343.9782
15781.1923 | 18479.5105
15162.0447 | 21589.187
14939.2418 | 20529.7096
15989.7076 | 19238.4363
15159.4498 | 20950.7453
14043.9578 | 21846.6441
16001.9666 | 21260.3834
14520.2635 | 22343.9002
16057.377 | 23330.3144
16528.4532 | 22473.2406
16269.9333 | 18676.9953
16036.8475 | 17445.907
15576.1546 | 19109.2583
14774.6138 | 18175.9617
14418.1499 | 16596.6446
15422.5597 | 15808.8073
15214.1279 | 16622.4643
15036.4841 | 17317.4926
15245.8409 | 16418.7597
15468.2175 | 14421.9726
15506.0571 | 16824.864
15449.0685 | 15080.298
15334.5667 | 17464.8269
15375.3705 | 17986.8862
14958.2874 | 18292.0249
14735.2766 | 17691.7031
13081.3354 | 18286.3492
13632.2331 | 17665.4161
14965.4441 | 16404.8192
14660.0758 | 15411.1161
15067.6593 | 15543.3437
15176.5027 | 17152.4839
14147.4538 | 14993.8248
12531.3471 | 15998.4611
12439.313 | 14249.3982
13727.1396 | 11710.6847
14158.9178 | 10463.4515
14318.3816 | 13000.0717
14447.8043 | 11688.0751
14403.188 | 10423.6779
14781.4449 | 11995.7654
13842.1723 | 10817.1604
14527.77 | 11877.0986
15025.7233 | 11927.3395
15550.2547 | 14030.2937
15529.5498 | 13707.568
15695.4314 | 13591.9679
15791.1323 | 12241.808
15887.0095 | 13693.9092
16241.1746 | 14170.6547
15578.8713 | 13163.4814
15488.6248 | 15114.4342
15736.5326 | 16826.9033
15500.5255 | 15151.377
16355.8351 | 13113.2671
16633.651 | 13452.3853
18069.4794 | 15027.9105
18749.0115 | 14612.1057
18703.4659 | 16916.8575
17841.7673 | 14380.4229
18507.48 | 12747.3682
18632.781 | 14205.9208
18816.8571 | 14635.9655
18702.3306 | 17310.8793
17407.8663 | 16806.7376
16844.9008 | 20675.1347
18584.938 | 19541.6396
17388.7592 | 15075.7795
18874.6732 | 15376.6596
17727.7215 | 14179.5307
16359.3755 | 15955.4652
15929.8317 | 17445.6026
18968.2221 | 17123.1059
16391.5704 | 12633.8155
16748.428 | 13128.0272
17041.4715 | 17371.2151
19089.1281 | 17921.3452
19198.4046 | 22245.0921
18639.2181 | 17695.6529
17585.892 | 15567.3827
17146.6796 | 13233.1299
16639.3993 | 12381.0807
16948.8627 | 12089.9982
17380.7934 | 13654.0409
17513.5626 | 15260.9013
16775.2091 | 13395.8609
17185.8466 | 13292.1184
17373.3855 | 14822.4123
16853.2363 | 14252.811
17076.6878 | 11655.3235
16939.0676 | 13545.7579
17047.8628 | 11366.4736
17091.6348 | 12319.7983
17875.8702 | 12881.8587
16043.577 | 12903.4105
15914.1283 | 15755.2045
16733.2121 | 14455.144
16567.0444 | 13809.449
16303.6793 | 12565.2299
16544.3878 | 13249.2205
17718.8544 | 15725.3202
18689.1795 | 16899.3048
20073.5919 | 15306.309
19627.6255 | 16327.3688
18152.1267 | 15212.3268
18192.6016 | 15674.5608
17185.5796 | 17751.4863
17738.9573 | 17845.8119
18123.8656 | 16403.9273
17820.7631 | 15928.1301
17027.1011 | 16279.6513
16664.6828 | 16258.9264
16389.646 | 19854.96
15562.6811 | 17935.0322
16475.084 | 17839.7074
16209.1084 | 16711.7255
16325.4819 | 17962.72
16156.4251 | 17965.345
15701.7779 | 19468.0352
15761.8611 | 20216.7932
15332.942 | 18311.436
15267.4929 | 18852.408
14871.522 | 15550.9019
11886.1607 | 14284.7954
15407.6634 | 16934.9459
15278.9581 | 16605.2993
15130.9508 | 17743.235
16156.5962 | 20210.7716
17001.4067 | 18747.4279
16896.2052 | 19638.7283
16884.579 | 20688.4746
15726.2039 | 20777.3873
14520.8721 | 18601.5606
13954.8927 | 19375.47
16328.5993 | 18661.2504
15546.6141 | 18731.7162
16548.1755 | 19137.3444
15698.9293 | 21638.5155
16376.3625 | 22294.5316
16564.5113 | 18005.4615
17646.8026 | 18370.8857
17275.5269 | 19753.6193
16859.4009 | 19972.5891
17335.9226 | 19860.8043
16343.1797 | 21423.6215
16166.9219 | 19602.6113
16505.161 | 17550.4429
16211.1525 | 17911.7625
16193.5954 | 18445.6623
15674.7431 | 21090.9279
13502.806 | 19758.3799
13319.8999 | 18546.9137
13747.3114 | 19082.9039
14133.1277 | 19643.6791
13212.3393 | 18298.5805
12949.0709 | 16122.468
16198.3041 | 20123.2753
14070.8152 | 18044.8253
15198.3534 | 17711.2907
13893.8291 | 14475.776
14653.5521 | 15423.2698
16064.7653 | 13775.0251
16291.413 | 16306.7917
15700.2048 | 16616.9868
14735.1054 | 16895.1692
14193.3989 | 17848.4895
14713.4273 | 18050.65
15722.4939 | 18579.3058
15206.2517 | 18064.8586
15438.2809 | 17953.985
15255.2036 | 19392.9822
14406.2764 | 18013.1202
13163.3232 | 19329.1478
14558.3284 | 18362.5934
14255.8701 | 17870.2961
14791.5793 | 18418.6217
15722.7346 | 18619.2994
12238.2394 | 15707.8536
12729.2072 | 14495.0595
13808.8198 | 15129.1754
13151.2117 | 16173.0239
12477.6598 | 19054.9539
11935.4973 | 19134.6156
12187.3199 | 16689.1484
13066.3813 | 17270.9172
11115.7966 | 16216.1976
13502.0804 | 19427.862
14490.9931 | 18427.8234
15577.5629 | 15650.5969
14937.5065 | 16551.1243
12340.6075 | 16150.6892
14938.4171 | 15768.9767
15707.9997 | 14338.7314
15316.1099 | 14713.0792
14610.6263 | 17000.5894
12005.3227 | 13052.762
11337.4481 | 12712.0681
10640.6535 | 11680.0642
11549.5566 | 11249.8499
11837.0187 | 11641.0137
12641.2026 | 13271.8372
14098.187 | 14556.5159
14045.1773 | 14239.0233
14906.4195 | 13856.6471
14846.9573 | 14789.3608
14753.892 | 14282.9861
15013.1285 | 16551.049
14813.9094 | 15777.6094
12264.7455 | 16560.4496
13831.0228 | 17041.3806
13881.1131 | 16509.8696
13937.5978 | 17008.4539
13882.64 | 18559.0481
14125.5601 | 19630.2891
14072.195 | 19026.6094
14476.23 | 21818.7355
13983.7289 | 19146.5495
14326.1033 | 18687.2568
14586.0716 | 19606.6097
15503.3684 | 19714.691
16356.0221 | 21970.2443
15656.2709 | 22849.4391
15424.6057 | 20804.2325
15126.6695 | 19469.6623
13602.083 | 17112.3689
14669.1254 | 18143.2142
14948.4242 | 19905.2442
18420.4546 | 16788.442
19225.9396 | 18255.2456
15831.6503 | 17786.4654
19399.7479 | 16826.1874
20115.3459 | 18293.9287
18120.4197 | 21000.487
18905.7062 | 20019.1169
18120.759 | 17630.2352
17964.6809 | 19385.6222
18406.4919 | 17838.9589
19924.4516 | 19000.1836
17506.6426 | 19540.2926
19094.0024 | 20292.0994
20260.6512 | 20525.9186
18119.4293 | 21279.0901
19166.4358 | 22658.4388
18289.37 | 20130.5844
18430.0221 | 18782.8284
19907.1732 | 15925.9923
21055.5475 | 15580.3138
19546.8211 | 15744.0203
18973.5705 | 19675.1093
18915.1768 | 16854.4685
18159.8215 | 16172.9923
18063.7289 | 18032.8449
19110.1522 | 18475.8409
19129.2441 | 17762.8175
16166.3622 | 18421.9677
14357.7982 | 20274.0065
14835.3966 | 17792.3513
15783.4787 | 17617.2104
17514.7236 | 18328.7639
11906.994 | 18626.8983
12381.7366 | 21013.9599
11130.4045 | 22037.1107
10503.4594 | 18894.1372
12072.7967 | 19867.4049
11203.5146 | 21397.3508
16218.6481 | 22351.304
15996.5311 | 20851.6603
12944.6555 | 20372.9304
14748.068 | 21167.1044
14807.5567 | 16301.3263
14657.6279 | 13970.959
15200.2734 | 16567.9488
14585.6959 | 15442.4495
15758.0721 | 15404.347
14636.899 | 15978.6021
14489.8671 | 18359.2978
14950.4389 | 15850.421
17318.5705 | 17200.9738
15156.0234 | 14639.9011
16504.1322 | 14983.3797
16638.8907 | 13692.1637
15681.0658 | 14970.0743
15742.7538 | 16806.185
15823.0702 | 17356.5289
16371.8243 | 18719.0943
16270.388 | 18000.6926
16350.099 | 18812.9382
15706.0874 | 20087.0585
15163.647 | 22583.691
15092.3099 | 21220.6656
14770.9018 | 19970.0241
15896.8788 | 21381.3505
15926.5987 | 20717.6293
16361.6263 | 21625.7923
16158.1439 | 21686.606
15346.3562 | 23720.7467
13001.0565 | 19175.734
14072.5682 | 17408.506
13563.962 | 17734.2883
13623.296 | 18137.1212
13251.9714 | 18318.5088
13881.1842 | 21944.9514
13737.9903 | 18154.6204
15278.3491 | 18081.2919
14620.4677 | 18023.3803
15353.3492 | 17587.8605
15440.6577 | 16193.4559
15593.119 | 17692.1879
15273.576 | 18336.5803
15304.1212 | 19642.8158
15429.2584 | 17941.1808
16110.9758 | 18154.0883
15701.4258 | 17781.6323
15454.0865 | 18521.2976
15449.7297 | 17060.5446
15265.618 | 18967.3116
15462.0076 | 18855.722
15552.3924 | 17237.9307
15523.346 | 17465.4516
15641.7243 | 15896.3407
15623.0598 | 18357.0708
15988.2811 | 18518.5044
15647.0354 | 18072.4092
16299.1681 | 19479.815
16604.1879 | 17338.6649
16400.8881 | 14997.0422
15564.0397 | 18309.1371
15421.21 | 18291.1811
15786.4822 | 16417.8413
15392.8468 | 16138.4382
14169.8144 | 20301.9091
14140.0187 | 15881.7992
14177.8914 | 15884.0508
14353.2226 | 15210.4434
15330.9768 | 15952.9621
14240.2547 | 18291.4752
14202.9774 | 19198.5061
13660.0513 | 19547.2599
13573.3515 | 17488.6992
14276.0477 | 18296.2682
14243.6975 | 17492.9838
13295.3493 | 16255.5715
13221.6171 | 16438.7196
12175.9295 | 15524.9189
15457.0308 | 16575.2358
13695.0549 | 17520.8586
13878.0801 | 13983.5312
13850.3254 | 13227.4327
13758.6953 | 11797.2353
13744.4397 | 14519.0503
10864.6857 | 16858.3205
10619.3462 | 17671.4712
13087.5001 | 15246.0979
11936.3103 | 15510.9735
12788.0355 | 18299.2043
13488.3854 | 15935.6542
13565.1269 | 15785.1335
13596.0795 | 16220.9479
13503.4639 | 17015.1797
13271.1427 | 16373.5679
13019.8213 | 16176.3738
13133.3701 | 13138.4061
13431.1391 | 11422.2575
13821.776 | 12655.2653
15012.4343 | 12171.3372
15460.1735 | 11706.5763
14476.5752 | 12718.5232
15738.6593 | 11407.9038
15901.0148 | 10507.6904
15827.1987 | 11047.6514
15365.3073 | 11422.5936
16104.8793 | 11702.4426
16311.8579 | 13852.0288
15743.6858 | 11101.8579
15112.7158 | 11959.8163
15186.3342 | 10788.6371
14923.8296 | 10766.3807
15187.5161 | 13007.3929
15744.83 | 13230.9652
15927.8133 | 15471.4146
16184.0405 | 15339.3575
16297.0015 | 16504.9404
15191.5334 | 19303.6568
15340.7432 | 14620.4309
15846.5801 | 14281.974
15695.0788 | 16532.9706
15776.51 | 16344.9199
15676.192 | 16049.285
16013.9055 | 17361.0057
15530.3101 | 16176.6322
14629.289 | 15425.9646
14550.9101 | 15108.6269
14456.6684 | 14883.5992
14367.6293 | 11821.879
14149.0649 | 11376.969
14352.5442 | 12418.9826
14249.0044 | 15451.1611
14240.9558 | 15142.3713
14958.2203 | 13826.0935
15419.1494 | 14501.2298
16883.985 | 12800.4679
16972.7084 | 15363.9203
15920.3681 | 16715.9761
15778.7641 | 15653.8957
16272.7787 | 14743.2431
16434.3174 | 14970.5076
15724.059 | 15702.6641
15041.7666 | 17471.0063
15323.8562 | 17798.1957
15146.9004 | 18117.5569
15333.0461 | 18267.3832
15675.5309 | 18229.1879
17833.5233 | 19252.6067
17920.464 | 21347.0363
17664.92 | 18733.9591
16741.0783 | 18421.7847
17675.5864 | 16891.0378
17117.2621 | 16205.5258
15905.9925 | 15866.2355
15278.6395 | 17303.3614
14510.6493 | 17225.5181
14798.232 | 16700.3341
14918.2138 | 18503.6307
14841.4229 | 20460.4822
15456.0451 | 20398.4813
15321.9128 | 18835.618
15278.4795 | 19577.3623
15534.4533 | 19076.7353
15511.4013 | 21160.6672
15158.768 | 18616.1207
15412.4938 | 16948.1936
15861.6546 | 17129.1897
15932.9447 | 19224.9578
15814.4598 | 16503.0562
15733.0506 | 17391.9524
15817.2145 | 16941.8114
15224.6181 | 17156.0054
15074.7032 | 14203.5102
15135.8923 | 13996.4565
15081.0172 | 16334.9895
15431.3548 | 15710.8729
15674.3078 | 15142.0097
15889.037 | 14745.4225
15493.3974 | 15000.7273
14910.4051 | 14138.8255
15160.436 | 12454.2051
14692.8288 | 11592.4959
15414.9575 | 13883.933
15743.896 | 14958.1451
15333.2532 | 19848.6592
15400.2261 | 17333.7133
15906.136 | 15580.8649
16137.3636 | 17386.8382
16078.8632 | 20396.3173
16186.5936 | 22274.7774
16501.1042 | 21221.5302
16121.9276 | 19325.0678
16102.3779 | 16879.2807
16151.3027 | 16122.7204
15923.1632 | 18167.5818
16164.2061 | 21147.4673
16004.8478 | 19385.5692
16432.345 | 15654.5279
15980.7964 | 19806.8145
16462.359 | 19997.605
16421.5137 | 19368.488
16396.4842 | 20794.4629
15111.1194 | 24519.9848
14813.3122 | 19875.012
15017.3323 | 19099.0228
15096.0968 | 19584.6415
16000.3165 | 19237.7998
16214.7028 | 20387.1166
16526.2453 | 23244.9919
16748.2848 | 21642.0651
16747.0727 | 20722.7167
16175.487 | 21869.0305
17191.6164 | 21647.2292
17394.8417 | 21369.1086
16898.2026 | 20227.4876
17109.379 | 21658.3879
16520.4123 | 23038.2949
16636.6437 | 19405.4933
16530.349 | 18951.24
16775.8147 | 21254.9699
16424.0795 | 20063.518
17017.8243 | 19656.2278
16663.8773 | 21862.0017
16435.9913 | 22953.9551
16502.6487 | 22677.7898
16570.932 | 19665.5849
16502.6735 | 19809.1627
16603.2528 | 18507.7026
14828.6738 | 21750.1255
15788.0513 | 22368.4786
15566.6924 | 18793.1167
16014.3878 | 21001.4316
15582.7752 | 19868.7167
14177.7236 | 19189.5206
15257.8234 | 20749.3882
15982.0111 | 23818.7474
15790.6943 | 20787.317
16393.8625 | 20216.4179
15806.0136 | 21734.2573
15192.246 | 20543.2151
15334.1852 | 20012.3158
13335.9164 | 22107.4008
14412.7103 | 19407.1031
14603.697 | 19333.7195
16556.2633 | 19000.9108
17457.6405 | 16746.4915
18233.9704 | 15354.7946
14722.3253 | 15482.7539
14148.2939 | 15779.3279
15226.7146 | 13324.4408
15704.8548 | 12898.214
15831.924 | 13524.3086
16002.4494 | 12590.3892
15610.665 | 14731.866
15345.1185 | 15841.4408
15594.774 | 12714.8139
16001.6684 | 13999.1228
15842.9417 | 13476.7765
15488.7201 | 12806.487
15996.471 | 15147.2997
16199.651 | 13416.6925
16037.81 | 12834.4536
16201.1318 | 14116.3546
16524.7521 | 15382.5706
16741.3728 | 15163.345
16897.1858 | 14967.1132
16579.9854 | 14445.9975
16667.0486 | 14100.7853
15489.7858 | 16473.6286
16260.5548 | 16065.8453
17060.7232 | 15966.5824
17600.1834 | 13659.8955
17475.0823 | 13839.1941
17586.2923 | 14009.1187
17578.7996 | 13720.4994
18260.2975 | 13726.9351
18062.7204 | 16564.8961
17402.0387 | 15546.7118
17416.1207 | 14512.1363
17540.5127 | 13854.9889
16900.8443 | 17636.8192
16771.48 | 14467.6379
16321.9446 | 13791.2779
16733.8828 | 17626.2515
16879.2688 | 21148.4205
16452.2108 | 19688.2799
16419.9926 | 18390.385
16019.977 | 21203.5766
16300.9215 | 18259.7558
16363.6078 | 20140.5453
17256.7503 | 20215.3376
19475.9318 | 20210.5523
19359.1954 | 20505.694
17811.7054 | 21617.1007
18138.3037 | 19123.5154
18360.4071 | 20245.0392
18778.9223 | 19335.0212
18456.462 | 17204.9053
17262.324 | 16681.9012
17181.5793 | 18435.1747
16518.582 | 21213.2884
16698.8243 | 17730.5253
18376.6987 | 17730.5552
15776.747 | 18300.2526
14662.0452 | 18591.0619
15966.0257 | 19025.8492
16024.3915 | 20594.2512
16692.1344 | 19626.2394
17090.2406 | 20783.7671
17098.7363 | 19907.0836
17034.1644 | 18502.3112
17184.7594 | 17351.9485
17292.0102 | 17970.8959
16132.5634 | 20775.7975
15765.9288 | 16981.7999
14984.4841 | 19487.4471
15369.1274 | 19902.953
14683.2486 | 19379.8265
16821.3987 | 18490.7922
14625.7346 | 17162.7478
15730.8971 | 17458.6723
16223.179 | 19620.6281
16118.5738 | 17221.4773
14298.3891 | 19339.3561
14104.79 | 21667.7844
13887.787 | 19009.3697
13717.7334 | 19354.1207
12487.4489 | 17645.622
14767.7474 | 17948.0951
14131.6947 | 18788.7384
14700.047 | 17525.9091
14234.7417 | 14042.8669
14554.7738 | 13397.6863
14921.5334 | 13964.0703
14569.2609 | 15014.5802
14061.5884 | 18076.4645
14375.5914 | 18191.5268
13253.7545 | 17986.5693
14030.9711 | 18618.0878
14042.2912 | 21080.3105
13292.0318 | 19705.957
14735.7566 | 16923.5637
12689.7094 | 17343.1913
11869.8619 | 16732.6554
11508.083 | 16698.9297
13535.6881 | 16302.6048
14336.1028 | 20224.1799
15443.9214 | 22001.8387
14905.1849 | 18151.0656
15639.7403 | 18875.2286
15008.6677 | 18741.4994
13448.4983 | 18245.3643
15398.5245 | 18827.5645
15994.4994 | 23111.851
15679.15 | 21178.9977
13312.1377 | 18509.3157
13138.0426 | 18222.8048
11814.826 | 19773.5415
12118.156 | 19984.575
12285.621 | 19838.1121
12452.201 | 18686.2689
14214.8233 | 17002.0003
11779.6841 | 19784.7569
13544.6135 | 18611.1906
15379.9788 | 21487.6411
14264.5324 | 19633.687
12369.6716 | 18607.7511
13459.1221 | 18022.6918
11629.7991 | 20080.1205
11345.5851 | 16653.829
15178.3007 | 17398.0333
14403.5905 | 21187.5761
14398.4894 | 21988.6414
14885.5176 | 19779.1031
15062.4075 | 20218.5699
14934.8769 | 18931.8928
15507.2675 | 21290.2444
15286.0285 | 19841.99
15306.3272 | 18227.3259
15916.2477 | 15654.3071
15527.0305 | 15191.863
15432.6899 | 15746.0202
15422.3297 | 16822.8445
15220.1616 | 18248.5357
15365.724 | 18045.0173
15063.0256 | 19431.9869
15290.3232 | 17211.5051
15648.2916 | 17158.9154
14279.0471 | 19178.7736
15162.6538 | 19821.5558
13987.7177 | 20173.096
14405.6032 | 19722.177
12318.8053 | 20113.8918
11907.378 | 19660.7309
12884.9238 | 17950.7966
12198.4305 | 18760.2467
12583.5618 | 16880.3885
13237.3514 | 16707.7843
14180.2209 | 16231.0357
12479.5952 | 19705.1364
14336.1766 | 18683.3736
14794.8459 | 17574.3399
15741.0358 | 20376.3047
16959.7149 | 16117.9145
17015.8654 | 16714.0617
17115.4443 | 16478.0003
16934.9044 | 14004.2821
18093.6568 | 13966.5148
17584.8111 | 14442.9061
17593.6944 | 17456.5204
17403.7665 | 19047.308
14406.9117 | 20279.4961
15943.0345 | 18577.255
16205.8757 | 18604.1089
14724.3462 | 16991.7074
15070.166 | 18263.7982
15412.6922 | 16571.5264
13546.2523 | 16998.3297
15975.3633 | 18715.6911
15940.5229 | 19141.2548
16202.1071 | 20748.2867
16610.5108 | 18163.4272
16526.6575 | 17446.9439
16418.6709 | 17979.5976
16453.1569 | 17644.2265
16584.6915 | 22597.4686
16663.7842 | 20162.2279
16820.6252 | 20574.2022
16781.6947 | 20175.5062
16905.3004 | 20774.3045
16740.458 | 20925.0821
16480.6337 | 23266.5771
16410.0443 | 21031.0762
16042.5273 | 15580.9552
16060.6486 | 15648.383
14454.526 | 14339.9416
14811.9417 | 14191.9673
15852.7181 | 15081.2528
17007.5299 | 12953.509
16694.6515 | 12568.2639
16471.7518 | 11267.037
17846.8367 | 12880.22
17413.0918 | 13473.9422
17203.9073 | 14703.204
16840.4742 | 13882.4998
16743.9814 | 13538.8337
16687.6807 | 13931.5588
15719.6114 | 13428.9783
15927.9728 | 14573.7886
17067.4005 | 17846.7442
16092.5064 | 17739.8102
17092.4148 | 19531.8967
17761.6897 | 17934.0612
18136.2443 | 16524.0312
16527.2636 | 17449.5297
18067.9437 | 23678.3987
17749.7671 | 17975.9271
17864.9387 | 16343.2678
18155.1489 | 16249.2515
18608.0671 | 15971.4314
18782.9492 | 18238.7584
18838.9878 | 21156.8246
18338.294 | 20308.1878
18531.3818 | 18820.6313
17094.913 | 18596.5642
18091.0173 | 18579.3276
17800.4811 | 16640.7859
17418.9114 | 17172.8773
16762.5298 | 18572.6569
17087.6601 | 16879.3501
18189.375 | 17395.6455
15684.887 | 16513.7263
15997.6087 | 15930.0267
12617.6215 | 20009.5911
13227.8195 | 15857.208
14049.0274 | 14900.1357
13703.0905 | 15698.6587
13973.8915 | 17425.7439
13877.8852 | 19904.6595
13719.5077 | 15969.1909
13202.2819 | 15167.0852
13256.9697 | 16240.9829
13184.8838 | 17315.0297
14559.7732 | 16764.411
14056.0229 | 18743.0533
13505.0637 | 14101.0515
12941.2014 | 12038.8834
13596.4856 | 11705.2725
13781.8875 | 11105.2817
13687.5379 | 13646.2634
13132.5766 | 12861.0295
12508.9797 | 12108.2039
12535.7781 | 8825.8239
12910.1544 | 9843.162
14194.4929 | 11125.8227
14364.7043 | 11113.949
13705.4826 | 9832.3305
13586.8203 | 8871.1612
13371.3081 | 9360.5704
13431.1257 | 9186.2579
13637.8243 | 10145.322
14470.9474 | 10368.4538
15264.9701 | 12842.103
15200.9783 | 17026.5241
15051.7394 | 16198.4336
14664.8036 | 9803.7498
15048.3235 | 13189.1521
14937.7137 | 14259.6123
14850.3653 | 16129.6959
14752.3503 | 15668.8501
14917.4902 | 11735.6563
15024.6505 | 12351.2817
15142.6827 | 12470.3304
15233.0969 | 12534.7007
14539.3847 | 10599.4852
14476.3011 | 14174.4788
14478.6963 | 13033.8219
14086.0031 | 10194.8722
12803.3366 | 10896.414
12586.7914 | 12300.5171
12827.7681 | 11772.8676
13629.2612 | 10066.6872
14017.927 | 9535.3544
13824.9385 | 11520.2349
13945.4856 | 13281.4679
13222.8581 | 14671.8028
13183.4739 | 13679.9274
13910.9044 | 13374.1319
15486.0033 | 13394.1282
15403.1253 | 14108.6667
15019.4564 | 13260.5274
13349.7396 | 11711.6153
13311.7347 | 8694.7429
12912.5787 | 8126.6505
12900.2152 | 8993.1244
12577.3665 | 7508.0453
13338.8417 | 10445.6978
13899.3492 | 6916.9055
13831.5053 | 5774.1333
13356.2821 | 5169.7239
13281.6431 | 5414.7709
13586.116 | 6445.0603
14392.2272 | 9135.9249
14027.117 | 11498.259
13574.915 | 12982.7128
13089.3802 | 14832.8483
13567.3642 | 13163.069
13532.1939 | 11991.9241
13055.3624 | 12605.5854
13292.245 | 12112.5671
13410.6022 | 13944.456
12644.9112 | 14523.5083
12981.0087 | 17130.3839
12967.2313 | 15022.8238
13191.2188 | 14442.0927
13570.0666 | 16144.2902
13879.3728 | 15460.7795
14172.5251 | 15433.6618
14200.1358 | 15400.1
14306.5448 | 17966.9697
13884.7087 | 17077.422
14242.0923 | 15637.1748
13869.2106 | 15330.7135
14676.8726 | 15179.3039
14121.9437 | 14576.6441
14267.2114 | 17703.9277
14528.0426 | 15468.9656
15134.3066 | 14280.3991
13662.27 | 12841.2009
13887.6134 | 14337.1181
13817.6487 | 13296.1614
14109.5131 | 14329.5261
13906.3823 | 14203.969
14728.7549 | 16899.9477
14978.1054 | 15663.9511
13836.3475 | 15213.6716
14492.2645 | 12717.342
13923.72 | 12885.3015
14050.6621 | 13661.0237
13505.929 | 14847.7771
14621.5078 | 15888.7336
14220.8442 | 14791.7164
15387.2139 | 16032.8992
14687.9601 | 16933.7622
14911.4252 | 15636.8829
14857.2776 | 16836.2527
14785.4076 | 19258.9061
14835.0304 | 15526.7496
15047.5552 | 15667.8158
14880.3026 | 16587.3644
13378.2164 | 16634.132
14852.2768 | 18202.2998
14875.3121 | 16489.9801
15792.583 | 14777.72
13606.153 | 15256.7259
13900.4068 | 13691.1498
12393.8443 | 13071.2687
13273.2596 | 13351.6453
13747.431 | 14932.403
14079.5187 | 16607.277
13420.8748 | 15517.189
10704.0542 | 13721.0898
9738.286 | 14704.358
9633.8569 | 13531.7567
10505.8847 | 12910.3975
13921.7744 | 11692.8687
13652.987 | 10093.9386
16093.721 | 9663.9253
17680.4272 | 7371.2905
16506.3383 | 6614.5979
14734.3524 | 7729.1625
14590.2263 | 7772.8092
13921.1375 | 8458.8642
14751.0846 | 9296.8745
14629.0687 | 10409.594
14140.277 | 12777.3504
13956.3905 | 10691.4964
13236.3861 | 12468.597
13280.2007 | 14071.5864
12741.2369 | 12314.5916
14439.5159 | 15175.2922
14145.0477 | 14842.5059
14287.6281 | 15557.3262
14220.0148 | 18149.1765
13682.8984 | 16093.1066
13584.2832 | 17510.7492
14186.6028 | 16753.285
14084.9229 | 15540.5201
14316.7251 | 17276.1324
14113.099 | 20245.1676
13059.3323 | 15169.7328
14061.7871 | 13874.3886
14254.0924 | 13247.7428
14176.4771 | 13162.5519
14652.6788 | 13856.9586
14519.1378 | 13749.6002
14779.7451 | 18004.3525
14300.3326 | 17048.5688
15097.0753 | 15802.0688
15096.8153 | 17153.7257
14783.017 | 18012.9534
15013.6353 | 18451.1245
13453.9565 | 15581.2408
14011.7894 | 15607.5013
13691.5681 | 14423.1724
13894.6563 | 12407.0963
13847.6378 | 12444.8082
13901.5763 | 12105.3329
13775.3027 | 13885.8647
12928.5894 | 15764.7694
12302.9908 | 14431.5136
12944.7765 | 13496.2323
13495.335 | 13848.1388
13473.6825 | 14497.1565
12018.7231 | 14318.7567
11642.2302 | 15492.2113
12565.3962 | 15542.3401
12814.2974 | 14647.0023
12875.4254 | 14096.9515
12237.5108 | 12580.5823
12865.2628 | 13935.4743
12789.4836 | 14018.984
12563.4653 | 17347.6664
13095.3415 | 19282.9121
13286.0161 | 17882.5151
13241.2455 | 17410.0987
12596.4295 | 18890.34
11988.5827 | 17662.4214
11764.1807 | 17035.8567
12088.5294 | 18995.2071
12187.3849 | 18773.0281
12354.2752 | 17349.2946
12775.6416 | 16080.2019
12952.467 | 17328.8764
12895.5492 | 16438.8294
13190.3042 | 16035.4833
13231.3372 | 20473.6257
13228.6625 | 21341.5719
13492.6038 | 18160.1081
12750.2484 | 18004.5182
11823.71 | 16642.4331
11218.8735 | 15611.5752
12125.5636 | 14588.6847
11757.3605 | 15392.6229
12374.279 | 18977.7115
10375.6242 | 15787.3598
10083.9054 | 16799.1793
10475.4231 | 16814.224
11645.8833 | 19066.1446
11794.7856 | 18957.4489
12733.7235 | 20482.5491
12263.0396 | 18962.9586
14272.6648 | 18193.6692
12657.6541 | 18222.7
11405.3239 | 19460.0131
10514.6658 | 21479.4807
11015.391 | 20157.2652
12919.0359 | 20985.2834
12843.9661 | 18675.4062
12677.5127 | 18889.5947
11908.5277 | 16883.0626
12908.3391 | 17048.405
13103.494 | 18473.6568
12347.4392 | 19337.7506
12504.1376 | 19013.4565
12696.6362 | 17549.3943
12742.9602 | 17617.9378
12516.0569 | 17109.4953
11835.69 | 20164.9208
13191.7885 | 20171.7916
13367.1449 | 18520.0839
13543.8089 | 17729.1169
13746.813 | 18363.0918
13122.1451 | 18178.9808
12819.8913 | 19758.1502
12430.9987 | 21156.4944
12952.9848 | 20653.8359
13161.3523 | 16721.3079
12819.7653 | 16766.7145
12581.3114 | 16247.4918
12181.0777 | 18540.4091
11151.237 | 18690.4269
11252.3621 | 17505.6139
11333.9829 | 19459.6856
11627.3302 | 17851.7647
11335.8405 | 16889.6069
9598.8542 | 16033.5502
10767.8875 | 12454.5233
10692.1726 | 11651.7682
11331.1416 | 12269.6787
12248.1622 | 10409.0389
12578.5383 | 9796.5633
12997.9419 | 8928.7786
11872.0474 | 12530.6655
13060.2523 | 11434.3878
12773.8541 | 9909.3625
13288.5467 | 10975.7359
12577.9431 | 13741.7632
11226.6512 | 17876.6399
11820.721 | 13027.6131
10132.1254 | 13287.3796
10243.8536 | 12441.3245
10864.2642 | 11572.5681
9236.3675 | 11218.386
8158.0687 | 12206.3641
10919.4883 | 14313.0202
11608.6373 | 14250.8641
8653.8388 | 13734.1371
8614.4386 | 15006.538
9638.3411 | 15741.8475
13059.5511 | 12710.3765
11282.3894 | 13129.8892
11081.5392 | 16161.2577
9563.4591 | 14373.5833
10880.6088 | 13098.2897
9927.6159 | 12948.6749
12097.6232 | 13103.3053
11803.3696 | 13539.0908
11621.786 | 14141.255
13158.4727 | 16354.8464
13432.3034 | 15169.0923
13612.3478 | 13478.1847
13570.7337 | 13977.7693
12415.0111 | 15619.0094
12798.0575 | 14516.587
12057.408 | 13281.2072
11790.0295 | 15705.6924
11667.9691 | 15898.0012
12007.0397 | 17803.9646
11896.8921 | 14334.2962
12089.8199 | 16801.7027
11829.1063 | 14621.1375
12041.6474 | 16694.5302
12517.8691 | 16084.9577
12347.4343 | 14620.549
12006.8126 | 15346.9411
11823.5579 | 14143.7322
12840.774 | 14498.0894
13153.092 | 17694.0902
13704.869 | 14323.6578
13396.2456 | 14069.091
12291.9581 | 13879.9393
14841.0688 | 14392.774
15068.6659 | 15316.417
14064.3465 | 15207.4118
13969.714 | 12394.0351
13485.3687 | 14008.5491
13966.6331 | 14484.3877
14065.4084 | 14877.3957
14089.0443 | 19228.936
14104.1553 | 15530.6394
14256.3652 | 14814.0135
14174.3716 | 13768.6333
13705.7626 | 12790.5669
13214.1202 | 10561.2875
13205.7422 | 12849.2682
13474.0204 | 10831.9255
13313.7927 | 7195.19
14911.7535 | 6247.4013
15384.2019 | 4316.0826
14890.5718 | 5956.2825
15158.2074 | 8645.7948
14829.6738 | 5002.201
15181.6911 | 3872.845
15082.6472 | 6350.7222
15506.9819 | 5596.3285
14597.0107 | 9770.708
15329.8134 | 15467.8741
15238.5398 | 12731.1934
14146.8175 | 11290.7383
13264.3525 | 4688.7548
12689.2481 | 5289.5116
13771.6009 | 7293.5825
13957.8178 | 4283.8071
13846.602 | 3594.5431
14161.0211 | 3683.0731
14484.808 | 5920.6452
14612.9648 | 4585.182
14384.3136 | 7164.4787
14568.7316 | 11726.6938
14812.9054 | 13647.8308
14565.2128 | 10896.3038
15753.6162 | 13548.5802
16400.5053 | 14661.5319
16284.2513 | 15754.2446
17054.6879 | 16786.3776
15648.9825 | 16712.0775
16035.3378 | 13844.5156
16831.5341 | 15512.5851
16893.9108 | 14093.1513
16795.5347 | 16834.1672
16391.8939 | 16283.7435
17138.7357 | 17657.6621
16326.832 | 17058.4109
15469.4531 | 17129.021
15845.4876 | 16557.6881
15488.1606 | 16123.012
15956.363 | 17373.8947
16775.5614 | 16918.9158
17497.253 | 18129.5016
17220.9399 | 15199.9705
16716.83 | 14741.333
16277.4658 | 15453.4842
15932.7884 | 14626.2406
16164.6408 | 17258.9601
17606.9816 | 18761.6473
17137.1386 | 17512.6358
17881.5829 | 17128.1876
18564.2901 | 17127.6101
16265.9768 | 17766.2099
15293.406 | 20720.4632
17421.2292 | 15854.1334
17971.2107 | 15203.6501
17796.337 | 16778.9205
17321.5844 | 16734.7289
17954.8177 | 18156.0568
17620.0029 | 21393.2201
17665.4489 | 17862.5906
17626.1107 | 17183.7835
18455.1109 | 17086.3075
18277.7805 | 17508.7019
17219.9024 | 18382.4321
16278.3971 | 19348.6515
16251.3621 | 19963.3421
16322.5305 | 19230.4416
15817.7661 | 18619.4511
14773.6716 | 19068.379
14769.4107 | 18803.4927
14329.9704 | 21570.0712
14619.264 | 19256.9434
13995.0692 | 20068.0479
15999.0931 | 19906.5924
15811.1702 | 19876.1197
15747.8318 | 21393.6977
14361.678 | 22765.1434
17515.0611 | 21107.0526
16411.5022 | 20742.1227
17777.6835 | 21442.299
17712.223 | 23678.7578
17253.1512 | 23327.9577
16533.4194 | 21616.8248
18160.0431 | 21171.887
18639.0308 | 21474.0859
17539.6623 | 21311.1472
19078.2633 | 20643.8659
18495.4477 | 19778.2757
17408.4131 | 22721.2062
18811.4941 | 23474.5061
18298.6128 | 19950.9211
17287.3515 | 21100.9201
17672.3905 | 20892.9982
17434.2748 | 20682.4123
16921.5697 | 23552.5308
16637.8166 | 21552.6727
16021.7803 | 20128.3039
15233.9401 | 20600.2712
16018.4335 | 22190.7154
16229.6993 | 22580.8069
17310.9852 | 21740.9659
17528.5471 | 21700.6421
13362.1757 | 21922.4258
16809.3605 | 20306.548
17480.6819 | 21467.4131
16317.3889 | 20322.2372
17355.6783 | 19292.5096
17230.8122 | 19985.5638
16819.9527 | 17834.5485
17395.9328 | 24428.739
15978.348 | 20777.1255
16699.3199 | 20407.1331
15839.7338 | 22860.5259
13968.5398 | 19649.0431
15335.4445 | 18845.4923
12573.2885 | 18736.1539
13219.8905 | 19250.2349
13363.305 | 24251.9673
13077.33 | 20474.6901
15185.4449 | 20373.6322
12954.4223 | 18886.1812
13147.1599 | 19422.1008
13963.8815 | 18784.1221
13077.9548 | 19826.3686
15281.3734 | 21404.8857
13304.0206 | 20256.7186
15024.7705 | 22105.6055
15046.9301 | 23550.2567
13926.44 | 22736.7291
14974.7483 | 22089.7228
15985.0531 | 27462.2545
13665.2288 | 22361.3761
14835.4688 | 21981.3885
15303.7454 | 20772.4175
15366.9805 | 19648.3409
16447.6624 | 18277.2606
16458.2096 | 21222.6727
17101.3242 | 19496.2959
17533.5145 | 19420.2461
18051.0631 | 18143.0677
17656.9139 | 18088.3273
17311.3666 | 20332.059
17226.6439 | 21320.7927
16577.4219 | 18336.1943
15300.6812 | 19096.5809
15068.1855 | 19876.0314
14857.9564 | 19028.8036
14820.6768 | 17194.5776
15839.0264 | 16593.3179
14193.5967 | 19201.6821
16368.0398 | 19180.1374
16990.0409 | 17994.1425
17045.2535 | 17304.5666
17721.5915 | 18538.4144
17334.3543 | 21051.7443
17694.3658 | 16557.9132
17810.1698 | 17515.5872
17869.0197 | 16272.6135
18161.0441 | 18797.9806
17984.6393 | 21078.1317
17549.4236 | 18016.3127
17403.4291 | 16862.8687
17442.5965 | 17261.7999
17276.4414 | 15880.3577
16844.5036 | 16430.1069
17153.8321 | 16054.7535
16703.3258 | 15408.5831
14914.7577 | 15313.244
15752.691 | 12722.8999
15793.3721 | 13709.166
15222.5143 | 14185.659
15623.8094 | 13077.2568
15762.5025 | 12335.2385
15886.9914 | 11031.9952
13508.542 | 11125.5592
15722.7415 | 13030.9644
16990.36 | 13693.4731
15465.1098 | 15717.0219
15781.2412 | 13491.7547
15686.2257 | 12216.574
14725.4905 | 13938.3242
16300.1518 | 14830.2676
16362.8838 | 12980.4496
17862.3714 | 14782.9924
15039.3272 | 15351.6346
16425.0926 | 17603.4902
16666.9355 | 18434.1071
15974.5564 | 19408.6652
14194.4531 | 18315.1533
14680.1501 | 18285.2934
15286.2061 | 16522.4216
13673.7391 | 16511.4256
15598.5187 | 18807.5243
14744.9392 | 17123.7543
16557.582 | 16556.034
13003.6033 | 16003.9486
15770.9254 | 17112.5769
16343.1043 | 19805.4218
16744.2297 | 17138.5576
13706.0672 | 17148.8921
13056.967 | 17610.4736
13194.9127 | 17848.7916
11736.6619 | 16557.3081
12012.0814 | 20311.9811
12810.8822 | 20769.5569
12849.9272 | 18813.9153
12188.8566 | 18625.7122
12447.0803 | 19125.475
12361.987 | 19401.7075
13414.4105 | 20841.6642
12304.8397 | 22876.8297
12044.2352 | 20340.9382
12846.6908 | 18811.8834
14966.0658 | 19932.8835
14543.9864 | 17555.2375
14746.2691 | 19913.0592
14324.7383 | 22133.2239
13073.9866 | 19465.4396
16167.3418 | 19280.6815
12720.1042 | 18339.0699
14079.624 | 19337.5297
15313.7849 | 22948.5998
15493.3924 | 20417.0664
16802.0102 | 20077.9837
16519.7682 | 18654.508
16762.5046 | 19412.692
16591.3996 | 21006.3495
15870.6989 | 22688.933
17692.874 | 21092.2387
17752.4116 | 21046.3637
17404.0717 | 21116.9251
17144.3004 | 21125.7749
16114.2675 | 22331.8377
16867.1809 | 19322.3047
18052.4729 | 18760.9434
17204.0371 | 16170.9126
17532.7884 | 16998.9413
15697.7674 | 16826.1178
15529.1102 | 17625.7267
14309.4073 | 18464.4431
14620.3622 | 19673.9193
14872.5603 | 20334.2957
15311.7938 | 20521.3884
15273.5253 | 21300.5203
14638.5767 | 22732.8431
14779.6622 | 20085.0051
15696.225 | 18413.9962
14456.1502 | 20700.7472
14414.0194 | 20299.2413
14993.647 | 22258.9966
11263.6818 | 19421.0967
12052.7959 | 19480.3203
11025.1454 | 19489.4083
11598.6829 | 19059.4507
11423.25 | 19485.8621
10156.6499 | 19645.177
12245.9127 | 17160.4967
12028.6808 | 18465.1606
9522.3252 | 18092.0424
13108.0495 | 16603.7014
14177.5146 | 17644.423
14976.0447 | 22122.8631
15001.4199 | 20598.9493
15643.6166 | 19723.5443
14390.099 | 18932.4829
14162.6368 | 18694.5585
15222.7567 | 21164.7202
14550.7557 | 23115.4557
14774.705 | 19526.1182
13560.934 | 21413.242
15929.5785 | 20242.1605
14352.437 | 17858.7569
14405.8255 | 15575.7893
15683.4448 | 16447.3719
15907.1128 | 16978.9435
15949.8615 | 14952.1344
15680.0424 | 15726.3669
15771.71 | 17998.7549
15376.4931 | 18109.103
15887.7765 | 17051.619
16031.3213 | 17504.5634
16602.3793 | 18628.3945
16178.7364 | 17976.1213
16137.8498 | 15696.4829
16978.4849 | 13728.6125
17185.7101 | 17523.8676
16935.4002 | 18477.7887
17976.4631 | 17020.6425
16561.8261 | 17463.6573
16123.5015 | 18032.1232
15269.1463 | 17162.683
16120.0966 | 18517.3587
16574.6567 | 16578.9166
16173.0024 | 16792.7807
16233.8469 | 14710.4701
15938.2908 | 12622.6795
16359.6409 | 14653.8425
16376.5012 | 13649.575
16326.3732 | 12638.0919
16287.9949 | 13034.0008
14713.7945 | 13486.072
16463.3092 | 14042.093
16582.7227 | 14627.9916
15262.0155 | 10530.0466
16280.7784 | 8602.8752
16202.8038 | 9611.077
15342.68 | 10564.9899
15256.9318 | 12801.8701
15516.6725 | 12917.6409
15656.203 | 8394.463
16356.7335 | 7819.2983
16953.4445 | 5530.5894
16712.8513 | 6398.2411
16566.9226 | 10686.5263
16035.6653 | 10379.2624
15432.7718 | 8402.1443
15703.2814 | 8292.2015
15138.0905 | 8993.5673
17012.4444 | 8730.1411
16704.2938 | 11368.0863
16309.2724 | 10002.51
14915.1893 | 12004.3273
15067.4388 | 11604.9692
15370.3542 | 11339.2401
16844.7323 | 13116.3704
16879.7494 | 16778.7406
16881.4238 | 14073.0836
16837.6061 | 14498.4248
16904.275 | 14264.6525
17000.6262 | 16347.2926
17233.1401 | 16703.7883
17021.8111 | 19334.2918
16719.7343 | 18082.348
17386.1073 | 16580.4713
17036.4886 | 16691.6148
17104.331 | 15855.0726
17523.799 | 14662.1844
17103.8949 | 15803.626
16696.5546 | 16703.8213
17323.2743 | 12722.9769
17642.43 | 12183.9015
17489.9476 | 12101.2373
17401.4149 | 13748.706
17314.3451 | 14040.0371
16977.9031 | 13920.2319
17063.0754 | 13915.7905
17947.0139 | 13426.4473
17210.9387 | 17157.7134
17175.9312 | 15621.0039
17804.8986 | 15875.1811
17525.7927 | 17438.8296
17440.5544 | 15112.9574
17162.3206 | 13480.5781
17228.1781 | 15450.4235
17400.0648 | 14491.1794
16954.9586 | 15648.9359
17826.1265 | 18802.3828
18877.5613 | 17108.6783
18813.9811 | 16318.6767
18655.4933 | 16766.8442
18595.9241 | 17119.6035
18779.4142 | 19609.8268
17768.862 | 17050.3377
16178.0123 | 17240.8742
15254.2278 | 18693.2424
15966.9491 | 17740.2565
15787.1785 | 17816.7245
16021.2124 | 18847.0713
15951.3895 | 17359.9781
16399.4824 | 18469.9153
16995.3495 | 19225.2345
17020.7541 | 17445.4691
16174.0749 | 17389.2092
15733.2159 | 15916.8379
16542.6793 | 15689.2612
16737.4971 | 16556.9455
16878.4534 | 18126.9628
17084.0369 | 19980.6852
17114.2843 | 16153.7336
17137.6338 | 17502.0512
17077.9323 | 17474.8813
16584.7943 | 17250.0978
16811.8209 | 17179.0057
17267.7065 | 17743.7662
17244.1886 | 18921.0742
17412.6436 | 17251.9624
16768.6921 | 17171.0621
16571.351 | 17376.7827
16680.4071 | 16919.573
16378.3208 | 17600.0463
16681.351 | 18414.042
16726.2825 | 19826.2024
15799.1008 | 18611.0672
15692.4198 | 18447.196
15698.6497 | 18266.5599
15973.6901 | 18428.4882
14309.8686 | 20171.3504
14545.3574 | 20754.0711
14872.5987 | 23655.2484
14341.9352 | 21490.4456
13433.2376 | 21657.5595
11284.4762 | 18886.6294
11983.3039 | 20728.3913
11238.6347 | 20005.6629
11279.9874 | 19529.846
11157.1888 | 21776.0618
11075.2698 | 22141.2723
11240.0732 | 21332.1058
10996.2548 | 19373.5708
11316.1614 | 16117.1202
11200.0972 | 15228.3673
9227.0196 | 13854.2017
10990.5076 | 14117.0978
14299.1629 | 18414.374
12437.6108 | 15232.7061
12829.9089 | 15783.978
16649.0291 | 14864.6266
16086.28 | 13934.736
15903.8797 | 15054.4873
14789.6036 | 14988.9049
18439.9382 | 19509.6748
18961.1255 | 17589.4538
16957.9237 | 21388.1839
15929.3994 | 21672.4726
16098.3201 | 20947.153
15865.2423 | 23068.1159
15677.0151 | 21341.4648
15573.4473 | 25027.5084
14969.1048 | 20202.8269
14559.1587 | 21091.7356
15211.3799 | 17972.4474
15221.4428 | 17203.4788
15336.8054 | 16146.4448
14773.7031 | 17225.0736
14556.0744 | 20213.225
14093.745 | 17718.987
15557.6323 | 18128.5541
14307.9264 | 19234.7569
14741.6939 | 19974.3887
13804.3611 | 19178.2687
12990.1761 | 19429.0073
13253.3447 | 20939.9667
13731.0072 | 18642.5838
12644.6185 | 18552.3488
14186.4212 | 19126.171
12401.6405 | 19755.9355
12559.7278 | 20525.651
12787.5215 | 20982.8992
14053.1138 | 19476.8424
14920.3546 | 21541.6081
15854.7581 | 19764.1743
15215.5056 | 19065.9793
14759.3802 | 19711.0043
15729.7324 | 19676.3524
15324.394 | 19186.3614
14939.3494 | 19447.93
13640.6024 | 18661.1004
14895.8508 | 18951.9715
14995.5172 | 18588.0569
15287.8204 | 19624.2331
14806.2239 | 18371.9162
14859.0151 | 18284.7899
15512.237 | 18086.0732
15246.0539 | 18630.1015
14727.9781 | 18911.1929
14516.7257 | 17731.8026
13873.9776 | 20160.4136
14180.1802 | 19052.0206
14121.0769 | 16609.5864
13891.2143 | 16001.5533
13373.2758 | 18586.9028
13222.814 | 17508.308
12585.7539 | 19047.5329
12646.4434 | 19165.2917
11701.1424 | 21709.8955
11567.1565 | 17874.1975
12603.6513 | 18118.313
12026.6227 | 17996.0663
12078.7404 | 18343.0881
13692.6985 | 16731.7833
13422.8375 | 16819.4234
13789.4228 | 17563.0054
14590.9768 | 19988.956
13133.6847 | 18571.412
12814.9022 | 17603.9478
14402.8739 | 16294.9906
13655.9015 | 16456.1205
12447.0481 | 17266.6343
14064.2718 | 17367.0765
13688.9724 | 17655.8368
13646.0564 | 17777.6504
13591.6397 | 19933.0008
13589.2492 | 19378.5819
12644.5675 | 17456.574
11962.8025 | 17309.7174
13874.6402 | 18701.8473
13205.8439 | 17193.9928
13994.1148 | 16675.9892
14243.887 | 15632.9013
14225.2601 | 15272.38
12867.1553 | 15737.9259
14615.7122 | 15788.3816
15176.212 | 15842.7583
14240.5564 | 16268.9399
12417.9528 | 18848.8478
14602.3278 | 14994.5531
12275.6592 | 16218.7515
12223.6115 | 16256.4488
13492.1167 | 16068.8777
13949.5751 | 16908.7846
14054.5036 | 17596.5102
13788.4011 | 16895.4341
13465.8877 | 15758.8251
12241.0411 | 15475.0822
12697.6505 | 17518.8556
12680.0991 | 14656.4909
11870.1498 | 14781.0434
12686.8729 | 15187.2617
11893.5427 | 16650.8561
12463.0547 | 16253.5272
11913.2588 | 16984.3051
11443.9435 | 16522.1797
10907.4569 | 14304.4166
11620.8461 | 14243.4939
11725.1789 | 17786.3806
15159.284 | 17655.9417
16266.2027 | 16659.0142
14968.6288 | 17629.4626
15935.3687 | 19302.1269
14733.8008 | 21989.8081
15684.0037 | 21357.4892
17913.5654 | 19401.8714
17293.0705 | 18474.5059
16084.9506 | 17621.6995
16713.5334 | 19650.1088
15030.3891 | 19587.4795
14834.1514 | 23138.9465
15868.6147 | 20294.3961
15685.5372 | 17304.5419
16393.7783 | 16487.8675
16648.8954 | 18397.2316
16491.1673 | 18781.3758
17099.4998 | 20799.9853
16858.6956 | 20457.5416
17215.2664 | 18815.1175
18950.1206 | 17142.9511
1501.9013 | 16059.2618
3510.7694 | 16539.0688
11086.5121 | 8614.007
12883.9971 | -957.3668
13642.8252 | 3902.5
13560.2065 | 3785.4897
12645.8161 | 11390.0002
11194.9421 | 8178.6411
10383.6321 | 3061.2134
11364.4363 | 3748.8545
11189.8594 | 7539.7321
11470.2351 | 13716.2908
10471.4284 | 16100.7733
10944.7819 | 15236.9824
10205.8522 | 19715.6128
10836.2913 | 15155.6662
11574.1081 | 14366.402
9511.9426 | 14865.1847
8134.7422 | 14573.5046
8506.1146 | 13942.0378
8806.1433 | 13729.1183
7580.6069 | 13038.1307
9131.3039 | 14358.369
10199.8953 | 13013.9583
11015.8191 | 14067.0006
9746.7325 | 14408.8134
10816.8217 | 13861.2107
10732.6553 | 13462.8086
9495.4491 | 16243.671
7572.5076 | 16156.3852
7407.1548 | 16048.6198
10079.4198 | 18260.6641
11253.3531 | 20615.1808
11374.5362 | 21301.8934
10261.1554 | 22066.6307
9801.6482 | 22602.3125
10891.7273 | 21733.7523
12782.8966 | 22990.7196
12510.502 | 24734.8752
13547.0412 | 21665.8848
12403.0746 | 21144.6213
12238.8279 | 22526.0744
12664.6952 | 19930.1542
11971.0952 | 21033.6681
12083.9959 | 20319.9933
11749.2895 | 20653.9709
10813.0159 | 23815.5447
10368.5955 | 20416.7393
9415.3869 | 19605.6481
13046.5139 | 19584.3554
13045.6658 | 16981.5931
12727.371 | 17476.7546
10273.3775 | 15709.8724
9577.9842 | 16376.2428
9649.5351 | 16570.7519
8922.6571 | 15863.5495
9204.0735 | 18675.4194
10802.5891 | 17748.998
8220.9749 | 17192.1622
9013.1241 | 16658.0961
5879.3773 | 15873.2497
8991.4826 | 17418.7934
9926.6105 | 18743.834
11065.9853 | 18822.3823
9740.1128 | 17474.8258
10564.0166 | 15797.8128
10581.0749 | 17018.9679
10981.1358 | 20892.9576
10742.9891 | 21855.833
10718.395 | 20118.264
9530.315 | 19132.9959
9554.1778 | 21263.1836
10892.0089 | 22430.4422
11968.9431 | 18465.2127
12818.2118 | 19275.928
12916.4096 | 19496.6745
12354.1796 | 19952.9924
12163.9375 | 20001.3967
9317.8504 | 20127.147
9521.478 | 23451.8085
10927.8269 | 23513.3453
11191.1027 | 22062.1964
10257.786 | 22782.9495
10062.9074 | 23506.6032
9568.4479 | 22310.6239
9432.2233 | 24468.9966
10004.2196 | 24410.9847
11831.866 | 21574.4332
11700.6756 | 23361.6459
11151.6086 | 22270.9564
12729.4523 | 21089.0071
12384.2231 | 21160.121
12061.6103 | 21863.5804
10791.2933 | 20193.0385
10951.0742 | 20765.9426
11637.9083 | 19501.1575
12380.5859 | 21309.283
13949.4771 | 22456.2411
13115.408 | 19129.2009
13209.5214 | 19510.6135
12609.755 | 19802.4417
12080.5541 | 20824.5923
11863.9244 | 21479.5329
10474.673 | 21446.28
11020.6486 | 19919.8024
11875.1765 | 19220.1142
11420.7135 | 16731.2539
11689.8559 | 16811.2791
11642.2667 | 17818.6405
11977.3403 | 19369.5487
12785.8559 | 18086.8695
11927.6688 | 15494.7764
12560.3928 | 16511.5869
13021.6462 | 14738.3773
13517.2162 | 14701.9085
13858.3594 | 14701.262
13795.8471 | 15191.4096
14101.6943 | 16382.4752
13856.8189 | 17306.9949
14251.4309 | 14017.2162
15391.4584 | 12389.9942
14298.9032 | 11001.089
14320.6698 | 10870.7946
14241.093 | 14383.3682
14219.7486 | 10539.7004
13597.5263 | 5790.8836
12933.1204 | 6637.613
12756.2357 | 8252.2686
12786.4383 | 6637.7885
13049.6431 | 9321.8497
13743.5672 | 7931.8177
13031.578 | 6711.1745
11909.0411 | 6459.8341
10127.4325 | 7163.8889
12147.1 | 11755.0851
14371.4629 | 12396.0414
15029.3596 | 11369.957
16556.2281 | 12043.3496
14659.947 | 12841.0314
16000.1807 | 11804.5922
17101.0568 | 12775.4488
17160.4687 | 11527.2736
16423.3551 | 9872.1164
16433.7248 | 8035.8414
17970.4136 | 10571.8936
17179.6611 | 8310.2475
16531.0608 | 8747.8124
14933.953 | 9522.5023
15430.8671 | 9540.5317
15052.6679 | 8373.3594
12970.5163 | 9734.2101
13046.4004 | 10666.0637
16792.8674 | 12244.5619
17497.1048 | 13995.9652
16141.3754 | 15159.5712
15345.6736 | 12396.2927
14892.2293 | 11312.7776
13608.1879 | 12551.7997
14530.5981 | 14442.9767
15849.8026 | 14179.9991
15437.121 | 10830.354
15454.2342 | 11652.3476
15069.4764 | 10664.0613
15842.5792 | 11520.4089
15712.6608 | 12722.4754
15189.1547 | 13037.2897
15962.2841 | 11292.925
16056.4665 | 14802.1419
16767.149 | 13371.0101
17547.8962 | 16295.9116
16954.1657 | 15388.8168
16309.2656 | 14533.6765
15136.6556 | 14106.392
16972.792 | 15699.1453
17255.245 | 12974.4183
17011.1926 | 16276.3588
16242.0728 | 11819.2238
15901.0748 | 12483.0585
15128.6666 | 12754.1694
16306.9189 | 13110.1295
16782.4122 | 14829.5233
16480.6434 | 18141.5526
16676.0688 | 16446.0878
16746.5583 | 15308.1889
17004.9693 | 15973.2906
17889.975 | 18970.0317
17662.0112 | 15755.2817
17585.8689 | 14911.1959
16477.7217 | 15217.3452
16162.0419 | 15122.9814
18301.9334 | 15798.7474
16340.4401 | 16444.5463
16418.9559 | 18293.8772
16473.8295 | 15794.3933
16918.8185 | 15599.3509
16900.2051 | 16083.3686
16466.9148 | 16476.327
16350.3717 | 18383.6032
16441.7616 | 20212.2453
14470.8288 | 18676.7706
14619.287 | 18962.0487
16153.7243 | 20299.4327
15185.0673 | 19234.5004
14222.4551 | 19021.7146
15166.0109 | 20090.8726
16741.6413 | 21531.0963
14410.6388 | 21509.9241
15153.3793 | 18431.1958
14531.8067 | 18532.019
15075.6647 | 18878.6959
16054.3153 | 18243.851
16138.5242 | 18393.8692
16285.6709 | 21262.7281
15748.6781 | 17901.2972
16345.1845 | 17844.1353
16336.3611 | 18494.5944
15850.8216 | 20717.6978
15006.601 | 20125.7072
14703.5017 | 20357.1154
14915.504 | 19940.911
14702.0418 | 18768.3458
12115.4317 | 17691.6494
17961.7509 | 17351.7693
17321.0026 | 17949.3267
16897.3188 | 17703.4947
17228.6205 | 19234.1021
18003.4551 | 16454.7667
18845.6456 | 15366.2628
18473.6718 | 14302.9042
18429.6659 | 15688.1851
16424.1247 | 16819.8938
15902.8589 | 18158.9961
16234.3771 | 18277.3287
16637.711 | 16763.652
16529.4564 | 16030.0713
16416.316 | 17661.2315
15992.4867 | 19785.9652
16008.1976 | 20908.6765
16425.7776 | 20512.2018
16590.5132 | 19917.4775
16710.952 | 19410.6096
17267.1193 | 19376.1841
16762.2129 | 19762.6664
16109.2318 | 22525.5339
16043.9413 | 19097.6969
15798.9669 | 20089.3945
15843.8346 | 20630.2379
14358.8638 | 20612.3313
15298.5291 | 20850.804
15181.0271 | 24744.6555
13058.573 | 23376.7579
15687.3104 | 20926.235
16267.8034 | 20522.2435
14817.5182 | 18783.89
16085.3035 | 20815.691
15662.6553 | 23430.2937
15391.9573 | 23957.8365
15966.8886 | 21488.1267
15992.9582 | 22513.6146
16035.2716 | 22495.1182
16182.4097 | 21845.1274
16017.9385 | 22014.3908
15831.8589 | 23151.847
14967.4742 | 21716.6567
15681.0749 | 21034.0763
16294.6503 | 21117.7921
16794.9286 | 20442.5757
15563.7531 | 20118.1383
14344.8351 | 21226.5576
14381.7002 | 22262.825
15500.3924 | 21179.2832
15337.0483 | 22015.7604
15612.5436 | 22527.9393
15720.0216 | 20890.1466
15347.5353 | 20867.8658
15296.2485 | 21766.0417
14945.1516 | 21660.6094
15255.5852 | 23970.3658
16220.1393 | 22606.6989
15422.6415 | 21768.4547
16295.8003 | 25989.4846
16022.8238 | 24321.4933
14732.1606 | 22856.051
15131.6789 | 23484.3168
15692.8672 | 23628.0445
15743.8292 | 23595.3889
15040.7051 | 23375.0331
14657.4629 | 24082.254
15153.7975 | 22343.2998
15327.1431 | 21673.4283
15815.8497 | 21731.2696
15951.177 | 23199.7846
15590.1331 | 19869.5499
12611.5378 | 18850.9639
14185.3304 | 19041.9091
13969.9387 | 17667.8089
14040.1941 | 20615.112
15428.2051 | 19855.5087
15719.6075 | 17461.313
15263.2098 | 17232.9765
14043.8854 | 18060.4359
14651.5211 | 19366.3522
11998.0286 | 18995.8025
14801.155 | 19856.9238
14114.1102 | 21894.2995
15384.9689 | 22119.2838
15688.147 | 21588.9267
15977.7957 | 21591.8405
14607.9855 | 22323.7058
15314.2696 | 21252.9034
15687.3874 | 21212.2013
15709.3485 | 21942.9761
15526.3639 | 23746.9219
15476.0511 | 24859.2694
15198.9108 | 22479.8475
14808.8787 | 23319.8867
17572.7388 | 23752.8676
16049.6909 | 22130.0013
15994.9116 | 21691.1567
14778.6132 | 24009.731
13927.5055 | 24304.1834
13929.197 | 22895.4636
11308.9588 | 23032.8839
11426.9744 | 22056.1866
13316.2921 | 18818.1848
13478.7453 | 18536.4192
13458.0215 | 21748.8895
16180.9403 | 19126.7066
15850.5731 | 18479.4872
16795.0142 | 18352.996
17166.5855 | 17232.107
17208.1781 | 17508.9581
16775.4434 | 17312.2221
16127.5345 | 17487.0505
15854.7065 | 16171.4621
16179.9414 | 16219.5788
16661.0245 | 15733.2647
16465.6558 | 17085.337
16610.546 | 16794.4067
17088.147 | 18527.5612
16932.6117 | 18692.3548
17037.2588 | 16505.3307
16624.8675 | 18683.2286
17281.4518 | 20912.8733
16489.0082 | 19439.9278
16882.5506 | 17666.1722
16543.6453 | 17746.6023
15371.4821 | 18427.9266
16616.47 | 22315.771
17547.2272 | 23880.6145
17583.07 | 20352.9931
17462.2921 | 19017.9926
16679.614 | 19471.7524
16616.3778 | 17542.757
17645.4408 | 20694.2541
16990.0447 | 22645.518
15164.0729 | 21494.7827
14252.8898 | 20297.2419
16641.1843 | 20328.1973
17765.2459 | 21419.2784
17771.9856 | 19538.8143
18382.1369 | 17905.9762
17504.5464 | 15420.6395
16422.1853 | 15786.7391
15277.499 | 14911.0246
14874.0522 | 14850.5793
12738.1022 | 16197.027
15575.5399 | 16150.4019
17029.4831 | 16784.1764
15127.5672 | 18524.609
15924.0715 | 22333.2592
17260.9614 | 23403.3355
17444.2811 | 24197.5693
16401.2173 | 24025.3772
17808.8052 | 21481.2133
18262.3719 | 23280.6544
18469.5433 | 22939.7129
18021.3862 | 24927.3691
18780.4142 | 26655.5644
19365.7187 | 22096.0345
20219.6322 | 21820.0861
19894.3825 | 21073.2785
19358.4461 | 16747.8198
18942.9208 | 15533.0257
19257.3054 | 13902.8532
19049.3852 | 12554.4843
19456.6357 | 12215.6092
18469.9692 | 15381.0799
18578.8813 | 16059.1298
18757.1674 | 14840.2014
17782.9765 | 15150.3658
17280.5506 | 15047.0759
16849.3413 | 14448.5724
16945.029 | 20272.5273
15206.2092 | 19009.2408
18528.5471 | 15999.711
18136.2517 | 13257.1328
18505.1287 | 13757.2185
18782.7475 | 14348.4258
19455.1283 | 14888.3005
19751.3256 | 15332.5219
19707.4467 | 13218.079
19650.7499 | 12568.0877
20207.9198 | 13941.8387
19567.1955 | 13028.9221
18766.1984 | 16659.4027
18814.3568 | 17991.2869
17781.6278 | 16070.8603
18216.5577 | 16383.4
18279.4521 | 15872.305
18071.6427 | 17014.5013
18056.3204 | 18045.5956
18687.0197 | 19429.0434
16477.0173 | 16531.1363
16216.0788 | 16720.9943
17485.9704 | 14614.41
18672.6649 | 19084.2739
18594.6835 | 19880.2248
18760.8584 | 21900.3032
19236.1351 | 20476.653
19106.907 | 19485.4201
19535.6254 | 19332.5369
18740.4123 | 19895.7029
19217.9142 | 22317.3969
18005.3694 | 21400.7158
17940.3036 | 21262.2512
18415.263 | 22939.6076
17834.387 | 23266.3462
18000.1331 | 21769.5602
18520.846 | 20199.0104
18583.4135 | 22757.5189
17101.1918 | 20716.5911
17706.9998 | 21565.7814
16746.4733 | 20582.3002
18332.265 | 21281.3064
18216.4923 | 19680.775
17893.9698 | 19931.0126
17536.9598 | 22480.9451
17658.6586 | 21544.6578
16381.0881 | 20387.5323
13728.0178 | 16064.9477
17022.4602 | 14362.6857
16896.3435 | 16769.0669
18683.1498 | 19392.5499
17189.0045 | 20122.0765
17117.8849 | 18062.112
17470.6455 | 16198.009
18558.0318 | 17262.55
18607.7755 | 17113.8852
18815.4875 | 17899.254
18825.6503 | 15704.927
19269.8502 | 15380.2025
19661.0416 | 16688.407
19530.3434 | 17822.9493
19029.5479 | 19576.0782
15837.5103 | 21512.3766
17863.944 | 23013.0086
17184.1318 | 18024.725
17004.2434 | 18598.6488
17441.2724 | 18985.2971
16198.6751 | 19417.3679
17768.6206 | 20033.0543
18046.6622 | 18807.899
15865.1924 | 17430.8877
15220.5287 | 17481.6664
14135.0788 | 19774.7623
13973.1606 | 19964.7194
14370.0441 | 20371.4925
14617.4693 | 19808.5286
16757.1903 | 17688.3089
19263.0015 | 20039.2219
19665.5376 | 21156.0927
19496.4809 | 19761.0804
19328.4519 | 20013.8077
19379.7771 | 22260.4067
19951.6155 | 20788.4943
19731.7301 | 19737.4126
19926.1959 | 21340.469
19666.9521 | 22333.0353
19696.1839 | 21721.6139
19423.516 | 22932.9167
17007.334 | 21388.9096
18222.7979 | 20317.3936
17429.4401 | 19340.0287
15698.956 | 19568.0743
16655.6536 | 20868.1503
15075.5453 | 22739.782
14464.2494 | 19055.9125
13628.1564 | 19585.2376
15450.7968 | 19292.8893
15804.0841 | 19748.2747
15812.2889 | 20803.4446
14980.6789 | 24007.2282
15467.8845 | 22021.537
15071.7976 | 20697.0861
16985.476 | 21954.3939
16402.4441 | 21601.7983
15884.2041 | 25246.3944
16505.4484 | 22538.0139
17085.4487 | 21907.6271
16830.5502 | 21620.5487
16064.9838 | 20709.6026
16101.3247 | 21158.0709
16258.7941 | 23137.2873
16620.6922 | 23784.2803
16595.9548 | 21493.5507
16087.3038 | 20931.1892
16755.364 | 20535.8389
16828.9446 | 20945.1612
16004.1146 | 20395.469
16203.5265 | 21170.559
15883.4906 | 20602.096
16152.6966 | 20260.4158
16067.4459 | 21536.1597
17788.1644 | 20244.1597
18038.3434 | 19272.9054
17994.2977 | 20753.2224
17508.0724 | 22787.4261
15406.9639 | 21140.3357
13719.8639 | 20977.1167
15773.5818 | 22698.1814
15583.3286 | 24201.4829
15126.8733 | 23485.8381
14688.9054 | 26010.9502
15682.3101 | 24204.0278
15821.1115 | 22373.5079
15633.3508 | 22270.4913
16014.9321 | 23276.5599
16584.061 | 23545.32
16142.7656 | 23545.9211
16399.4334 | 20044.3895
16197.5588 | 20292.3477
15546.1213 | 20115.0039
16173.7614 | 15956.6123
13444.2442 | 15015.949
15039.8601 | 19732.1947
10260.2467 | 23953.4436
11620.5424 | 22145.3122
12063.7423 | 16472.6071
12831.3279 | 15940.993
11951.0458 | 17300.9691
11875.3445 | 16006.5593
14901.5387 | 18222.2205
14839.1165 | 18500.5624
15206.7903 | 19158.5247
15289.4164 | 17595.3828
15717.784 | 17287.5928
15480.3567 | 18035.6555
14770.991 | 16268.6914
16214.2108 | 16855.9625
15384.9622 | 16222.1595
16151.7892 | 16697.6979
16147.3498 | 18052.033
15586.7516 | 16645.5049
15095.2896 | 17956.5519
15228.5078 | 19768.1666
13332.9828 | 22302.5356
13332.2274 | 20154.3449
13307.5834 | 20687.4858
12633.5256 | 19967.0287
13791.0454 | 21526.6415
13957.2912 | 23849.6205
15032.775 | 23461.4016
12582.6843 | 21191.7741
13040.5299 | 21197.5378
13587.2783 | 21289.3729
13718.8938 | 19862.9527
16049.6335 | 23490.5328
18179.0871 | 20822.6851
16575.6525 | 19976.8445
14727.6868 | 21311.0419
16209.5197 | 22225.6852
15440.7012 | 19395.759
15231.2284 | 18962.6723
15012.218 | 20991.6618
15012.6077 | 19658.4238
15004.2037 | 18843.4803
15116.9035 | 20095.7082
14780.6099 | 21843.097
14192.704 | 21757.8253
12908.365 | 23712.927
12351.5382 | 20793.058
11283.6682 | 20363.8069
11112.8091 | 21724.1354
13951.1394 | 21890.5343
10112.153 | 18533.6118
10694.4291 | 18460.8944
10950.828 | 19486.2016
11627.1185 | 21847.2442
13627.3936 | 22969.1125
13365.3489 | 24237.2033
13665.7946 | 21679.0674
13234.4098 | 20727.3213
14768.8436 | 20720.0511
15354.2454 | 21746.6266
15544.7275 | 21442.551
14347.8982 | 20124.0597
13828.5886 | 21278.5933
13745.6131 | 21839.3818
12703.8168 | 22269.1447
12698.1388 | 20912.8645
12439.8687 | 19251.648
12025.8294 | 20361.6568
13674.8538 | 20933.2924
13669.0369 | 21286.7318
12716.9148 | 22328.0099
10680.0666 | 21533.8041
11594.1272 | 22012.6114
11073.4059 | 22668.0678
10916.6034 | 22138.5559
10910.0536 | 19217.905
11529.9559 | 18365.9383
14008.9382 | 21524.5863
13774.0063 | 18513.2265
11501.1007 | 17656.7097
11507.242 | 19121.4453
14815.1123 | 19259.3925
13449.6167 | 22572.5403
13054.744 | 21688.446
12137.5292 | 20390.6318
13837.2656 | 19437.1007
13822.0611 | 18901.6382
12975.139 | 16982.8137
11613.3679 | 18807.5016
11407.3752 | 18548.6116
11588.4267 | 20811.7709
10783.6063 | 19267.8456
13697.2054 | 17607.0032
13146.4525 | 17747.8263
13357.1125 | 17596.5955
12403.4041 | 17936.3644
12185.8313 | 17711.0632
12623.4123 | 17435.4393
12047.6476 | 19313.1609
13316.4866 | 19376.4706
12211.7358 | 16272.6014
13600.3187 | 15734.5949
13290.7894 | 16838.0426
13752.5257 | 16276.1795
13755.1184 | 18701.0213
14005.699 | 18628.4914
14258.6026 | 21031.814
14106.0068 | 19315.0063
14712.1747 | 17921.78
14493.3712 | 17789.5507
14558.5908 | 17663.8124
14036.9449 | 15686.4769
14438.2838 | 15325.9976
14332.247 | 16928.4627
14729.398 | 18406.3197
14869.9462 | 15309.6327
15022.8914 | 13346.0257
16435.5188 | 10472.4878
16248.4292 | 10876.9479
15774.9306 | 11615.4295
14174.2841 | 11108.0718
13242.5881 | 11537.1697
12592.3194 | 10528.6578
12628.812 | 8511.0775
12601.715 | 8687.1258
12358.1916 | 10396.356
12267.6846 | 10243.1842
12560.8636 | 12645.2075
13323.6635 | 11226.3162
13574.3793 | 11982.1954
13779.3745 | 18229.0908
13855.6709 | 15232.2547
13959.0429 | 15313.8388
13860.7272 | 14749.6982
13855.2467 | 15660.4827
13979.5144 | 14841.1228
13857.0416 | 14120.8111
14907.2243 | 15269.6511
15147.7149 | 16493.1985
15066.1377 | 14163.6587
14992.7862 | 12938.8284
15548.3656 | 12519.436
15463.4715 | 12672.1361
15571.0459 | 13162.83
15502.1285 | 13188.0832
15705.9018 | 12195.9541
15410.9694 | 12659.1214
15669.693 | 12106.6075
15443.7424 | 9679.5527
15564.6687 | 8336.2661
12710.2252 | 10472.2204
15342.8222 | 10067.4115
15413.2321 | 12623.2245
15432.4935 | 13140.3779
15539.9739 | 12016.4166
15403.0946 | 15717.5061
15681.4592 | 14718.3329
15949.2124 | 12826.3632
16209.0649 | 13859.6056
16419.7502 | 13467.5422
16675.1629 | 17501.2008
16661.6085 | 18158.5233
20447.412 | 17888.2921
19622.2911 | 18222.1118
19443.1059 | 20529.1191
18036.8147 | 17871.9823
18164.526 | 17766.435
18299.3299 | 18442.2179
18268.9701 | 16390.8145
18186.3991 | 15642.9565
18629.8298 | 16543.2035
16095.7699 | 19394.0589
16907.4413 | 16935.9353
16803.6539 | 16946.2901
16747.822 | 17167.2084
16499.5726 | 18906.9158
16306.7492 | 18938.5023
16428.7528 | 19013.0924
16258.4305 | 20888.8739
16494.9996 | 23781.5442
16496.4078 | 21044.8676
17369.3215 | 21067.7014
16671.6603 | 21958.1295
15852.9918 | 21136.2678
15491.4788 | 21295.4924
16503.0747 | 20076.0179
15711.5351 | 22371.8988
15720.8525 | 21445.118
15750.1255 | 20508.2004
15023.0437 | 21421.1708
13945.4316 | 19201.619
14303.0674 | 20480.4492
13632.1533 | 19937.131
14348.0705 | 22433.5902
14395.3294 | 22075.1857
14024.8668 | 19417.4033
14815.459 | 20503.168
15288.9697 | 19971.9924
15639.829 | 20627.2629
15470.1238 | 19924.4249
15546.971 | 20395.7086
15073.84 | 21422.2915
15255.6375 | 22120.9743
15654.5842 | 19887.7139
15670.4058 | 17545.1417
14836.542 | 20477.6513
13719.9015 | 19929.6923
15912.9375 | 20160.7392
16915.8199 | 21941.2222
18066.4729 | 21474.097
16441.5753 | 19479.5966
16368.954 | 19559.0128
15998.9688 | 21866.4015
15418.4743 | 19486.7853
14071.5482 | 17922.0522
15225.7561 | 18775.4173
13728.1235 | 18573.8595
15075.0672 | 18734.1238
14788.252 | 18735.5131
14309.1626 | 18979.1268
14892.0685 | 18615.3199
15224.9085 | 18557.5905
15376.2293 | 20066.1472
15798.9209 | 21254.6315
16153.9961 | 19509.3044
16447.2098 | 19580.7246
15716.4513 | 21522.0924
15507.9854 | 21524.6653
16225.3952 | 21468.9237
16532.4425 | 20079.9396
16450.78 | 18336.8563
16402.5493 | 20936.7037
15991.4155 | 19758.8321
15938.1823 | 19116.0647
15487.4899 | 19970.0792
16280.4907 | 18795.9302
16159.3357 | 19235.9106
15968.3417 | 19719.9926
16183.8532 | 21971.8485
15269.1353 | 21962.7151
14474.6207 | 21507.0267
15525.6479 | 19131.0125
15050.0844 | 19261.2848
15544.5203 | 19085.7186
15513.4598 | 19157.0601
15676.2778 | 19698.607
15639.7398 | 19042.2379
15528.7563 | 21276.3922
15978.0471 | 19736.8932
16314.9656 | 19232.5451
16152.1292 | 18641.8634
16218.6732 | 18513.2312
16288.4465 | 22168.4896
15270.0271 | 21493.371
15712.3587 | 19878.0069
16124.8355 | 20007.7953
15635.9303 | 19568.9609
14105.9228 | 21699.7951
14085.1699 | 20464.6006
14323.824 | 19310.7323
15599.9588 | 17280.7272
15798.5419 | 18776.8582
16062.5229 | 17953.3681
15872.0594 | 17142.7202
15697.698 | 17431.9676
14180.4966 | 14965.348
12987.0755 | 14004.0178
13962.703 | 13907.666
16310.8753 | 14659.9113
15681.9649 | 15556.87
16111.2484 | 14882.5883
15900.4859 | 13275.5619
15824.5643 | 14757.6077
15809.9274 | 19524.2863
15670.522 | 17445.8197
16063.4595 | 17573.8114
16558.1781 | 18788.2349
15705.6828 | 16009.629
15473.3654 | 16832.334
15353.4407 | 17103.9918
16343.1246 | 14186.6473
16205.7765 | 14510.7571
16449.3018 | 14438.5816
16718.4063 | 14889.5155
18919.9886 | 14390.1975
16224.2671 | 15968.0233
16399.1282 | 14943.2617
16552.0647 | 16970.2767
16132.7444 | 18281.8821
15502.5434 | 18198.4506
16156.9124 | 20467.254
13628.0414 | 18496.0528
14503.4559 | 18415.5681
15228.1249 | 17943.5603
15688.1041 | 19172.1935
18746.9561 | 19356.6422
15634.0613 | 20743.4719
15493.649 | 22099.3866
15846.4646 | 17639.9593
15184.593 | 16140.1409
15694.8598 | 16457.2712
16278.004 | 15095.549
15693.8771 | 17470.8474
15679.3558 | 16756.9358
16132.9159 | 16259.9511
15241.9989 | 16836.4262
15436.286 | 19026.0425
17301.3615 | 17431.1998
17204.0569 | 17227.0177
15163.9359 | 16885.5085
16921.7695 | 15401.9621
17403.6129 | 15153.504
17189.1261 | 15727.2977
16225.9343 | 16111.1835
15689.1706 | 15592.9345
16164.481 | 17857.6179
16034.3973 | 16122.251
16179.3133 | 16164.4045
15221.979 | 16821.0466
15259.3565 | 16909.8484
15402.2792 | 15592.8448
16054.5235 | 16361.8454
16081.2214 | 15169.8027
16046.2025 | 14162.3
15807.4847 | 15012.7998
16027.7638 | 14258.5615
15807.1147 | 15907.334
15841.0914 | 15233.1036
16332.5063 | 17887.1302
15799.7492 | 20377.9781
15256.6507 | 18117.2649
14528.4862 | 17504.6743
16595.7804 | 18907.1202
17441.9704 | 17585.4545
13240.6505 | 20108.2728
16280.3585 | 18674.2496
16731.8951 | 17542.7435
15829.1156 | 18602.7577
15382.0077 | 17750.3906
15551.4111 | 19278.5671
15001.632 | 18466.714
15665.1871 | 20163.9711
15095.5403 | 21929.5278
14023.0477 | 22606.5349
14518.2493 | 22444.0641
14549.3298 | 22322.0693
14727.4562 | 21340.0225
14746.7305 | 18538.3611
14971.7854 | 19840.8819
14638.6378 | 21113.0807
14563.9054 | 22388.5738
15635.5097 | 19038.2328
14757.5587 | 18981.8145
14791.9803 | 18098.8119
15215.5206 | 19351.162
14849.3045 | 18635.1329
14129.0431 | 18078.3208
13993.586 | 16234.2082
15112.6695 | 16283.3525
15584.3678 | 12808.6169
15719.1514 | 14897.8152
16584.7672 | 13778.7555
17437.2964 | 12414.0224
16226.0925 | 13151.4173
14718.4674 | 15882.6998
15850.003 | 19850.7052
16102.2677 | 16968.1496
16754.4114 | 17108.1312
16606.6597 | 15852.7528
16694.192 | 18339.5069
14820.9773 | 19127.3463
15215.7037 | 19106.2445
14740.031 | 17614.5218
14914.0447 | 17959.5686
14870.3098 | 17356.0202
14534.7077 | 16524.7828
14327.7354 | 18167.7048
15003.057 | 20908.142
14799.9896 | 18086.4083
14986.7843 | 18014.2832
15475.5921 | 18744.7507
14874.0808 | 17632.6065
13379.977 | 18076.5254
13942.121 | 19585.7567
14729.2539 | 21496.0343
15011.643 | 19363.8076
12182.1597 | 18773.5867
14437.9491 | 17955.2239
14755.7459 | 18481.6032
14980.563 | 18748.7774
15042.7378 | 17079.9854
15340.506 | 20447.9406
15008.199 | 18846.5173
14878.0122 | 17382.7554
15631.81 | 17952.2593
15817.8977 | 18533.1133
14297.2173 | 18223.6492
14913.075 | 18649.876
14321.6021 | 21616.7589
14402.5494 | 18140.0543
13629.0141 | 16585.9961
13478.5031 | 16818.1933
14273.2493 | 16648.9135
14553.8742 | 17276.7002
14462.4695 | 18331.8766
15045.3814 | 16108.3102
15220.6321 | 15250.3616
14743.7202 | 15421.0801
13904.6319 | 14989.1938
12796.1611 | 16567.4332
14419.2364 | 16424.6259
14210.2427 | 16448.3367
14360.9686 | 17978.0689
14558.8832 | 16622.506
14597.2675 | 15329.2631
15183.0761 | 17332.0215
15124.4765 | 17817.1416
15221.936 | 19751.8483
14903.6142 | 17841.044
13381.0554 | 18195.1831
13391.1157 | 19363.6501
12495.3857 | 19073.3138
11513.2237 | 17792.9616
13072.4419 | 18734.6016
10390.742 | 18191.4908
12161.4379 | 18102.8949
13726.3149 | 19621.0647
12521.499 | 19704.3834
11762.64 | 20195.6069
11038.5664 | 18659.134
10976.4699 | 18326.583
11147.2958 | 18987.1477
10359.7596 | 18914.6744
10614.701 | 19238.592
9386.3422 | 19032.214
9113.2226 | 19981.4978
9927.5412 | 17677.394
9363.7852 | 16995.5116
8928.0073 | 17709.4952
8654.4417 | 18130.9423
12325.8429 | 17890.3662
11408.3867 | 19478.2839
12414.0479 | 19116.363
12736.2689 | 17721.7035
12914.8716 | 17552.453
13537.9162 | 18157.4752
13069.2693 | 16882.3286
13303.2509 | 17772.0854
13669.7107 | 21280.971
13536.5462 | 18790.3109
14100.4868 | 18425.5841
14173.8573 | 20119.8817
13924.2074 | 19126.0369
14375.6497 | 18632.9171
14286.1513 | 18446.7228
14705.9776 | 19090.0069
14766.1242 | 19042.1569
14725.4417 | 19568.8418
13378.6834 | 19001.7464
14111.7064 | 21009.4168
14513.0843 | 19258.9915
14779.292 | 22005.6276
14914.1989 | 22165.576
15010.0982 | 21100.5282
14836.4151 | 20940.6658
14984.0711 | 19281.3492
14789.4957 | 21914.7396
14648.1906 | 22312.3164
14378.7035 | 21456.0686
14362.0537 | 20888.2046
14273.989 | 18916.4795
14183.0263 | 19569.3039
14250.8863 | 18251.8369
14423.2104 | 14897.9462
14675.7316 | 13893.7344
14518.6793 | 14019.0221
14314.7895 | 12375.2742
14692.0934 | 11482.2557
14690.8779 | 11525.2859
14691.2555 | 12567.1544
15134.6031 | 10439.987
15324.5614 | 8597.5234
15348.572 | 8393.5876
15656.9857 | 8580.4203
15554.2105 | 13679.1259
15262.7552 | 13653.971
15449.4586 | 14010.364
15196.501 | 12907.7943
15495.0836 | 11633.416
15841.3193 | 10733.7543
16183.4351 | 9350.7268
16391.639 | 10533.8038
17690.6241 | 14270.9146
17110.8133 | 16255.3648
16800.0312 | 18566.6098
17652.2921 | 18126.3353
17805.6229 | 18793.8999
17557.7702 | 16617.4081
16409.5366 | 17294.5865
17377.9986 | 16956.0618
17787.3091 | 15181.2311
17266.3802 | 14745.1779
17596.1387 | 14221.2582
17723.3172 | 14548.8544
15837.5338 | 14639.1726
15117.1364 | 12990.6516
17311.9009 | 13853.3978
16757.8273 | 13586.0343
17209.0155 | 14141.4817
17323.2616 | 13477.8595
17007.5456 | 13498.2068
15311.8712 | 13957.8029
15101.3749 | 13165.6203
15363.299 | 15050.729
16056.3431 | 16308.1431
16444.7581 | 13236.8195
16299.4886 | 15530.0571
16811.8628 | 13145.2377
16226.4305 | 17894.7712
16837.8849 | 16508.4986
17096.1864 | 15944.4881
17525.0973 | 15341.1709
18591.485 | 14980.7171
18286.4519 | 17383.166
16943.2374 | 16797.2867
17888.6112 | 17475.2338
18177.1716 | 20618.089
17057.1567 | 19886.4963
18963.9023 | 17816.2919
18015.2968 | 17620.4372
15415.3077 | 19687.2257
17614.9395 | 18690.491
17273.7232 | 20685.7168
17885.9428 | 17460.5942
17478.3075 | 18166.1556
19992.3795 | 21129.0486
17673.2706 | 20692.8049
16713.9296 | 22786.436
17432.0092 | 25958.8403
17506.5398 | 21506.0682
17015.4402 | 21485.001
16258.5244 | 23196.3679
17443.5695 | 23881.3366
17582.9663 | 24348.2641
17527.9141 | 22236.5358
17742.2523 | 23297.4033
17838.7924 | 23884.4816
18508.9147 | 24034.3569
18139.3642 | 25307.1314
18037.1315 | 24321.7159
18112.6468 | 23565.6224
15582.7257 | 20705.8718
17581.9779 | 23999.1313
13372.1052 | 23258.0893
14624.898 | 22997.1101
17550.3291 | 22621.6588
16707.7014 | 23498.3156
17330.5639 | 22860.985
16883.9651 | 23190.1374
17041.4181 | 23311.5815
17709.8999 | 21762.7037
17892.1008 | 19688.3768
17753.0067 | 20710.8836
17414.0811 | 21210.006
17968.1547 | 23159.9302
17693.6137 | 22970.6438
17688.8755 | 25153.1099
17570.3209 | 21848.5348
17145.81 | 21392.08
17110.1411 | 21913.3301
17336.8371 | 22181.8749
17223.153 | 21896.9121
17444.9346 | 21379.1471
17266.4101 | 21053.1455
17828.4545 | 24353.6829
17917.7656 | 21423.6322
17049.1921 | 20404.2005
17813.8617 | 21084.2593
17874.8497 | 25008.9393
13433.8105 | 21461.3899
17558.6159 | 19972.7493
17814.8694 | 22108.5299
17710.5198 | 21724.7306
18068.6187 | 21467.5215
18011.019 | 26487.5256
17308.8488 | 23927.6678
18185.5675 | 23063.7706
17099.1661 | 20903.166
14380.147 | 21442.1058
16008.3629 | 22773.7806
15629.718 | 18851.9392
15675.4978 | 18312.9511
16761.5628 | 19933.4406
17847.9696 | 19065.4611
17603.0234 | 19488.1271
17286.1151 | 22497.0021
17664.0825 | 20173.2501
17322.8831 | 20060.3174
16981.6614 | 20954.8902
16551.0652 | 21094.2296
16208.9082 | 19620.9233
16038.0689 | 23257.227
17285.7884 | 22890.7585
17427.4005 | 19025.8539
16271.6355 | 20691.7694
15430.2871 | 18247.5865
15206.1893 | 21235.6557
16308.1934 | 22575.5143
15940.3714 | 18856.7142
16565.6253 | 17508.1715
17143.0331 | 17996.8445
16445.8939 | 18974.757
16827.6416 | 15997.3118
16938.21 | 20772.1968
17021.239 | 20693.8394
17184.7074 | 18515.7821
16956.1585 | 18996.0539
17329.8453 | 18176.194
15485.635 | 16000.4519
15357.1411 | 15033.4869
16588.4754 | 13451.6937
17356.0333 | 12690.4018
17258.9852 | 7370.7382
16725.4975 | 6276.4337
16635.5926 | 6942.2522
16218.6849 | 11351.1761
16540.2434 | 8593.5425
12954.8911 | 5993.4277
17868.5184 | 11826.3324
18249.1689 | 17288.6058
16979.3564 | 17789.2255
17689.1603 | 16223.9205
18012.0467 | 13198.7818
18056.7068 | 15382.4384
18159.9913 | 14122.5438
18110.3943 | 14116.6884
17929.8559 | 15055.0591
17873.0708 | 12921.472
17979.8019 | 13014.2045
17979.5109 | 10462.8078
18906.266 | 10904.0146
17413.4439 | 13960.2923
17397.894 | 11287.5497
17046.2001 | 12639.5692
16779.3922 | 11185.5969
17080.3895 | 10431.3286
17533.2477 | 11001.1274
17327.6582 | 13909.1192
17149.6005 | 11579.666
17263.7805 | 13491.6513
16877.1642 | 14630.7367
17243.3274 | 14854.0139
16271.8726 | 14891.9473
16207.13 | 14942.7269
15874.4808 | 13848.3493
15633.9694 | 15662.616
16083.716 | 20207.1105
15274.8523 | 19181.3819
15314.3582 | 18648.5181
16266.8253 | 19589.3869
16150.4938 | 19519.6985
16753.6385 | 21272.8631
13991.336 | 19907.1586
16535.1803 | 19654.2201
16778.3384 | 19077.7396
16870.3904 | 22296.6141
15929.3376 | 20241.3307
15965.2998 | 20832.1773
16367.08 | 20252.7388
16208.6537 | 20914.7541
16597.6654 | 21133.9309
14204.1442 | 19180.7
13493.4285 | 22202.3055
15730.0341 | 20101.7459
14320.0245 | 19044.2414
16376.8063 | 17597.4672
14536.3277 | 18774.3704
15175.1589 | 19108.1264
15919.176 | 18070.5117
14647.4257 | 20347.1825
15669.8994 | 18957.5735
16193.3187 | 18559.8486
17243.2244 | 21398.5967
17146.2081 | 22283.5525
17153.5222 | 24008.4123
16632.9254 | 25146.2914
16200.4879 | 23094.6257
16558.9213 | 22239.1259
17105.7924 | 20500.4402
17802.5507 | 19593.2554
19483.3096 | 19769.5856
19331.5489 | 21134.4923
19121.3352 | 18271.5718
19029.3203 | 18172.8858
20010.7453 | 18810.7976
19619.9845 | 19265.517
19227.0873 | 18731.6072
17038.6782 | 20403.2768
16381.018 | 24271.9804
16411.7944 | 19398.0071
16416.1195 | 18916.706
15825.4321 | 21504.6883
16526.7529 | 22814.1873
16942.1218 | 20488.267
16339.6886 | 21161.928
15875.9211 | 20920.9123
14979.2323 | 21034.8832
16668.5148 | 23279.9655
16114.2539 | 22743.9269
16186.0914 | 20834.382
16364.1961 | 20928.3469
15543.9976 | 21316.3842
16009.1128 | 20060.4704
15954.8167 | 18927.7704
15799.0881 | 17693.5533
15888.6404 | 17820.8285
15852.3655 | 15415.6072
15143.5841 | 12021.9699
15096.4701 | 16030.8537
15642.995 | 13782.6241
15376.8141 | 13121.3344
15600.6024 | 10813.2628
15589.085 | 11122.8487
13135.6974 | 13762.7194
13887.3237 | 16977.0714
12783.9132 | 13453.0863
13281.0053 | 15366.184
14884.2375 | 15439.2603
15397.1605 | 14281.4883
14802.1332 | 16581.6653
15772.9702 | 17783.6342
15975.2059 | 16811.1537
16314.1871 | 19734.6434
16671.3604 | 20381.9073
16761.3668 | 22585.378
17002.2861 | 22988.3644
18524.3329 | 20462.9532
16630.9644 | 18801.5396
15772.5431 | 17807.02
15106.7468 | 19282.8859
15470.2229 | 19190.1135
15970.8429 | 22051.3304
15444.6459 | 20960.7582
14971.2325 | 20456.0008
14645.754 | 20196.0159
14796.2344 | 20205.6996
14943.1685 | 20497.4765
15472.8613 | 19212.4589
15912.7212 | 18213.4126
15755.0491 | 20338.9071
15915.8203 | 21094.5811
15358.9731 | 20612.7685
15421.7938 | 22209.1046
15160.6302 | 20096.9472
15669.9993 | 19539.3014
15643.0796 | 19607.4422
15813.2807 | 20253.7914
15971.7795 | 20007.8423
15669.6026 | 17795.1385
15977.2678 | 21280.9583
16523.1355 | 16767.3024
16477.4083 | 15901.0962
16504.6995 | 16885.4523
16512.3063 | 18397.7061
16648.1161 | 19136.7801
16516.4208 | 23610.322
16563.5411 | 19444.6281
16555.5487 | 20523.3737
16624.1123 | 21531.8764
16365.7178 | 23105.2086
16397.5876 | 24751.2209
16136.0572 | 25750.493
15870.3404 | 23351.2712
15664.0137 | 21315.4275
16598.4719 | 19337.5166
16184.8606 | 19135.9599
15263.8726 | 19585.3588
14305.9389 | 21059.1422
13693.9529 | 20905.2152
13042.804 | 21372.0174
12760.1443 | 22414.2518
12910.5514 | 22548.6512
13487.9064 | 23536.6465
12780.2833 | 21040.7276
14260.2941 | 19540.0161
13917.9344 | 20094.6477
14554.6137 | 19513.1731
14027.1958 | 21981.2543
14861.4516 | 25109.7711
16656.2107 | 21706.0843
17628.5713 | 23459.7845
15564.6419 | 24662.364
12926.8974 | 23458.9532
12715.9938 | 22444.2257
12501.6468 | 22506.6423
14370.3538 | 24497.4111
13283.7837 | 23046.6436
12472.9189 | 24004.361
13835.6704 | 24212.273
13657.8476 | 23282.2143
13810.5712 | 23292.6743
14227.082 | 21767.416
14842.2147 | 22500.1486
14456.4392 | 21899.7374
15008.1765 | 22482.993
15838.401 | 21665.3084
14575.2929 | 22016.4632
15425.804 | 21199.2273
16866.8763 | 19215.2215
17126.7627 | 18759.1845
17358.8613 | 17690.8059
16352.3912 | 18271.4084
16374.274 | 19893.5997
15889.3621 | 20118.1461
16770.6783 | 18715.7144
17179.1417 | 16568.5571
17395.7397 | 20395.6153
15220.4638 | 17915.9377
17529.6255 | 20795.885
17821.6337 | 21293.7182
17746.9116 | 18825.0758
17647.6528 | 17854.5789
17158.8125 | 18890.8316
16613.4881 | 18673.5051
17599.6758 | 16505.6808
17947.7693 | 18778.6701
17120.5321 | 18941.0226
17213.5554 | 17170.3555
17585.7146 | 16363.638
17528.9442 | 16402.1378
17609.8355 | 16937.5161
17577.5274 | 15452.2227
17463.7001 | 13508.2864
17387.525 | 16161.8154
17078.0425 | 17312.6402
16577.9184 | 17376.2853
17450.7306 | 18806.966
17720.5885 | 20019.2823
17856.1455 | 17896.3725
17658.7996 | 17792.7888
17896.3211 | 17267.1999
17152.052 | 18077.4079
17758.5327 | 18217.3113
17617.6426 | 16405.6038
15986.8985 | 17301.645
15279.2095 | 18426.5993
14135.7467 | 19470.165
14748.064 | 20371.0622
15773.2517 | 20957.2131
16390.798 | 18781.3016
17003.6745 | 19012.7104
16626.0418 | 17572.9167
15922.5178 | 17819.0521
17077.5246 | 18632.7669
16025.0346 | 21442.7533
16517.3444 | 17274.2235
17499.6608 | 18081.3473
17925.1088 | 18848.6949
16765.979 | 19019.0501
16928.7212 | 19668.1117
17206.6464 | 21606.2196
17754.5724 | 17551.1068
18050.3816 | 15859.964
18377.2094 | 14713.108
16922.5993 | 12505.7809
16419.2829 | 14592.5591
16333.9194 | 17493.4667
16967.1655 | 13861.9365
15251.0004 | 14255.5194
17002.8166 | 14548.8459
15552.8907 | 15494.5668
14152.2945 | 18196.9107
14375.444 | 18065.8297
13011.7297 | 20854.2026
13231.3919 | 19202.1052
13834.3683 | 18205.1798
13820.1426 | 21553.886
13871.4807 | 20855.727
13559.3181 | 22945.4905
13244.3504 | 20707.0179
12971.4655 | 22623.3421
14420.0339 | 22044.1343
14079.4063 | 24075.4991
13654.9157 | 22801.1764
15750.5979 | 20935.0516
13078.607 | 20452.756
13588.4065 | 20008.6148
10330.3152 | 20191.4987
10187.0779 | 18697.429
10480.142 | 23063.9753
10471.0807 | 21356.8782
11193.7418 | 21203.9594
10479.7458 | 23338.4917
9795.5655 | 21537.6977
10505.1697 | 22961.2943
10926.2844 | 20200.0323
11136.4285 | 20119.0717
11759.2605 | 20066.8751
12568.8292 | 19189.113
10722.0599 | 20553.3341
11374.3825 | 21026.2947
12190.3324 | 17505.4752
13490.927 | 17692.3545
13060.1066 | 15711.8152
13804.6801 | 17480.1675
14439.9683 | 18150.3541
14376.414 | 16892.098
11394.4627 | 18866.6231
11850.413 | 19774.783
12372.6171 | 19023.1473
12188.773 | 19320.1894
11811.4986 | 20674.7072
10804.4871 | 19166.108
12880.7709 | 19613.2509
13306.0161 | 18714.245
15033.008 | 18445.1101
13884.8258 | 17293.2767
14120.079 | 19101.1224
15412.3045 | 16874.9464
15876.5349 | 16912.7528
15983.8329 | 17651.8257
16621.9202 | 18158.5096
14977.9865 | 18882.6626
14889.9667 | 20568.4254
12177.712 | 19859.9352
11105.9564 | 17642.6171
12040.3562 | 19537.3173
12397.5096 | 18795.0504
11646.0501 | 18865.2236
11689.5327 | 21088.5087
11854.2375 | 17841.1288
11934.6505 | 18252.2879
12073.9736 | 18017.8699
11568.6178 | 17234.9807
11321.2522 | 19704.9757
11103.085 | 19875.9245
11261.3744 | 18472.7069
10980.9933 | 18767.1856
11355.9404 | 19469.2574
11803.6356 | 21753.5779
11847.3052 | 20563.7255
13813.5449 | 20972.5084
12624.5463 | 19811.9529
12492.5927 | 17536.2511
12567.7994 | 17927.8572
13327.1858 | 19403.6767
15120.0479 | 22224.3719
13872.8471 | 19443.138
13909.7503 | 20343.9035
12816.5327 | 20118.1934
11905.3125 | 20116.9779
11808.9417 | 21929.9506
16304.5135 | 19128.3235
16965.0588 | 13849.8007
17282.1735 | 14699.9074
16831.8742 | 12731.8173
17030.1739 | 14521.6391
15890.0493 | 12368.3686
14557.622 | 10524.1503
14796.2122 | 9593.9154
13866.4444 | 11684.2266
14280.0079 | 12709.6318
13886.1851 | 16695.6813
11427.0306 | 12434.0322
13281.957 | 12665.5107
14198.6911 | 12165.3388
13803.3227 | 12567.254
15089.072 | 14409.0821
15629.5275 | 14783.0325
16556.6961 | 11223.0089
16340.07 | 13032.5103
16726.968 | 13644.9276
17181.3617 | 15435.0447
16974.7757 | 17132.3306
17704.4742 | 17702.4263
17679.6469 | 16514.2146
16698.7334 | 15872.1944
16818.3656 | 15585.5258
17143.4849 | 18502.5686
18133.5625 | 16032.9486
18309.196 | 16270.6958
18479.8268 | 16387.066
18493.7304 | 15763.3849
18378.8109 | 17696.2414
17684.9167 | 16921.0915
17455.5577 | 2267.5342
11841.7025 | 5049.231
11806.8657 | 8226.7495
13345.7382 | 8309.475
14006.6421 | 9258.7541
14037.453 | 8932.966
14138.4896 | 10124.2693
14185.7303 | 10241.2968
14309.1179 | 9139.6422
14107.1157 | 8146.5658
14139.4106 | 8684.1096
14281.0827 | 9077.4847
13706.1864 | 10241.2161
13583.3349 | 8371.9317
14504.2993 | 9315.1397
14427.5512 | 8818.7605
14379.4749 | 8201.7587
14295.9625 | 7867.7931
12159.0403 | 6594.3241
11187.1414 | 7127.0519
11896.485 | 6880.2769
11709.5569 | 6007.821
11886.4091 | 7509.3571
12634.593 | 7326.1826
11015.7806 | 7008.5987
13016.6657 | 7276.5046
14859.4118 | 5982.2729
13148.069 | 9378.6425
13109.8851 | 9399.2127
12099.9512 | 8224.2828
12512.4646 | 8018.5508
12907.8128 | 7491.739
13424.3483 | 8082.4867
14380.7972 | 9039.3666
13709.782 | 8490.9273
13751.396 | 7959.4058
13848.1776 | 7489.5173
14269.2414 | 7281.4931
14770.5013 | 8109.6121
12027.38 | 6332.3463
13335.8756 | 7881.5706
13332.5611 | 8116.5881
13170.9363 | 8087.046
12597.1666 | 6443.6684
12750.4072 | 6290.2284
13455.2868 | 6460.9534
12065.6267 | 7057.2851
13138.9423 | 7059.4733
14194.7352 | 7534.0202
13432.2144 | 5684.6644
14900.707 | 8378.6353
15236.2543 | 8262.672
14851.2055 | 7044.9335
14665.9847 | 7800.6318
14576.6097 | 8421.7668
14901.355 | 8933.7881
15556.3152 | 9160.7904
15725.9523 | 9342.7045
15508.9992 | 9201.3881
14697.7148 | 6274.1656
12814.8197 | 7750.7346
15211.3603 | 8455.9283
14049.1495 | 7750.9074
14414.5852 | 7070.6013
14892.3515 | 8365.1017
14909.7696 | 9869.8819
11977.562 | 9410.2435
14456.8701 | 8262.6853
13397.0949 | 9335.2819
13514.2955 | 8270.6588
10578.1519 | 8324.5161
11146.7335 | 7784.9679
10605.0801 | 7934.3442
9705.508 | 8600.2188
9903.8189 | 7391.7963
10192.7527 | 10080.5149
9221.6858 | 9450.5579
9839.1843 | 9017.5955
10287.7683 | 9740.2724
12624.1159 | 8768.7448
12165.7214 | 12082.1494
12363.0474 | 13286.5675
11081.7723 | 13705.7686
11146.6617 | 15234.6095
11951.9213 | 15355.0467
13746.2581 | 11958.0934
13931.0719 | 12477.9486
12548.014 | 13491.8742
13564.1454 | 12354.1465
13241.9256 | 14281.9334
13513.1312 | 14894.27
12737.9079 | 13990.3608
12121.5391 | 13686.8912
13434.2709 | 14308.3889
14194.9027 | 15428.6778
13718.9402 | 14060.9646
14204.5502 | 13579.8638
14501.302 | 12736.5129
14314.9929 | 11510.7337
14274.8686 | 12293.1741
14495.6889 | 13416.9261
13525.3337 | 11227.0562
14911.1136 | 12276.8094
14852.0402 | 11419.4949
14667.3269 | 13142.6688
14455.8765 | 12569.2202
14482.0187 | 10493.8389
14441.9053 | 11179.0984
14334.086 | 11854.9922
14047.8507 | 11468.173
14368.3656 | 12985.7986
14368.6068 | 12443.7745
13841.2804 | 16526.417
14142.6987 | 13981.5021
14072.1815 | 14233.6164
14090.0744 | 15561.8425
13836.4904 | 15462.5995
14573.0695 | 14485.9806
14966.143 | 13387.068
15301.2009 | 13173.8681
14674.6991 | 13597.0105
14614.7483 | 11076.9073
14568.0117 | 10363.1159
14480.5862 | 11006.0326
14359.6595 | 12691.7034
14697.5193 | 15724.4728
14004.2068 | 12712.1627
13905.282 | 7137.9687
14008.7812 | 9276.4081
14500.7732 | 9327.7207
14816.3713 | 8628.1733
14050.0698 | 9486.839
13649.9661 | 9617.565
13689.7262 | 8883.8701
13436.9109 | 8210.1415
13071.8585 | 10145.5239
13523.317 | 11561.9513
12803.8056 | 8914.4303
13164.5974 | 7958.4216
13240.5267 | 9637.1445
13183.7464 | 11004.2242
13396.6652 | 11876.0193
13606.4073 | 9790.6337
13318.4613 | 9800.1444
14156.4969 | 10581.1993
13387.8517 | 12728.292
11772.7655 | 11501.2999
14151.215 | 10584.0423
14436.1432 | 9775.2992
14542.811 | 9109.0648
14709.9795 | 9833.6916
13911.5055 | 11579.5169
15164.5371 | 12742.3336
15230.8029 | 11615.8368
14859.8187 | 12507.7193
15164.9743 | 13389.4747
15351.8944 | 11349.364
14810.9613 | 11507.3796
15055.3817 | 12166.8085
15380.4823 | 12636.604
15222.3969 | 11142.3015
14975.9405 | 10872.6054
15550.1331 | 9876.2349
14944.561 | 11403.5484
16171.0363 | 11855.121
15678.8011 | 11163.2791
15376.8895 | 13085.8942
15503.6524 | 13891.6134
15495.2889 | 12503.9949
15584.2598 | 13606.4563
14219.6719 | 13331.7868
15678.4309 | 13325.0756
15954.1869 | 13262.6893
16230.8428 | 13049.6179
15320.8568 | 12619.1741
15384.6575 | 12094.4003
14273.8656 | 11441.1007
16235.1986 | 15327.3699
16350.3574 | 13758.6946
15352.738 | 11753.1241
15328.3067 | 11493.4149
14918.4171 | 11615.4404
16032.0692 | 11329.1932
16358.2883 | 11628.8767
16787.945 | 12658.3126
16652.1613 | 13352.0203
16216.2598 | 12328.1341
16621.4998 | 12933.3763
16121.3544 | 12222.3124
16008.8212 | 11782.2323
14745.5912 | 12650.7538
14942.2646 | 12592.1323
13097.5533 | 13522.8996
12285.3267 | 12504.1068
14458.3689 | 11141.194
14491.1055 | 11604.6137
14642.9094 | 11941.1011
14514.8799 | 11851.179
14882.6484 | 12017.6407
14465.5017 | 11241.4805
14960.5346 | 12452.5998
15200.4504 | 13068.1564
14727.1668 | 12418.1283
14049.9654 | 13885.6833
13309.0697 | 12649.0854
13160.3877 | 11938.9794
13452.7886 | 13649.6429
13655.3472 | 14022.4413
13482.5227 | 12777.089
13702.3502 | 12875.0377
13682.8616 | 12217.8378
13651.1743 | 17954.6512
13974.3244 | 16794.6187
14461.2917 | 14958.2701
14547.957 | 15654.4716
14563.8245 | 14532.1054
15442.3005 | 11833.8269
15043.2612 | 12514.4467
15488.1502 | 13529.2972
15436.6032 | 13982.0934
15453.2641 | 13474.2688
15508.2581 | 12819.6519
15427.6892 | 14813.8839
15374.0482 | 16014.285
15232.3646 | 15694.7819
14918.4892 | 13209.6232
15591.1576 | 13981.3891
15254.6591 | 14737.7117
15509.847 | 11879.2147
15592.6771 | 9892.6734
15665.2797 | 10074.1373
15571.5577 | 9231.4864
15491.0564 | 8639.844
15953.6196 | 6066.552
15776.5839 | 8772.9758
15556.0717 | 10295.5359
15748.1853 | 7414.8399
16000.846 | 9817.2899
15877.9258 | 7713.44
15535.683 | 6788.5878
15376.1351 | 6986.2115
15530.9329 | 7175.0589
15543.4184 | 6340.1817
14483.5564 | 6592.5357
15721.8974 | 6358.369
15820.2668 | 7706.7216
15700.2357 | 10447.0869
15879.0427 | 8025.3118
15966.5564 | 7129.5091
15718.8845 | 6287.4258
15251.9404 | 7369.3841
14815.7425 | 9295.0019
13341.3808 | 8238.2015
13428.217 | 5791.5952
14791.6809 | 7791.354
14019.788 | 7319.8724
11741.6813 | 7139.9913
11405.552 | 7959.9354
11510.6522 | 8357.1766
12567.8261 | 10506.8094
12114.3779 | 9889.3061
11844.7809 | 9842.0548
11857.5631 | 9633.7873
11654.0622 | 998.7207
9232.7292 | -268.7195
11714.8546 | 705.3202
11744.5639 | 1042.7828
11981.6501 | 1341.8973
11580.4436 | 935.4083
11461.2279 | 1019.774
11846.8855 | 1127.1484
11963.677 | 3473.998
11840.0427 | 6230.1804
11993.2721 | 2964.7607
12399.7691 | 1280.5405
12385.4332 | 1571.9854
11950.0926 | 966.0867
11521.2548 | 1135.4628
12949.1789 | 1295.8797
12297.9636 | 898.0465
13099.1753 | 245.144
14395.3663 | 1367.0743
13196.0289 | 759.0074
12602.6801 | 1249.8621
12484.473 | 1631.4247
12476.7975 | 2502.2546
12308.1786 | 1540.8137
12504.1289 | 4222.4602
12229.1772 | 2679.268
12834.6196 | 4565.1401
12468.9499 | 2945.9499
12638.922 | 6944.5347
11662.556 | 5508.9759
11817.3871 | 2950.6115
11705.3121 | 3005.5844
11944.6759 | 2015.7354
11388.0814 | 3212.9515
10901.0167 | 5711.1225
10570.4473 | 8167.1979
10189.5131 | 6452.1851
9911.5399 | 6064.2625
10828.8261 | 7087.1321
10354.6082 | 6645.8053
10352.8251 | 8239.4667
10966.1175 | 7256.1003
11040.6527 | 9115.9867
10459.802 | 12406.8648
10408.9696 | 11297.9789
9561.8625 | 10052.7219
9830.5327 | 10624.3597
9776.7595 | 10767.7301
9734.3654 | 10747.9688
9260.9773 | 10015.8638
9415.7186 | 10263.5393
9355.1835 | 10485.7895
9591.1699 | 10763.3711
9268.5254 | 10724.9034
11862.8786 | 10331.8902
9583.2544 | 11742.132
10720.6559 | 11106.4233
10349.8301 | 12041.3236
10227.529 | 12308.2647
10528.9241 | 13094.7065
10384.9039 | 13972.9778
10630.4779 | 13043.0319
13706.2539 | 14363.9664
11665.4099 | 13190.831
14631.9789 | 12521.3569
14695.0376 | 10779.0712
14894.5365 | 11061.2754
12329.49 | 8941.2734
14738.9401 | 11312.2381
14888.6346 | 12240.273
13952.1111 | 11576.4278
11694.6361 | 11628.3902
11975.4759 | 11594.7942
10157.5496 | 14682.1678
11159.7673 | 11219.2757
10856.3432 | 9934.9571
10857.7101 | 10349.0791
12110.3603 | 9222.3757
13800.9429 | 10381.2121
13425.2088 | 9685.8
13580.0562 | 11206.2979
14492.8346 | 11662.9321
12297.0291 | 10841.0417
14565.084 | 11990.3679
14927.8443 | 9199.855
14794.1375 | 11134.2846
15215.8869 | 11172.4365
14193.1316 | 11368.1849
14625.6945 | 9471.344
15482.8419 | 10603.2771
15927.5929 | 9523.0015
15628.1813 | 10654.8766
14374.2628 | 11865.3855
12961.2504 | 8128.2873
14069.7231 | 7905.6673
12008.0636 | 9072.6498
11834.8016 | 6990.2793
14702.1177 | 7556.8676
14504.1785 | 6823.392
14608.3635 | 11356.9825
15022.1871 | 8167.2362
15680.467 | 12421.1097
15454.1551 | 10525.1541
14825.5262 | 9642.7622
15924.9406 | 10681.3562
14543.7431 | 10706.8639
13853.3132 | 10289.1743
13601.358 | 11796.2587
13872.3557 | 10535.6318
13601.5159 | 11351.2773
13550.3505 | 12645.6743
13553.7033 | 13500.7865
13313.0859 | 13954.8726
11565.2299 | 13635.4543
10138.6755 | 11797.8821
10929.8465 | 11620.4846
9736.7604 | 11178.1231
9764.1794 | 11340.724
10672.1653 | 11234.015
10640.7212 | 11985.0196
12646.5987 | 12005.8664
11725.1685 | 13069.0389
11932.3277 | 13299.0101
11782.625 | 16071.9648
11599.6719 | 16043.86
11441.9114 | 13397.0997
11926.5211 | 11016.3022
11634.327 | 11669.2613
11699.8336 | 10954.3598
14006.8128 | 13063.3779
14988.4458 | 12930.6387
14688.0528 | 13748.6561
14405.5285 | 12962.5222
14198.8428 | 14033.9401
13922.4077 | 14544.5895
12431.4595 | 13787.521
11911.5903 | 12050.2654
12176.977 | 13376.7951
12178.3076 | 13914.7439
15424.22 | 12675.2845
13735.1294 | 16446.6134
11822.5186 | 14414.2348
11782.0116 | 15289.8337
11314.1099 | 13811.3738
12053.6069 | 14880.6188
12440.2239 | 15111.5717
12342.0645 | 15151.6473
11651.4291 | 13544.585
13462.2669 | 13723.6305
12648.4549 | 11864.6956
13218.0855 | 13065.596
12704.4804 | 12132.7913
12793.6271 | 13728.1171
11936.0814 | 15212.943
11432.3472 | 15440.4871
12304.5254 | 16539.5343
11497.7651 | 17703.9348
10415.1513 | 17203.2447
8526.565 | 16972.554
9157.9251 | 16566.0674
8633.8911 | 15681.1774
10616.7458 | 16293.6076
10478.453 | 16038.977
11049.678 | 15282.3561
9558.0286 | 13230.4213
10014.1635 | 12925.0178
7880.2913 | 11757.4001
6787.7063 | 12006.5624
7348.9864 | 11538.8522
8396.0768 | 11751.2108
9006.3147 | 12248.1869
7735.336 | 10361.9992
6975.9983 | 10787.1241
7116.4502 | 11433.868
6484.8001 | 10583.9896
7504.8939 | 12485.3559
6958.9016 | 14290.4519
6629.5114 | 12208.1679
6611.3896 | 14181.3705
7155.3256 | 14841.0134
7671.8918 | 13451.3151
7084.5906 | 12787.2707
6867.0108 | 13069.8493
6424.4285 | 11971.2608
6547.578 | 10948.9464
7085.5416 | 11654.5609
7336.8323 | 13511.4694
7425.2386 | 13825.1408
6825.5018 | 13199.6324
7163.8985 | 12197.5146
6213.2143 | 13825.5911
6997.6643 | 12214.1982
10114.0867 | 13120.9895
10793.7016 | 15331.0991
9090.104 | 16641.2833
7256.8226 | 15651.0388
9084.2476 | 16883.8433
8344.849 | 18216.0804
8529.8597 | 18160.7868
8894.2615 | 19003.6411
8562.2338 | 16765.8619
7962.5081 | 16727.7362
7869.617 | 15233.5363
8002.4193 | 17904.1283
8039.6418 | 16160.3947
7991.885 | 10800.7349
7971.6209 | 10811.7742
8311.0423 | 11989.6636
8862.3701 | 11745.0873
8685.8902 | 13430.9011
8467.5797 | 14540.7768
8553.683 | 15526.7722
8259.0873 | 14333.5439
7767.1394 | 13956.2462
7845.97 | 15319.6695
8042.2533 | 16898.8347
8318.1276 | 15871.7782
8201.9422 | 15899.8286
8276.1338 | 14841.4143
8305.0369 | 15303.6367
4173.4679 | 13550.645
8175.8049 | 16201.9274
8101.7565 | 14593.7642
8408.33 | 16658.8366
8132.6275 | 15743.6729
7767.1283 | 13696.9424
7044.6608 | 11291.269
8050.3634 | 14428.0246
8185.8102 | 12942.7595
8371.0193 | 14132.7741
8259.3517 | 14186.0573
8455.2053 | 14445.1015
8566.0134 | 13434.3609
8603.1478 | 12990.2264
8462.1804 | 14512.9832
8153.4471 | 13851.1593
7570.7018 | 13976.3171
7503.342 | 13145.9296
7508.0251 | 13973.7341
7414.0432 | 13200.7093
8000.0722 | 13149.4939
8343.8462 | 12009.0792
8747.7515 | 12026.3718
8979.7146 | 13627.0266
8903.804 | 12324.497
9080.5835 | 15115.8713
9238.4212 | 14744.132
8189.6669 | 16085.6696
8721.2053 | 13809.3926
8668.3368 | 14571.3874
8726.5948 | 14762.6182
8873.0607 | 14576.4547
8978.5025 | 16990.3388
8808.5439 | 15375.6374
8852.0253 | 16499.173
8967.4173 | 15769.8667
8733.1991 | 14319.1261
8918.1473 | 14366.3615
11728.01 | 14682.8264
12015.7724 | 15234.9373
11619.7981 | 15319.8114
13617.0374 | 14363.7277
12632.9478 | 13336.6685
11623.5315 | 12709.6749
12978.6404 | 11830.2152
12734.7176 | 13343.5573
12180.5141 | 16084.0621
13733.763 | 16360.654
13169.0228 | 16352.5107
12293.4907 | 16538.4939
12720.0748 | 15494.0332
13105.9417 | 14222.1807
14260.8992 | 14185.0527
9102.0918 | 12359.3412
11062.7975 | 15236.6972
11645.6378 | 15732.7261
13422.9142 | 13645.8154
13629.6027 | 15541.6493
14047.7961 | 17433.8713
14884.1058 | 17886.4262
14757.3072 | 16434.9174
13416.018 | 17207.5855
14331.7311 | 15912.8355
14350.9477 | 16201.1816
10198.2198 | 15661.3126
10809.1899 | 14385.2998
10947.3514 | 12735.0934
13482.2552 | 13228.9997
11190.2301 | 12924.7077
12554.7726 | 12633.3033
10752.808 | 13200.3322
10764.2805 | 12315.0879
13083.1726 | 16090.8171
11259.2119 | 15865.0177
13764.87 | 13268.9334
14737.5627 | 15225.5895
13990.7963 | 15982.9304
14094.1207 | 16266.1522
12721.5059 | 17863.6107
13353.2747 | 17024.7374
13304.9656 | 15764.2607
13942.3461 | 14123.5313
14408.1517 | 13632.3258
13961.5548 | 12044.971
15077.5301 | 12145.9841
14500.1218 | 11983.905
15442.4768 | 12891.1971
15804.7299 | 14767.8713
15655.7516 | 13268.9764
16932.33 | 16226.0299
13195.8936 | 15405.2673
14711.4431 | 12600.6657
15107.022 | 12402.356
14229.9891 | 15257.0985
14249.0765 | 15861.1541
15166.4543 | 13976.1217
13827.0303 | 15046.8866
12658.2834 | 16260.0633
14348.0257 | 15395.6945
14330.3483 | 14323.3477
14883.1552 | 14714.442
14058.0554 | 14400.0486
15199.6852 | 11429.7518
15176.8628 | 10834.6893
15222.8266 | 11006.187
14889.7894 | 12343.8068
14764.2685 | 11503.3422
14598.9549 | 12423.5265
12571.928 | 13621.1846
12047.9961 | 12153.2903
12709.2053 | 9186.4833
12204.5814 | 14181.6992
13292.6189 | 9099.0679
9759.0115 | 5673.846
11460.9453 | 8857.0565
11087.3963 | 6559.3413
13084.3261 | 4019.3756
14675.9227 | 2307.4104
10082.0438 | 1142.3899
12917.4128 | 3651.9031
14507.1668 | 3894.2365
10267.5063 | 2676.7017
12411.9225 | 1453.69
12905.3992 | 606.4749
15144.7737 | 4317.2548
15590.509 | 1794.2661
15947.6134 | 1605.9901
17270.8479 | 754.7314
17223.4304 | 2970.9227
15657.5466 | 4640.3371
16790.2003 | 3124.856
16794.7802 | 2269.1184
17341.274 | 4628.9791
12543.0992 | 903.6461
16233.3839 | 5818.9566
15122.2423 | 4879.3045
13959.9237 | 2282.2496
16838.7053 | 1890.5337
14647.0629 | 2658.7612
11999.8748 | 2509.8216
14771.436 | 7772.7093
13220.4749 | 8808.3001
16945.3587 | 2997.2618
14723.6541 | 2904.1885
15836.6304 | 3784.9011
13018.8444 | 3348.3132
14556.2337 | 2732.656
12366.6533 | 3249.3759
15172.7085 | 4912.738
11951.2385 | 1656.7219
14514.4436 | 2681.5677
17846.5776 | 1213.6261
16913.6387 | 5239.7873
18604.5806 | 8872.6688
16521.8595 | 10433.5899
19472.1676 | 9079.2127
18128.6713 | 8024.548
20084.1248 | 11618.2213
19886.6766 | 11995.5516
18162.4179 | 9027.7333
20516.0803 | 9189.3417
17476.4853 | 9453.4585
21627.1255 | 14114.3463
19739.8745 | 11396.824
17478.8972 | 11393.5987
18433.3545 | 10741.3235
20017.0238 | 12554.2745
17283.0587 | 16031.1435
20546.134 | 14612.5614
20248.8818 | 12674.5877
14627.0541 | 12661.7331
16924.447 | 11695.9976
18588.811 | 11124.7974
19197.7413 | 13805.4693
17858.527 | 13357.59
18287.3992 | 13126.5457
19484.5721 | 16767.1391
15994.6278 | 16129.2319
18205.5899 | 15625.0207
17434.2458 | 17012.0542
17468.8909 | 20095.9552
17744.3516 | 20179.2366
17065.1084 | 16971.5724
16527.0296 | 14773.1412
16305.8063 | 13544.1523
15260.7364 | 14322.7603
17067.5326 | 14315.1046
19326.1504 | 17106.9581
17013.7414 | 17015.6998
19190.5302 | 16593.2194
18542.1588 | 16973.9446
19706.2636 | 19019.9747
17633.6234 | 18130.8448
17108.562 | 17071.8544
17331.0613 | 15569.3489
16428.8016 | 15029.5477
15377.5755 | 15905.0063
17548.702 | 14950.6352
13974.1038 | 17284.5218
14131.4085 | 16989.9634
14257.3381 | 16860.2913
13425.7502 | 18045.0095
14584.6836 | 16985.0656
14726.0797 | 18841.8154
15096.084 | 18567.0032
14658.444 | 16965.0735
14403.1337 | 15552.263
13955.8461 | 16247.8481
14508.4535 | 17775.7327
14487.3328 | 15527.9375
14697.2179 | 18587.2093
15070.0076 | 14477.1056
14652.1713 | 14234.6672
14417.8267 | 14679.5206
14303.5953 | 15936.7713
14752.2971 | 15041.6572
15165.7129 | 16744.8395
14572.7867 | 12585.8664
14596.1772 | 13185.4937
14763.7383 | 14791.1912
14149.2776 | 17844.8374
14172.217 | 17682.7746
14361.6176 | 19022.6255
14540.1658 | 16218.8745
14624.8659 | 15680.8145
14795.6042 | 13512.7948
15836.9835 | 13876.4147
16595.2551 | 13407.4721
16601.3169 | 15134.3447
16171.7083 | 12968.4097
16515.9225 | 12951.4512
16022.8955 | 14891.7723
17398.1069 | 15542.1227
16921.5252 | 13837.5077
17006.7872 | 13872.7856
16504.3703 | 12911.7646
16143.3565 | 11869.1607
13876.777 | 12288.9253
13968.1575 | 15450.8578
13383.7704 | 14861.508
13241.751 | 16207.3826
13530.3111 | 13937.3938
15190.9023 | 14677.0558
14361.5636 | 14948.8531
15368.6358 | 15237.3412
15562.9267 | 13961.7211
15614.0994 | 17418.6531
15489.7047 | 16752.7638
15477.6939 | 15381.907
15772.521 | 16348.8865
15716.4889 | 16797.7216
15750.4247 | 16171.5699
16364.5201 | 18345.8956
16084.74 | 16347.9223
14826.9821 | 14437.5139
13969.545 | 15623.184
15195.6354 | 16258.2774
14547.891 | 15788.2475
14032.7183 | 18109.5478
14322.1452 | 14335.4108
13736.2368 | 11029.5208
12342.859 | 10890.2208
13336.4586 | 11191.121
13774.7195 | 10465.1528
12940.1994 | 10131.0695
13265.3283 | 11101.5866
11152.033 | 9351.1243
11666.8928 | 11143.4148
10717.3374 | 10192.3811
9778.9376 | 8589.1859
10040.2024 | 11547.9463
8695.1956 | 10327.3693
8599.1887 | 9747.8094
8732.1925 | 10235.7412
8858.1519 | 10467.856
9256.5341 | 10726.0738
9264.9931 | 10123.9653
9461.028 | 10572.8355
10703.6314 | 10378.8317
10950.4137 | 10539.5851
10145.8003 | 12034.0908
10693.7849 | 16064.3399
9955.561 | 16644.6203
9946.9808 | 15073.0895
10051.8404 | 13947.9111
10666.464 | 15714.0376
9877.9326 | 13302.6501
8446.0688 | 16122.3014
8888.0518 | 14228.9525
10716.5983 | 15345.6233
8455.8409 | 14382.0872
7752.7669 | 14743.9919
7515.3528 | 14586.1704
8370.8825 | 14188.1256
9351.1607 | 16423.6046
9416.0443 | 15757.8544
8242.9628 | 15017.288
8019.0229 | 13818.6663
8058.0026 | 14717.0187
7849.8157 | 13575.1562
8810.586 | 14004.3947
8368.1149 | 13911.5637
8843.723 | 14989.7098
8432.3062 | 16061.4129
7993.817 | 14579.7954
9025.8686 | 16639.3287
9638.5689 | 17219.6518
9433.3596 | 17285.4266
9151.8018 | 16109.479
11169.6517 | 13646.3576
9592.5139 | 16067.9369
9490.5262 | 15127.7047
11918.7319 | 12625.2527
11620.6367 | 14500.3341
12069.2095 | 13416.3433
7755.1555 | 13197.3496
7788.6783 | 15816.7714
9537.1929 | 14646.777
9342.2673 | 15574.9939
8943.0745 | 15726.0319
9178.872 | 14205.1871
10506.2612 | 15039.5284
11576.8026 | 14006.5993
11128.269 | 14661.7767
11175.9281 | 15212.6591
11548.3365 | 14831.7604
11144.6149 | 15534.2082
9853.3962 | 15721.1187
9739.0192 | 14487.1811
12563.8676 | 14006.847
13394.3226 | 13927.2401
11003.5763 | 14359.9078
11419.8737 | 15330.576
11660.7178 | 14672.9646
11609.6751 | 12504.7055
11824.1169 | 14561.2044
12368.5303 | 12509.4035
13700.2807 | 13527.2819
11600.0883 | 14684.879
10230.4647 | 15901.1961
8347.3394 | 14582.8837
7766.9767 | 14350.1687
6708.288 | 13075.8277
7661.5368 | 13247.722
6401.0459 | 12942.3671
6845.4354 | 15317.5071
6991.1189 | 14697.5956
7338.8709 | 14356.3233
7185.6347 | 12929.7791
7634.0256 | 13282.112
8353.234 | 14002.1494
7670.0102 | 13817.9342
7234.2885 | 17847.945
6733.6796 | 14892.0935
6293.3562 | 13404.7416
6734.2811 | 14014.4301
7234.4869 | 13170.3022
7941.07 | 13981.2745
8671.8288 | 16604.5692
7577.0708 | 15001.9669
7071.4041 | 15374.5606
7431.828 | 15229.7753
7569.3464 | 16072.7553
7350.2866 | 15242.2353
7503.1216 | 16888.7092
7205.154 | 16269.7675
7328.3476 | 14913.7271
7066.7651 | 14274.3064
7021.0138 | 13128.8031
7077.101 | 12069.5365
7323.94 | 12227.0688
7462.2077 | 10224.3671
7547.3011 | 8527.9166
7600.3873 | 10470.2012
7613.5992 | 10791.4853
6579.3571 | 11730.3554
6286.0175 | 13469.8889
6142.7581 | 10431.4429
6478.6592 | 9230.7913
7425.8889 | 10578.3773
7151.5455 | 11168.2319
8240.2263 | 12404.8519
9712.6913 | 13581.3081
8292.9023 | 11666.6782
7936.5639 | 10981.2954
9083.4098 | 10709.4139
8419.0625 | 11824.352
8159.0765 | 12464.7913
10950.3276 | 14056.0058
10349.2565 | 14849.8839
9899.2157 | 11176.8218
9455.9921 | 11874.4479
10342.0839 | 13128.3926
9944.6084 | 14289.4361
12638.0465 | 14965.2997
9802.893 | 11988.5238
10445.9051 | 11593.5021
10968.3027 | 10963.206
10944.4216 | 11520.3086
10367.2461 | 11469.9511
11616.5998 | 13204.9939
11291.0824 | 14573.5733
11061.248 | 12932.5923
10798.0048 | 13559.632
10547.4448 | 11208.062
11006.9205 | 12805.3341
11210.8451 | 11372.6642
11239.3998 | 13925.5389
11210.8927 | 12232.7208
11399.0606 | 11845.3071
10552.0913 | 10884.6234
10793.0946 | 11147.9258
10755.4045 | 11583.3223
10058.3253 | 11565.7094
9482.2276 | 13521.648
8944.251 | 13214.1259
9699.046 | 11230.2289
9668.7527 | 9365.8624
9603.7625 | 10108.9105
9716.3956 | 9511.7504
9781.4892 | 9198.043
9582.8147 | 10868.1276
9375.4756 | 12028.323
9041.3582 | 11794.385
9895.1953 | 13639.5613
11163.0535 | 14329.5518
10947.2884 | 11706.9973
9630.4944 | 11505.5117
9799.0867 | 10345.2764
9896.8151 | 12067.7119
9755.0984 | 13424.6291
10043.6998 | 14712.9631
9881.6067 | 13507.1033
9746.3823 | 12309.5586
9778.6683 | 13588.6406
9883.5592 | 12830.7912
9860.467 | 12680.0009
11594.5207 | 12418.2171
10114.1847 | 12947.2362
9816.7223 | 15741.6666
10255.3876 | 14001.4005
10134.8749 | 12995.5988
10351.7025 | 12124.5335
10140.0122 | 8279.285
10238.4078 | 8719.0342
10304.5323 | 6905.3987
10526.3183 | 8579.7659
10528.3236 | 9411.5004
11088.2117 | 10595.4321
13041.1189 | 11389.2487
13143.5392 | 11977.3165
13049.7899 | 10810.5936
12425.9267 | 11147.7585
12361.597 | 9478.7629
14081.9796 | 11714.7537
12322.4372 | 11411.8828
11591.7315 | 7435.7779
10672.4709 | 7993.0505
11155.5721 | 8279.1532
11313.533 | 7110.2446
11155.4305 | 7381.2744
10814.0768 | 8425.1687
11792.1744 | 6868.9946
11777.512 | 5505.6202
12021.3924 | 3576.0413
12117.2514 | 3680.8032
12275.4236 | 1039.2721
12734.623 | 2056.7445
12423.1162 | 2181.9069
12596.3812 | 2711.6336
12887.8169 | 7047.6604
12021.289 | 1054.4765
12323.2888 | 1052.576
12179.0589 | 1018.9996
12296.1751 | 1026.0357
12956.3754 | 3258.4723
12732.358 | 6356.8789
13109.0123 | 6113.8364
13223.2051 | 2991.6197
12376.5257 | 2517.9729
12378.5824 | 3663.698
11648.7414 | 6786.5375
10246.3332 | 8155.6227
10989.9542 | 3941.7622
10373.2349 | 2588.0962
10754.1209 | 6427.7481
10545.344 | 8819.3109
10770.3173 | 8980.96
11773.9203 | 9582.7991
11173.8886 | 15796.1198
12156.9309 | 11512.5637
12669.6335 | 11467.4999
12789.2227 | 13840.0589
13049.1944 | 14050.2274
12687.4641 | 14407.1786
12340.9601 | 15629.2249
13447.6443 | 18624.7845
12785.9174 | 16004.9833
11961.724 | 15389.1421
11807.6077 | 17339.0335
12536.2386 | 16051.9334
11837.2679 | 16810.0045
12051.8975 | 17354.0883
11837.8395 | 18478.0524
10788.7723 | 18734.766
10838.8727 | 16602.7841
11196.8233 | 16229.1033
11680.3337 | 16797.0469
12145.5258 | 16646.4954
12025.1933 | 16745.2582
12512.7338 | 17409.4525
12408.193 | 17423.8181
12004.2605 | 14934.6767
12380.0833 | 16496.555
12777.8122 | 16493.5711
13787.6085 | 16075.8252
13489.7759 | 15654.2953
12895.2478 | 15361.4829
12129.1486 | 18027.9203
11227.1916 | 15713.919
11503.7714 | 13595.3059
12438.73 | 13327.4292
13300.422 | 13826.4668
12623.8568 | 14140.9516
12365.9833 | 14676.7785
12952.7857 | 16761.0234
13241.7925 | 15567.3279
13174.6504 | 13596.4275
12325.2244 | 12265.0207
11964.435 | 14203.9468
12292.2232 | 13315.3622
12407.1032 | 14981.7504
12847.918 | 15128.3821
13820.055 | 14213.3169
12862.6325 | 14199.6949
12331.5392 | 16542.442
12040.7368 | 15621.5067
12143.9349 | 17417.1465
12004.7426 | 17303.6969
12161.7546 | 16070.1907
12362.2456 | 17406.2251
12036.5158 | 15880.2821
11774.9553 | 15540.9445
11985.5965 | 17250.7587
12737.4961 | 17655.9896
12711.7475 | 17542.6607
13386.5214 | 15271.3196
13214.3303 | 14425.601
13215.1229 | 14896.7817
13023.4884 | 14151.6412
13264.5414 | 14803.9469
13107.7437 | 16105.7698
13181.8141 | 16213.7039
13197.7111 | 18979.1623
12437.379 | 17077.3957
11245.4532 | 16150.3345
12161.8919 | 14105.1997
12261.1648 | 13185.9369
12786.3557 | 15113.133
12679.2932 | 15456.9444
12589.4546 | 14937.0277
12351.2933 | 14240.5488
12191.6304 | 15766.5169
12867.7738 | 15004.0622
13633.0695 | 13122.1116
13633.471 | 14722.5177
12665.9437 | 16212.198
12037.8379 | 14649.8871
12317.8998 | 14989.4008
12322.3178 | 14016.1681
12549.5381 | 14021.8428
13652.1258 | 13825.7431
13584.9042 | 13087.8659
12892.6397 | 14457.3604
13072.3777 | 14935.9462
13591.3108 | 13771.598
13610.7776 | 13945.4765
13505.8775 | 14908.3138
13119.3236 | 14602.7547
13183.1528 | 14205.0266
13413.5512 | 14487.3488
13624.5638 | 17157.8927
13840.9823 | 14967.0348
13884.078 | 15439.7381
13275.9446 | 14871.3169
13032.2021 | 14046.643
12976.8862 | 14074.3302
12362.5601 | 14051.618
12170.2216 | 14683.26
12179.4658 | 13738.0357
11680.6552 | 15456.4779
10882.7552 | 14794.7372
10384.6072 | 16020.474
10518.1388 | 15505.5069
11660.8285 | 15654.9659
11180.55 | 15763.6601
10762.4701 | 15402.3698
11157.9516 | 15065.3748
13350.1621 | 15974.2406
12444.0794 | 15763.0088
10733.7044 | 14665.4848
11045.1765 | 14321.9822
9954.1273 | 15264.1175
11035.0588 | 14486.3681
11316.4938 | 14362.2763
11130.7734 | 12602.8083
11479.5498 | 14809.9165
11318.3132 | 13831.0386
10893.0458 | 14729.6879
10555.5276 | 14733.0658
10999.5823 | 14821.7187
11745.0859 | 14828.9389
11823.9636 | 12804.6157
11370.9191 | 13974.5265
10728.3607 | 11845.0562
9518.4917 | 12529.2256
10714.6074 | 13109.9101
11688.864 | 11340.417
11068.9157 | 11369.208
11287.9094 | 11823.7641
11705.0638 | 12832.5374
11846.1499 | 14965.4081
12918.7441 | 14866.5024
13373.4115 | 10647.4686
12563.5968 | 8939.5553
12317.3038 | 12234.1022
12006.8822 | 12395.0019
11334.1282 | 12319.7215
13412.3952 | 15993.9679
13872.8638 | 14373.5617
12948.8602 | 16613.4831
12571.7205 | 15560.028
12836.4344 | 13929.3049
12818.8894 | 15434.2925
12917.7802 | 17428.0491
12216.8577 | 19015.8055
12416.1901 | 17748.6491
12194.2891 | 19534.783
11495.7695 | 19492.6431
11747.3598 | 15032.0869
13115.6591 | 15235.8979
13367.921 | 18958.5727
13738.8131 | 17947.0362
13359.9376 | 23931.0941
12470.8488 | 16991.4214
12730.7147 | 20735.0663
12666.2333 | 19906.296
13536.3483 | 15192.2283
13106.7613 | 19091.5859
13270.8428 | 15747.9213
12630.2055 | 16287.0314
13009.5358 | 14408.6379
13657.8888 | 15255.0002
13469.8853 | 13971.5017
13080.3032 | 16637.0415
13273.9171 | 15421.4644
13004.8086 | 13837.3231
12828.2815 | 13904.8828
12454.561 | 16853.6092
12471.972 | 15100.6315
11766.6676 | 13688.4163
12784.8261 | 14555.7871
12521.5107 | 14466.413
11237.0137 | 20129.464
12281.5807 | 21443.8202
13584.8198 | 18267.955
16182.4634 | 23108.5298
13469.4521 | 21309.1848
12737.7428 | 18709.0959
16087.467 | 16167.3882
12181.49 | 13566.2076
9004.5577 | 14304.4442
9468.2438 | 14105.9859
10155.9267 | 15459.5307
10101.1195 | 15563.2651
10041.448 | 17254.1715
10746.1092 | 15563.2217
12435.4121 | 15596.4547
11475.9159 | 16002.6966
10198.7827 | 14928.7191
11735.9162 | 14881.5824
11432.5479 | 15936.5062
11205.1375 | 13621.1359
11887.6476 | 14445.8767
10687.9942 | 14433.4122
12410.0156 | 14635.9903
11987.4196 | 14336.7504
12036.4242 | 14414.2364
11746.1415 | 16791.46
10913.9803 | 14417.7387
11332.1642 | 13392.757
8596.1175 | 12641.3157
10139.0219 | 11358.0813
11248.214 | 10236.636
10593.9995 | 11041.1565
9317.4858 | 10537.7637
11037.8365 | 12004.8868
11551.9107 | 14549.4143
12641.8688 | 16284.7863
12609.2514 | 14446.7775
11221.6611 | 18279.6863
12132.6388 | 18400.3059
11783.3998 | 16309.233
12561.1473 | 15236.9014
12223.9144 | 15299.6131
12687.5354 | 16200.4555
13343.9214 | 15868.3143
13848.3121 | 17476.1225
13431.5663 | 15173.6504
13443.4339 | 13656.239
13534.4132 | 13202.7856
13754.6234 | 12817.3202
12852.5624 | 14252.4536
13314.668 | 16440.8471
13624.3329 | 15095.4329
12611.5531 | 14060.5161
13307.5728 | 14576.1452
13343.8019 | 16236.7587
12986.4805 | 14274.1308
13034.4414 | 16995.6889
12546.4524 | 12413.192
12651.6351 | 10884.2344
12847.302 | 11039.4049
12188.3949 | 9822.3973
12025.6269 | 8988.0775
12547.6307 | 9376.0824
12340.2892 | 11793.3094
12531.4533 | 10238.9436
11749.7161 | 11315.8393
11662.0988 | 9915.4069
11992.9951 | 9537.3025
12829.4806 | 9685.2918
13367.187 | 12934.504
8693.3428 | 8771.9444
8435.6023 | 10362.6185
8245.9855 | 9469.6732
9565.4131 | 8202.9467
9883.733 | 9177.1319
9807.6901 | 8761.3347
9678.7556 | 7655.8309
9776.0873 | 8095.7885
9525.1823 | 8430.3937
9871.377 | 7670.4394
11285.6006 | 11154.5139
10492.5103 | 9640.9305
10171.2087 | 7139.2695
10941.2906 | 7595.6611
9427.7625 | 7989.4592
8781.7987 | 8154.5388
8570.8728 | 8356.8375
8911.2089 | 10996.4993
8773.7896 | 12630.1534
8547.6005 | 13562.0701
8640.1169 | 12638.8095
8289.5992 | 13075.0122
8526.5981 | 12672.9401
8869.9754 | 11623.2618
8554.4874 | 12825.6813
8531.7219 | 15004.4274
8038.6501 | 17997.401
7929.0431 | 18980.8967
7448.6211 | 15493.9724
10512.2451 | 13998.7421
13769.002 | 15154.2208
11601.6997 | 13698.5521
10951.3961 | 13589.282
13000.9513 | 17170.4281
12507.4595 | 14650.9734
12528.1341 | 13625.4468
12744.5067 | 13901.4832
14925.5566 | 14913.0825
15172.9859 | 16824.7676
14802.5337 | 18343.4941
14334.5998 | 15729.5558
14697.4752 | 15200.881
14631.2368 | 15412.2655
14647.5252 | 14126.0147
14757.6789 | 13978.8839
14612.8191 | 17367.9642
14460.8758 | 16653.757
14759.2604 | 16415.86
14857.4726 | 17032.3415
14922.0556 | 14868.6287
15115.9587 | 13603.8865
16275.0252 | 10920.0762
15846.6245 | 11573.6705
16617.4439 | 6187.4973
17891.9025 | 3754.2784
16007.3161 | 3487.256
16312.7877 | 3250.787
18997.1407 | 4947.1573
18703.5146 | 7887.8734
18593.8855 | 8034.811
17883.0211 | 5326.7698
17391.8115 | 3276.3298
17244.5521 | 3295.2005
17849.3357 | 3285.5629
17340.129 | 5236.4542
17994.6963 | 3280.4948
17876.3132 | 3289.4988
17996.2299 | 5616.5303
17856.889 | 10809.2158
18095.2602 | 12348.9403
17859.1192 | 14292.541
17019.9557 | 18774.9552
16388.6448 | 16360.095
16373.4241 | 13664.2122
16056.2724 | 13596.6546
16585.0464 | 16865.2784
15675.2384 | 16053.7255
17609.0636 | 16209.6867
19013.6693 | 16664.4919
15338.6305 | 15042.1769
17791.0046 | 13852.7707
18066.0018 | 17276.2792
18321.0696 | 18199.0547
18499.4596 | 16302.9204
17936.2867 | 16115.4154
17398.8438 | 17743.2375
16605.0464 | 17961.6756
17143.0057 | 21369.005
17249.3605 | 18700.3131
16709.2969 | 17610.1907
17256.7654 | 20344.2711
17510.2211 | 17989.9229
16443.6506 | 17719.5656
16599.0971 | 19935.0628
15187.5939 | 22613.5686
16374.8804 | 18273.0762
17400.175 | 17257.601
16849.5944 | 18364.934
16351.4549 | 18534.4895
16655.8321 | 18235.4159
16687.6558 | 20113.9372
16980.2254 | 16709.7223
17380.4864 | 15016.0991
16523.2482 | 15822.6933
17211.3484 | 17978.7132
14566.3711 | 16485.3928
13204.6107 | 17786.245
15069.9691 | 17177.6447
13928.6405 | 14202.6757
14703.0933 | 18248.4101
13376.0013 | 16781.3718
15817.1908 | 17695.6682
15258.6776 | 18881.1077
15438.125 | 20085.7688
19406.5372 | 19796.0308
16732.2912 | 17243.8083
16819.6386 | 17779.8202
16520.1893 | 18646.5812
15239.0098 | 18117.7907
15907.5366 | 17280.9616
16685.3511 | 15128.2815
17274.9376 | 16790.663
16420.0119 | 18433.4529
17114.8793 | 22585.413
18452.6937 | 22193.0866
17894.6092 | 21058.2281
17472.7341 | 20619.2986
17098.6369 | 22592.8353
17024.3156 | 20491.1685
16917.7306 | 19581.9428
17508.2497 | 21853.0963
17325.1486 | 21764.1007
17837.406 | 18524.9859
17443.5612 | 19140.9837
16278.9748 | 18457.4697
16473.3718 | 18243.5039
17401.7358 | 19204.0428
16329.1571 | 21076.773
16470.0085 | 20048.0415
15267.1232 | 17411.1843
15276.2601 | 18632.7998
15352.5385 | 19227.7534
14481.9606 | 20493.6549
14599.0519 | 19416.7327
15868.2725 | 19151.0775
14876.2193 | 19890.9257
13337.3465 | 18649.5457
13451.8698 | 20176.3311
10995.0362 | 21127.8405
12563.2694 | 17024.6017
12595.1248 | 13741.6196
12095.4834 | 13535.6217
10155.0528 | 12585.6196
11703.2112 | 12249.2917
12308.9484 | 13212.8546
11349.9473 | 15015.1143
14802.5422 | 14856.0409
13216.544 | 15530.9081
10327.9875 | 15297.8365
12264.1706 | 15599.0623
13343.4759 | 17572.5345
13832.1036 | 15754.0491
13594.5377 | 20325.8765
15501.7966 | 22933.7466
12976.1674 | 17714.3579
13081.3969 | 18546.6553
13303.5781 | 21672.7967
13522.5394 | 20811.955
14432.1013 | 18321.4882
13757.5963 | 19142.3241
14131.8758 | 19286.7542
15021.8909 | 19127.928
16180.251 | 21138.7126
16248.2361 | 22208.1639
16183.8099 | 18465.3451
16511.1214 | 17586.0814
17988.1264 | 17796.7196
17155.3373 | 19613.3921
17470.1421 | 14802.9014
17664.6511 | 17137.9929
17037.635 | 14858.417
16524.2078 | 13088.2911
15233.894 | 15479.9463
16752.3434 | 13114.2323
15494.1361 | 13768.189
15938.2577 | 20049.713
15202.0397 | 18960.854
14715.4905 | 15867.7082
16051.7958 | 17250.5227
16168.9818 | 18446.0273
16896.9886 | 21113.0464
16260.5785 | 21526.6108
16884.7873 | 19748.3144
15346.2357 | 18422.1355
15989.7435 | 19039.7103
15792.3567 | 17987.9146
16548.557 | 16942.056
17105.3991 | 16727.4855
15326.4716 | 17905.5096
13945.2799 | 19182.099
13941.8727 | 17045.0804
14376.7113 | 15547.8867
14707.4946 | 14928.8566
14317.6237 | 15038.1597
14619.6076 | 19047.4751
14055.9329 | 22267.6735
13211.1365 | 19268.8904
13778.0689 | 16964.835
14397.5627 | 16545.8265
16470.9317 | 16614.4752
14361.5154 | 16590.9521
14078.8572 | 21424.7016
13842.6304 | 18624.4549
14229.776 | 17056.4569
14046.0843 | 16079.0892
14810.3685 | 17133.3181
15135.6004 | 17301.208
14715.1705 | 19186.3281
15812.6353 | 21684.6605
14827.971 | 19020.8247
12918.2649 | 17862.2542
11955.1662 | 19198.4742
14241.9908 | 19862.863
13934.2048 | 22053.4608
14542.0686 | 21357.7891
14547.358 | 17178.3738
15225.7679 | 17208.4655
16455.0444 | 19818.4764
15836.4098 | 20117.8628
16039.2495 | 20131.8287
12563.4276 | 19396.5761
16550.5249 | 19490.7672
17610.0669 | 17434.3635
17632.6891 | 15249.835
17423.7779 | 15803.7222
17048.952 | 16822.5147
15467.5233 | 17101.1121
14701.7445 | 18176.8812
16469.4049 | 21090.7785
15674.429 | 18658.4893
17056.9277 | 17303.0414
17069.5357 | 15182.6808
16174.9219 | 16891.7045
17158.6807 | 16011.7693
16530.0676 | 15314.2439
15550.0112 | 17036.1825
15525.8505 | 13486.9802
14955.3818 | 13424.1849
13278.4441 | 11738.524
14529.7844 | 11900.7414
16790.9253 | 13263.0204
15787.0876 | 13520.2214
14739.5076 | 13285.6952
14755.8011 | 13498.7275
14308.6525 | 13270.6663
15862.1456 | 14700.2786
15877.5165 | 13187.8709
15716.3647 | 12544.4604
15963.2177 | 13157.9886
16147.7766 | 14985.9783
16059.3231 | 14101.4927
15691.8881 | 14099.6289
16485.2215 | 13726.1311
16802.5869 | 12862.8954
16738.2574 | 14837.6276
16429.3698 | 12571.3991
15865.2068 | 16885.3909
15966.876 | 18204.2636
17264.7722 | 16795.0813
17777.4801 | 16960.465
17101.9209 | 17746.6176
17147.2865 | 16863.9562
17168.9831 | 18613.9132
17371.0955 | 17391.5511
17536.9181 | 18344.9725
16580.3342 | 22392.8928
15629.5592 | 18847.4249
15321.432 | 19095.9315
14813.6019 | 17669.0668
14828.3758 | 17667.3361
16022.2901 | 19521.3154
14573.34 | 20449.0578
15055.8709 | 19046.7855
15323.4716 | 20868.8113
16035.1544 | 18036.7355
17084.1502 | 17325.9607
17461.6646 | 17975.9716
16929.3886 | 21157.479
17670.0333 | 21187.9955
17509.9425 | 19853.0926
16603.3398 | 20433.7524
16595.2404 | 20079.0464
15473.2907 | 18972.9604
13902.633 | 21292.4084
14741.1907 | 20995.745
15109.5928 | 20348.2553
16091.3188 | 18902.9623
16922.2851 | 18292.1512
14296.7912 | 18791.8101
12563.802 | 17955.7643
12401.6535 | 20553.1752
13265.3519 | 15330.6415
13793.261 | 16050.1081
13338.8393 | 15983.8059
12703.9691 | 14788.8967
12878.2387 | 14966.5608
11709.7178 | 16539.1432
13503.1221 | 16834.9963
13840.1927 | 14963.8249
13393.2688 | 14015.1207
13658.6426 | 14998.5314
13068.0315 | 14281.802
13115.2522 | 14152.616
13547.1144 | 16118.9397
12416.1656 | 14830.5841
12941.4927 | 15213.7719
12339.7184 | 13662.0291
10412.5874 | 13030.1027
12082.4728 | 13165.8295
12248.2642 | 13778.2754
10684.5116 | 13820.3435
10521.4121 | 13650.6819
11963.9057 | 16940.2992
11703.3824 | 14882.5299
10070.3172 | 14736.8911
11793.4497 | 12625.9282
11184.5235 | 10727.7442
10324.117 | 11376.6259
8806.417 | 11721.9706
9929.2551 | 11999.7461
9070.2277 | 16521.2113
9358.7729 | 13852.9654
12660.5042 | 13804.5725
12475.4169 | 13220.5
11915.8135 | 13929.4546
11689.7438 | 14111.7881
11298.4108 | 16911.2215
11185.1193 | 15423.2425
10547.1884 | 19102.4882
10847.689 | 16759.3588
11279.9406 | 15979.6652
10050.9305 | 13734.0523
11465.2379 | 15869.775
9546.3177 | 15822.3916
10032.0879 | 14845.2427
9261.7396 | 15893.6204
9047.4345 | 16181.6877
9652.4753 | 15355.164
9617.6857 | 19307.1348
10680.6567 | 15212.7295
9424.9832 | 15046.977
9328.3591 | 16022.089
11661.4933 | 16997.1021
9244.8394 | 15811.7184
12742.1967 | 15722.8359
12341.018 | 16660.7762
11181.6314 | 18750.7583
11587.9123 | 14949.0264
11881.2629 | 15038.2735
12425.8028 | 17231.2288
11406.0646 | 21291.4693
11295.6365 | 19159.7416
12719.1241 | 18707.6029
12109.565 | 18425.8115
13772.6231 | 19203.4325
12385.4981 | 18276.7331
11219.9563 | 17680.4494
14195.2907 | 18029.9707
14025.8523 | 19888.0825
14580.2686 | 20422.2357
13149.2275 | 23544.1305
14864.6918 | 19744.2634
14188.4521 | 19471.98
13467.1058 | 20656.0377
13329.6918 | 19955.31
12924.1548 | 20764.082
12862.6429 | 22285.7865
12175.1213 | 21533.2455
13025.2386 | 20700.0132
12769.0127 | 18781.7024
12387.3315 | 17327.7618
10198.4309 | 16024.1262
12792.6844 | 14746.0027
11603.3725 | 14622.6637
10599.3933 | 15972.7891
13391.8363 | 15720.2081
12081.1986 | 11772.541
13041.5084 | 14443.9395
14319.165 | 11456.617
14952.3626 | 11374.7799
14779.6867 | 11421.9561
13621.7971 | 13126.4078
15001.6028 | 12590.1611
14330.7935 | 10480.3837
14350.2144 | 9747.0436
13834.8097 | 7302.2469
13340.3804 | 9976.2489
12034.6423 | 9575.3342
14465.5708 | 11493.0379
14790.8275 | 14002.1242
14879.1279 | 10331.6517
15095.147 | 12939.3356
16333.1274 | 14433.4851
14975.4285 | 16139.7972
13303.972 | 16751.6343
13559.0261 | 19155.9261
13870.3274 | 19409.5303
13582.5355 | 17683.1558
14072.1179 | 18041.3145
15059.6433 | 19414.6833
14667.4233 | 19609.0338
15519.872 | 22821.1894
15756.1178 | 19998.2037
17212.9477 | 19651.1148
16523.3059 | 19970.1363
15461.8273 | 20072.9363
15996.9155 | 22820.3529
16889.4001 | 22806.8855
16565.8278 | 20617.8932
17897.617 | 20199.6779
14419.9029 | 20314.9733
13545.9228 | 21965.9667
13192.1334 | 21007.2813
14379.9123 | 21045.912
15728.04 | 20434.7312
15431.7916 | 19056.9496
15574.2916 | 17434.9326
15365.5889 | 19445.7211
15070.8297 | 18533.2116
15416.7313 | 18457.0816
15527.3717 | 18162.1937
16218.1549 | 19540.6511
16118.1771 | 18839.4343
16920.9211 | 19524.0997
16350.872 | 22310.086
15481.4469 | 21092.3249
17263.483 | 19600.3518
17447.6342 | 18984.8757
16840.1004 | 20384.7938
16372.93 | 20497.0399
16129.8706 | 19911.368
12822.4975 | 19975.7478
15448.4854 | 20269.7334
14755.8212 | 22821.4755
14789.8793 | 21325.0448
14995.5783 | 21555.3941
15175.9247 | 20688.2999
14986.308 | 21880.2807
15421.1218 | 23976.3973
16632.7494 | 24001.8258
15597.8131 | 22670.4544
15433.0331 | 20187.6467
15460.6253 | 18879.1803
15822.1536 | 19889.6503
15687.9542 | 21345.8562
15806.0767 | 23144.7971
16358.0233 | 24401.325
16147.4627 | 23206.2271
14487.1455 | 19707.1117
13594.2153 | 21385.4472
11838.6565 | 20166.1043
11500.612 | 19037.158
11216.9784 | 19560.0792
10711.0154 | 18736.1078
12187.7202 | 18920.9689
14432.7032 | 21736.1536
11725.1995 | 19403.4631
12727.1521 | 18899.4962
12546.291 | 18182.9062
13031.8607 | 18431.4863
13002.4469 | 18545.2149
15171.9941 | 18808.2909
14448.1627 | 21712.0357
14304.4196 | 19830.5844
14646.1229 | 19327.0602
15539.684 | 19297.5096
14453.0938 | 19332.988
14722.3674 | 19208.89
15131.5214 | 20143.6133
13080.3801 | 19125.9384
14487.5521 | 20132.3788
14323.0926 | 20115.6519
13824.8344 | 19317.7073
15718.4439 | 18942.8929
16468.1571 | 18161.0094
11764.8862 | 18190.3849
11818.6965 | 18007.1746
13259.0705 | 18906.6852
12813.9201 | 20145.763
12637.6137 | 19523.6512
14417.8866 | 17163.6351
15883.4064 | 19984.7931
16400.599 | 19048.6895
16858.8472 | 20239.1586
16148.4578 | 19955.9948
16587.3287 | 18506.0933
16954.0076 | 21170.5645
17321.3002 | 21731.2589
17036.2175 | 19603.4131
16946.7552 | 19457.6323
16260.6569 | 19926.6182
15856.4992 | 20875.5207
15844.1459 | 20937.0113
15464.752 | 22622.892
17292.0202 | 21556.2975
13877.5868 | 18687.9725
12367.7292 | 16984.5689
13540.2981 | 19277.2764
13369.4401 | 18219.9016
11996.0306 | 19873.283
9564.6411 | 18884.6681
10054.6999 | 17775.0575
12567.5018 | 16137.761
10312.6516 | 13379.3811
12332.5846 | 12979.464
10076.3659 | 14248.3268
10866.3478 | 11754.0082
9579.7545 | 12504.5529
9915.5426 | 14301.5069
9404.7954 | 16301.3985
8830.516 | 22398.3764
10250.8082 | 19267.8008
9091.6708 | 19308.2061
9457.4113 | 18053.2637
10696.8049 | 17017.9915
11110.9333 | 16915.4012
10432.4862 | 17081.2957
8718.8814 | 18275.7857
8617.0539 | 18830.196
8536.1516 | 20048.7134
8731.1898 | 19582.6753
12125.9398 | 19030.9632
13681.442 | 18774.795
13157.2177 | 17417.1557
14909.8421 | 18501.5064
13756.0048 | 21692.4684
11664.2564 | 21611.5645
11629.6104 | 20503.9344
11695.2296 | 21822.0069
11583.2784 | 20709.0121
12040.1194 | 22416.8464
11384.4183 | 21773.1116
13899.879 | 19545.1226
15667.9969 | 18493.4945
15142.2469 | 19431.4979
16323.3661 | 21370.9295
15320.2731 | 19419.4313
16159.3387 | 18950.1715
15925.5415 | 21044.6844
16263.1598 | 20343.4836
15249.6313 | 20307.2299
16074.5512 | 17956.085
16117.6944 | 16142.6699
15435.9551 | 13431.8446
15670.0455 | 13884.845
14464.344 | 16504.4846
15890.587 | 13008.2499
17283.1028 | 13174.8453
19825.986 | 12881.3561
18463.4634 | 13688.5775
17861.7714 | 15407.7378
17857.389 | 15483.2177
17554.4023 | 18015.9555
19736.4 | 17554.6506
19765.2619 | 15444.0841
17774.3929 | 13631.494
17053.3927 | 13260.9773
17568.6732 | 14477.5015
16455.5789 | 13440.0298
16102.7244 | 13197.8874
15729.0261 | 14248.3609
15376.1776 | 9416.0748
15678.2836 | 9156.6163
15292.919 | 9641.6861
15572.5768 | 14953.5638
16329.5697 | 14160.2325
17040.932 | 12855.5894
16455.5748 | 15311.1657
15580.6604 | 18056.2367
15418.8033 | 16953.1074
14748.747 | 14857.076
14468.2887 | 12455.5899
12809.6484 | 16290.9898
12700.3923 | 15095.2804
15245.8054 | 13399.5434
15996.9997 | 8047.5623
14650.7448 | 14128.7943
14327.5501 | 16939.5447
14033.8124 | 18413.2294
14106.8771 | 14317.5686
14250.3854 | 12577.3627
14246.0356 | 12807.6253
14403.8903 | 12487.4947
13845.9604 | 13106.8918
13726.0836 | 13421.7098
14152.8204 | 13885.4939
13426.1656 | 16759.1695
15047.9833 | 13079.0038
13093.1918 | 13093.9205
13678.7564 | 16550.7847
13057.2016 | 15704.7727
13280.8443 | 15806.8175
13583.9374 | 16364.4266
13494.834 | 18684.5489
14576.7029 | 16404.8081
14889.1042 | 14222.2733
14429.8749 | 17774.2687
14995.0697 | 15394.4058
15385.1701 | 15258.7232
14504.7428 | 15211.9844
16196.8587 | 16279.3543
17040.4116 | 17691.4327
16318.1819 | 17051.3729
17585.2353 | 15533.9332
17705.3669 | 15166.1888
17350.9526 | 18570.4781
17093.348 | 15575.0078
17099.122 | 15454.8391
17431.7777 | 15339.8415
17921.9626 | 14913.0154
17280.7389 | 13934.7468
17257.6098 | 15835.1302
18358.0547 | 12572.591
18014.6361 | 11127.4988
17807.7385 | 11478.8035
17741.1611 | 10799.447
17722.2083 | 10871.076
13534.3742 | 13665.4992
13939.9816 | 14734.8808
14254.8545 | 16652.3782
12992.5857 | 16450.2952
13322.7347 | 18659.3227
13743.01 | 17964.0396
15680.6729 | 17253.3735
14356.5718 | 16832.6507
14031.3001 | 19472.3313
14535.4912 | 21334.6056
13785.2437 | 18259.836
12711.0174 | 18641.3587
10504.7462 | 19174.0573
12072.2423 | 18657.6727
13517.3548 | 19800.5785
12204.5087 | 20069.8601
13194.7915 | 17756.8907
12359.5995 | 18139.6663
11772.1976 | 17167.6186
10770.444 | 18014.7221
11895.9955 | 17631.8908
11800.4991 | 17447.3015
12115.3715 | 18225.1855
12586.0287 | 17446.2239
15417.2651 | 15853.1456
12168.667 | 18003.0033
11884.1227 | 17261.9104
12434.7658 | 17219.6004
10031.2016 | 17463.8733
14908.8385 | 20095.6803
10909.9972 | 17113.8489
9712.0553 | 16434.8507
9363.3865 | 17101.4064
9745.3881 | 18108.6373
9838.9844 | 17161.292
10688.0064 | 18818.0877
9868.6919 | 20023.4757
9315.5439 | 13499.9987
8958.2825 | 15725.8926
9285.7482 | 17867.1468
9362.8709 | 17209.7028
8711.1681 | 16583.9938
9311.5219 | 20916.3117
9236.1675 | 18654.3473
9553.4461 | 16701.8741
10851.4493 | 18384.8352
10497.5583 | 21377.6245
13056.473 | 19356.3441
13865.8758 | 23382.372
14408.2781 | 19211.4898
14465.6536 | 16933.6936
14835.4013 | 16398.2531
14477.016 | 16353.4332
16161.4463 | 14671.7146
15156.1264 | 17257.0843
15015.8626 | 15298.7405
15364.887 | 14185.1037
14483.6251 | 14562.0785
14634.9528 | 13312.8393
15764.3779 | 14820.2432
14277.7134 | 17733.812
15533.4828 | 15249.3972
14456.851 | 15963.7363
14273.458 | 16943.0381
14546.5355 | 18567.2023
16308.1046 | 19260.9426
15950.6559 | 18524.8471
14780.9725 | 19823.6585
15319.3714 | 18994.6551
15328.153 | 19010.1541
15674.7477 | 15503.1852
14701.8246 | 14634.2215
13995.7566 | 13594.5463
13516.8017 | 14150.2296
14177.7591 | 16577.4487
16366.4067 | 16619.6732
14722.882 | 16085.3542
13836.7327 | 14718.9647
14112.4938 | 14625.7499
13900.2762 | 17516.1387
15045.4707 | 15881.6565
14453.8779 | 12690.4687
14432.26 | 13567.4081
14947.0469 | 15473.9972
13909.8186 | 13196.4317
13388.1742 | 11104.2727
13635.498 | 11640.6214
13556.5131 | 12714.3765
13385.2872 | 14250.7927
13400.714 | 15517.1409
13764.1571 | 16849.9832
14226.7942 | 13905.9691
14127.1594 | 14675.5287
15145.2255 | 15816.7238
13878.91 | 12087.3553
13463.0891 | 10630.7845
13236.0224 | 8048.9428
13399.0228 | 5126.3249
14968.3214 | 4282.2766
15964.3388 | 5044.6437
15983.2551 | 8040.5322
16153.6697 | 4489.2744
16526.7126 | 5128.2673
15332.4967 | 7778.0894
14673.6789 | 4845.9808
14765.8682 | 8685.6957
15037.7493 | 7239.2438
15076.8219 | 11470.1562
15027.1567 | 8721.3253
13811.351 | 6243.3247
13847.9846 | 5636.801
14790.7265 | 10287.5341
14078.8311 | 12427.8008
14723.6504 | 11969.2677
14824.0905 | 11836.8894
14569.7597 | 12465.8882
14793.1028 | 11271.9987
14888.1463 | 11369.7233
15133.8401 | 18699.1676
11362.191 | 21015.0493
15833.5894 | 14282.6622
12564.2437 | 14076.4618
14466.1941 | 13666.0276
14686.1476 | 14307.9819
15481.4845 | 14967.6205
16678.3355 | 17403.4414
16827.6884 | 16255.7073
16564.9489 | 15063.0289
11665.1793 | 17541.5742
11304.2701 | 19482.1172
12127.8794 | 16244.9399
10823.6626 | 18574.6538
11035.3395 | 16603.4723
12016.4034 | 16645.1881
12302.2016 | 16181.0478
12129.2501 | 15540.1652
12024.4584 | 16108.5963
12662.4645 | 16172.3842
12749.3257 | 16013.04
12364.2545 | 18830.1905
12959.3302 | 19281.62
13578.9234 | 15814.0794
12958.9667 | 16275.8636
15100.7278 | 18163.0044
15206.2688 | 17843.3573
18466.7317 | 17101.8553
16574.3758 | 19980.5628
18237.8739 | 19770.4774
16323.3248 | 19539.3199
17399.7116 | 22390.413
20007.2452 | 20896.157
17496.3144 | 20151.6544
16406.9224 | 21057.1143
15559.9233 | 19851.7607
11984.9933 | 17420.3896
11258.1333 | 17295.4691
14766.5318 | 16331.1287
13449.6629 | 19246.9931
14212.8106 | 17514.7694
16337.9443 | 16983.9985
17800.1172 | 16920.6627
17372.0479 | 17371.0743
15247.1001 | 21239.4356
15917.4118 | 20953.302
15642.7162 | 20500.8106
15892.6766 | 18976.6482
15023.7499 | 19848.3862
15256.3258 | 20150.5955
15575.0918 | 21562.3206
16128.6034 | 18927.6755
16794.7413 | 19094.0156
16498.5698 | 19516.3773
16862.9716 | 18621.2791
16952.9977 | 19037.467
16918.9597 | 20289.9837
16253.343 | 21443.1526
16241.0974 | 21611.403
16208.6699 | 21901.7479
15392.9263 | 19172.4019
14696.6387 | 17855.9979
15939.0297 | 18933.6783
16280.4178 | 18804.3446
16058.3238 | 18270.9784
16015.4868 | 17080.4162
15026.7772 | 20279.7466
15734.1615 | 18608.7965
14510.484 | 20082.6463
14664.8658 | 19344.259
13332.1468 | 18558.0281
15257.6426 | 18182.9391
15310.0883 | 17925.3909
15161.3329 | 19535.962
14876.231 | 24403.8112
12741.7485 | 20375.0182
14576.9617 | 19302.7454
16087.787 | 19712.2811
15827.9018 | 18436.7106
14545.8658 | 19373.896
14135.3137 | 20570.0962
14033.6697 | 21272.6504
14563.8986 | 20269.841
13531.292 | 20242.4442
14591.0726 | 21536.5033
14769.7005 | 18265.6178
14255.5654 | 17822.8997
13089.897 | 17425.1717
13471.1694 | 18400.121
13972.0692 | 16051.3812
13975.6133 | 16579.0355
13865.9511 | 15447.7822
14150.7401 | 15114.7558
13450.879 | 15273.202
13362.8001 | 14334.6416
14510.0988 | 17190.3151
16058.5531 | 17958.6663
14424.1154 | 19982.0352
13419.6133 | 20068.4175
14324.1958 | 20477.1701
14634.2823 | 22197.146
11961.857 | 20815.4644
13533.5738 | 20698.2926
12835.9174 | 20130.9164
12657.5519 | 19802.6653
10502.6852 | 19209.7997
10549.5084 | 19444.5407
11350.2747 | 17661.8819
11033.3064 | 18369.4107
11295.5934 | 20674.3969
11852.9214 | 20660.5261
11832.8797 | 21053.6463
11659.9887 | 16814.1736
12438.8466 | 17622.2351
14269.1201 | 19779.7472
11555.3909 | 17228.1872
15666.9574 | 17415.0949
15853.7495 | 19545.9817
15033.2325 | 19530.8761
15893.3402 | 17902.1784
15099.0014 | 16639.8358
14376.0516 | 16903.2649
15605.5307 | 17219.7266
15129.1631 | 16161.9975
16006.5971 | 16476.6977
15492.5233 | 15769.3978
14833.0542 | 17364.202
13986.4945 | 16831.8405
14283.2718 | 14979.3692
13594.2646 | 13391.1721
16420.1845 | 13725.7767
15794.9339 | 12854.262
15022.6036 | 11063.6168
15566.0309 | 13513.5046
14135.0078 | 12239.1949
15608.1862 | 14886.8493
15733.3223 | 14040.399
15883.3448 | 13098.2928
15129.5496 | 13892.2162
15245.0044 | 15967.3397
15710.9163 | 14854.9484
14315.5589 | 13349.5455
15637.585 | 12463.7475
15842.8988 | 11692.1863
11242.0253 | 10795.1693
13948.0055 | 13749.4879
13949.4435 | 15333.6954
14618.9272 | 13914.3651
15834.3651 | 15541.2641
16031.0221 | 16779.4051
15321.0844 | 14165.1266
14902.8463 | 13950.6867
16565.5907 | 17375.3501
14446.0708 | 17287.6602
13813.8638 | 13614.7117
13376.5046 | 13277.6944
13597.9228 | 14419.4356
12697.8191 | 17636.5977
13833.8248 | 17705.7053
14878.5758 | 15462.0602
16010.7416 | 15482.6504
15660.2083 | 17149.9422
16913.8888 | 16826.7228
17240.0465 | 17895.25
17281.9728 | 20061.3998
17230.81 | 17927.4589
16682.099 | 19743.3231
16338.4821 | 19660.8163
16302.2976 | 17533.2954
16305.7465 | 20858.4855
17859.6169 | 17013.7546
17612.1933 | 16951.9487
17273.9291 | 16430.6721
16485.6709 | 17232.0239
17742.6157 | 17243.4378
17215.984 | 14740.7871
16430.0948 | 16686.5371
16371.0381 | 19018.3964
17153.246 | 17674.7232
16764.2752 | 19012.1015
16467.8045 | 19663.0913
16302.54 | 21952.8483
16985.1184 | 18515.8957
18017.2228 | 19894.6159
17713.977 | 23023.0988
16359.1451 | 21234.5522
16495.6828 | 19082.0067
16420.246 | 22117.8391
16506.6358 | 21666.213
16099.557 | 19732.7322
15825.1262 | 20335.18
16201.5939 | 21673.43
16231.5026 | 19883.2374
16537.7868 | 20282.7047
16371.6958 | 20884.4464
13791.5636 | 19018.8543
12876.0733 | 19527.663
13142.9566 | 20651.6591
14000.543 | 19586.6529
13294.3198 | 19369.7386
11410.294 | 18467.1895
11558.8976 | 15701.871
12548.0472 | 15958.9091
13535.3475 | 19012.2777
13285.2253 | 19588.3208
13744.5339 | 18699.6092
14008.1265 | 20200.9133
12602.5863 | 21567.7283
13745.6218 | 19038.9265
13214.1187 | 20095.6059
11814.0803 | 20085.194
11939.577 | 18501.6692
11509.7726 | 17494.0015
12498.6683 | 16769.8792
12400.8577 | 18875.2448
11344.9258 | 19353.3407
11210.5236 | 17614.2915
11993.7424 | 19637.6828
13910.3794 | 17992.2362
15622.7575 | 14493.8489
15947.1712 | 16669.815
14358.5328 | 17818.8713
12989.8396 | 17813.8944
15732.3792 | 20842.4862
16884.0334 | 19928.4143
15159.9114 | 18136.2992
14080.1062 | 19249.7879
14256.0221 | 19766.4999
14493.618 | 16167.2536
15575.6362 | 16662.9673
14790.0445 | 15419.4955
15401.9492 | 15929.7024
16427.2527 | 18764.9103
15974.7952 | 19254.3467
16188.6134 | 18404.0949
15723.6066 | 20025.0145
16030.8309 | 21047.6975
16402.8689 | 21165.4715
16591.3617 | 20665.8443
16774.367 | 20257.1689
16428.1026 | 21399.3936
15800.2892 | 20739.9478
16248.7435 | 18827.0539
16630.193 | 20741.6877
17048.3343 | 21607.537
16678.22 | 20526.1714
15963.6384 | 21419.7921
17267.4156 | 20022.0482
16815.9641 | 20229.168
17188.4098 | 23133.4029
17390.985 | 18556.9524
17193.9965 | 19109.2916
17290.601 | 18301.1123
16709.4094 | 17910.2651
16670.2034 | 18842.2657
15966.1377 | 21396.2074
16436.1686 | 18072.1824
16589.5986 | 17803.3546
16308.8319 | 18481.9941
13109.8009 | 18115.3886
13457.4402 | 17009.5184
14090.7728 | 14817.9172
14087.9114 | 14150.684
13092.3122 | 14772.1414
15274.3635 | 16378.752
12845.3229 | 18651.1674
13021.4686 | 20273.6837
12756.3498 | 21430.2375
13533.872 | 17534.5245
13519.6276 | 16767.298
14976.9132 | 19424.7024
14212.7243 | 21102.875
13837.3199 | 22464.4022
14747.2149 | 21341.7493
16032.6408 | 20673.8982
16086.2358 | 18360.2673
15788.1799 | 18333.0485
16303.6667 | 21279.8646
16264.6365 | 19917.4027
16114.7854 | 21394.9916
16081.9772 | 18569.9859
16130.7962 | 17614.0415
15104.2454 | 18375.3077
14683.1834 | 20305.8196
14763.3033 | 16241.2846
15199.3293 | 14262.9094
15427.568 | 14011.9309
15038.7699 | 17315.295
14807.7434 | 15298.5847
16953.831 | 14236.5704
15613.1958 | 13019.4267
15841.8223 | 13125.686
16013.6962 | 14810.2372
16088.8134 | 13162.7469
13400.9454 | 12754.5977
16071.5368 | 14387.9651
16627.7224 | 16925.874
16017.6698 | 15023.1678
16302.4336 | 15413.7271
16266.2139 | 15078.495
16960.0475 | 17317.6694
16992.7365 | 16841.1862
16900.8285 | 18230.5509
17383.7217 | 18239.0927
17538.0488 | 20066.2554
17324.0506 | 22899.7666
17102.1437 | 26097.5236
17436.9898 | 22767.0747
17361.2224 | 21350.7693
17615.909 | 19938.9555
17520.2612 | 18981.6729
17149.9311 | 20959.7774
13066.3392 | 15447.79
14966.5838 | 16514.8039
20088.616 | 18190.1769
18534.4154 | 18258.3509
18911.7426 | 15436.084
18868.3273 | 18909.7099
18573.0374 | 17718.0291
18707.179 | 17174.661
18298.2395 | 17452.8847
18591.088 | 18023.2453
18320.6129 | 17956.2719
18038.6682 | 18409.7175
16720.5159 | 17876.2703
15874.7448 | 16472.8186
17063.1442 | 12862.5854
18045.8672 | 16819.9924
18357.5919 | 16403.1531
17293.9288 | 16191.6497
17368.1865 | 15947.1938
17508.2613 | 14559.2625
17944.9595 | 17767.5383
19018.7565 | 16418.8117
19081.0291 | 20083.2029
18684.9348 | 16869.6032
17729.5306 | 16233.6267
19429.4864 | 17969.2037
21130.0038 | 17174.9553
21687.8894 | 17500.6959
21513.0474 | 19695.972
22036.5684 | 19379.0006
22187.8254 | 18880.5929
21957.5548 | 19459.0224
22332.3074 | 20184.6997
22306.5294 | 22202.0539
22425.6592 | 20315.6203
18268.8464 | 18663.4054
18385.4481 | 18910.7626
17759.4301 | 20942.9543
17718.4425 | 22433.8702
15823.9057 | 25174.4159
16608.6066 | 22962.5486
16555.5276 | 21814.403
16439.7719 | 20404.092
16466.7226 | 22735.4578
17814.5406 | 21623.264
15617.2619 | 24486.3413
15680.2261 | 23550.3321
15941.0813 | 21727.7051
14679.1792 | 22682.4709
12070.6346 | 22229.0014
14416.4193 | 24181.2133
14574.8842 | 23756.2193
14188.1629 | 21662.4985
14664.067 | 20325.3594
15042.0092 | 21270.8663
15290.8544 | 19577.8163
14878.4337 | 20011.4334
15036.479 | 23154.6016
14903.0086 | 21015.0415
15191.228 | 19910.1412
15209.07 | 19068.2131
15865.8825 | 22657.6418
16901.563 | 22723.0887
15412.7297 | 23976.868
15011.3564 | 23681.1608
15529.7207 | 22579.5779
14038.9696 | 22951.5573
15024.72 | 19995.4617
16112.5067 | 19322.6743
18843.1616 | 19832.1327
16074.7889 | 21733.4688
16161.6835 | 18960.499
15851.0809 | 19840.7467
15661.4615 | 18117.9982
16133.6203 | 18524.3559
15477.4396 | 19125.7883
16272.0626 | 23053.4683
15650.8402 | 19902.3754
15984.3197 | 19066.4385
16092.0648 | 18089.5863
15673.2081 | 19977.5208
15731.6886 | 17589.2991
13745.9425 | 21338.4454
16233.6485 | 18617.1195
16140.7302 | 17781.6353
16462.1413 | 19896.7458
16279.5385 | 19177.6597
16088.4124 | 18830.075
16276.1317 | 19179.0682
16811.0666 | 20615.8477
17736.2402 | 22666.9935
17207.4254 | 21326.8276
16274.4184 | 19876.7536
17249.0648 | 20599.625
17196.1934 | 20490.4694
17742.7961 | 20968.7526
17631.1463 | 22409.4736
17555.9612 | 21150.52
17820.7528 | 19468.431
16990.7899 | 20443.8603
17914.8334 | 20060.2833
17264.6014 | 20960.4194
17363.3795 | 19045.4257
21451.4102 | 19987.0027
18726.7546 | 22432.2142
17971.6726 | 21230.6867
17922.3935 | 21489.689
17267.7794 | 17375.3465
17465.7757 | 17728.5557
17628.6505 | 16538.7769
18205.0852 | 20018.1635
18182.4457 | 22294.5503
20204.537 | 21136.3463
19193.3767 | 23204.1824
16852.016 | 20323.9511
17381.6506 | 20523.7159
17813.0944 | 21121.5554
18566.2698 | 20031.7853
18681.0524 | 20900.3481
18205.3468 | 22969.6893
14677.7964 | 20943.8726
13078.3514 | 20362.1442
15163.3941 | 19221.7388
17533.2199 | 20915.2381
21060.4161 | 19949.1539
17227.2008 | 21006.2656
17426.6927 | 21743.9547
17372.2081 | 21986.999
13668.3652 | 18806.8599
13945.8384 | 18315.7696
13649.2249 | 16303.1272
16286.5646 | 19384.0835
15673.6633 | 21883.9316
14606.9881 | 21931.4719
15736.7994 | 17402.8312
15350.0965 | 17649.4685
15596.5507 | 17592.7489
16238.2318 | 19608.6969
15588.5978 | 20393.7436
15294.222 | 19180.7378
14802.4423 | 18568.1296
13861.599 | 19152.07
14208.834 | 18699.524
14522.344 | 20554.4586
14703.6834 | 17993.0505
13053.8567 | 16603.647
13660.2308 | 16556.8011
12429.1828 | 15493.2772
12608.568 | 15541.8359
13265.4533 | 17500.5105
13297.6507 | 16516.9613
13881.5184 | 14443.4406
12787.9417 | 15572.4249
14530.9336 | 14703.8576
13207.868 | 16389.4207
14326.3909 | 16679.6916
14474.7548 | 15607.5349
13943.1058 | 16982.0102
14587.8079 | 18070.3292
15452.7195 | 18081.7662
15524.7033 | 20349.8381
15229.0853 | 25183.0284
16257.1979 | 22649.0302
16831.6105 | 18601.6593
16484.0009 | 19753.0599
17290.4089 | 20479.7391
17904.1168 | 24790.3986
18316.8183 | 22108.9596
18380.1849 | 22079.6127
17471.0779 | 22468.3065
18394.8683 | 21788.8554
18109.3913 | 23288.2287
18248.3066 | 23816.6087
18211.5604 | 21260.1724
18765.3318 | 23866.5699
18739.1724 | 22456.1445
18129.1419 | 23641.249
18485.6929 | 25223.3837
17992.0489 | 25561.2343
18775.6353 | 23499.9993
19056.1572 | 23110.6787
17361.385 | 22725.1506
17104.1357 | 24482.8367
17540.922 | 24905.3265
17495.7547 | 23418.2561
17669.0273 | 23042.887
17534.6538 | 23610.4303
17004.6642 | 23912.5309
14565.1719 | 25205.3117
14885.488 | 23136.8635
15629.9698 | 21189.1162
15337.2252 | 22430.2492
15195.3352 | 22265.733
14820.1729 | 22251.4111
15525.9647 | 23731.4118
14677.3443 | 22790.8739
16693.6556 | 27139.7877
17198.8867 | 23652.1624
15038.8419 | 23934.5403
14567.8654 | 22367.5719
14673.046 | 24692.2974
13772.5739 | 25504.8738
14644.5419 | 24261.2367
13526.64 | 23530.2765
14716.7913 | 21840.317
13129.3413 | 22538.8445
12773.2712 | 21924.4353
12651.1135 | 20945.8109
11969.3079 | 21163.506
12639.6937 | 18695.5956
12915.0693 | 18137.6802
11891.2693 | 18471.6158
11243.525 | 19597.8435
13830.4715 | 21776.3585
11193.1268 | 18674.175
12369.5568 | 19382.2759
12270.1164 | 18029.9075
11210.7418 | 17436.1853
12228.7689 | 19614.5318
12062.2326 | 18986.8187
11417.3829 | 20535.0492
10760.3688 | 18327.6188
10729.9451 | 18041.6742
10559.3804 | 18171.8737
10699.1462 | 19171.1807
10714.8858 | 19073.0109
11354.0982 | 17512.52
11539.842 | 18706.6743
10911.1523 | 18625.0832
11921.4179 | 18152.423
11668.1852 | 18728.9044
12763.5805 | 17630.0699
12756.6835 | 20070.4007
12228.1355 | 20106.6457
11855.5686 | 18203.3193
12395.7993 | 18878.6061
12256.5852 | 20276.4548
12702.1082 | 20319.3964
12325.8199 | 20191.1143
12494.1367 | 24767.6286
13261.083 | 26806.3722
15260.0603 | 26667.8364
13294.6819 | 24410.3742
13756.902 | 23974.844
13693.3895 | 23973.6611
12422.1748 | 23938.8243
14854.7229 | 19033.4792
13874.8598 | 18559.3343
12873.1851 | 18773.8714
13438.5315 | 19817.2148
12577.3999 | 19880.3212
12827.1334 | 23339.5852
12804.2667 | 21953.0925
12881.6252 | 19263.1339
13614.1313 | 18173.0444
13896.0147 | 21213.0534
15272.2427 | 20989.4582
14947.8843 | 20947.864
14215.7815 | 24840.4816
12857.1317 | 28749.5495
14466.9004 | 24854.0443
16345.1579 | 23219.2129
14507.475 | 24672.0557
13549.2885 | 26474.0534
14666.7441 | 24600.4667
17290.1789 | 26540.6663
15581.0262 | 24359.5328
17281.0196 | 24247.9877
17244.2547 | 25950.978
17287.5707 | 24763.112
16692.5391 | 25418.29
17716.5996 | 25153.3762
17803.9921 | 27477.0236
18040.5612 | 26824.3394
19180.069 | 24922.5469
19479.6749 | 24227.4828
18262.1972 | 25295.8235
18194.7405 | 25615.5526
18176.1293 | 27971.0856
17677.4817 | 25069.2952
17522.2374 | 24771.4296
18167.5166 | 23785.693
16935.0965 | 24603.2047
17089.5515 | 26048.1316
17550.3434 | 26367.7882
17715.9295 | 24110.7857
17002.0005 | 25204.0914
16944.403 | 25370.9971
15615.1315 | 23458.1995
18368.7031 | 27156.5742
11910.6629 | 25009.898
13505.9325 | 24195.9164
15026.5442 | 24815.5672
16151.025 | 22412.4755
15663.507 | 21961.9967
14883.0813 | 22314.0949
13107.6418 | 21741.6617
14861.866 | 18912.0183
14649.4861 | 21351.3742
15377.0825 | 22319.9488
14740.2555 | 22761.3508
11824.0451 | 23449.7998
11503.0003 | 24957.1921
13969.5575 | 23188.326
15267.7638 | 23156.1747
17795.1505 | 23127.4581
13555.833 | 22108.066
13068.3887 | 20368.8214
14536.2505 | 21294.9436
13618.6743 | 21384.9531
13526.9001 | 19792.251
13633.8495 | 19351.874
14050.4139 | 19512.9833
14492.4698 | 19390.862
18208.4204 | 21911.5771
15475.092 | 23669.042
15818.7306 | 20752.2894
16220.5562 | 20735.1544
16075.6316 | 21170.1153
14970.2925 | 20145.6891
12882.2738 | 21948.7016
13542.441 | 22299.9725
14270.2021 | 21730.4396
14275.2165 | 20977.5476
14645.189 | 21234.4922
15551.1881 | 23414.5556
15324.9176 | 22769.7938
14870.091 | 23653.7685
14388.4263 | 25080.4965
14418.1069 | 24400.1736
13458.5136 | 22567.6046
13989.801 | 21659.2737
14653.7775 | 21097.727
14663.6396 | 21083.8485
14408.9645 | 23722.2656
14422.1703 | 20921.8958
13076.7003 | 20848.803
18504.9212 | 19998.4823
14746.4788 | 20805.5013
14555.186 | 18995.4153
14314.4922 | 20039.7262
13129.6411 | 17924.8532
14664.2158 | 16503.2256
15475.5246 | 15097.1171
12274.8968 | 15079.6015
11591.177 | 15025.6143
10055.0668 | 15574.1525
14548.1408 | 13842.4453
14539.8951 | 12866.321
15821.6636 | 13154.4781
16019.0344 | 15840.9451
14880.7404 | 14933.1558
13542.8655 | 17603.3674
12993.5777 | 15550.1837
14677.7647 | 15417.1237
16343.942 | 14947.0985
16735.1196 | 14873.4298
16602.9568 | 15843.3331
14655.938 | 16460.6314
17755.5475 | 18444.9028
15889.156 | 16952.9871
17788.6047 | 19202.1477
16338.7413 | 18045.3613
15809.7113 | 17991.4231
15624.7108 | 18978.4412
18450.4939 | 19111.3859
18576.6186 | 16032.7598
18521.2107 | 17111.1248
18673.7851 | 18277.1982
18904.9802 | 17878.4657
17484.6402 | 19168.4718
18110.8521 | 23946.3297
17707.641 | 20957.2548
17378.6216 | 21918.7939
17369.641 | 23196.5306
17256.3206 | 21331.3909
17108.4662 | 20983.6647
17185.7101 | 24532.7698
16895.7099 | 25823.1648
16666.6391 | 22974.9612
16975.908 | 22512.529
17010.5448 | 22106.036
17058.7487 | 23030.3479
16487.329 | 21941.1907
16366.4811 | 20559.327
17563.0501 | 20926.7205
15995.5183 | 19745.1104
16470.6137 | 18217.5207
16015.5014 | 16104.1996
15646.2352 | 16972.2332
16999.9349 | 19373.881
17089.9982 | 18122.9032
14877.8972 | 17175.2137
16410.1656 | 17504.4611
17828.3059 | 16364.4078
17830.4291 | 16288.9574
16638.1386 | 19954.0946
13921.3475 | 19060.1502
15116.2873 | 18476.266
14484.7031 | 17403.3
16933.8892 | 15886.7193
17065.2213 | 16103.5369
17578.0901 | 18684.3559
15611.2077 | 17593.6638
18436.4406 | 18098.421
18372.3863 | 19004.3826
16868.9653 | 20411.2283
16784.9744 | 21154.0898
16488.1416 | 22275.8646
17186.4636 | 24337.9677
18151.1489 | 21660.6516
18284.2707 | 21983.7017
17781.2733 | 18815.9639
16049.1953 | 17569.2319
16476.3808 | 17904.7784
14670.4031 | 16801.4919
16906.0028 | 19539.9763
16058.3734 | 17005.5009
17336.8013 | 16272.9679
18013.9247 | 18625.4634
17670.5981 | 16244.5804
17926.3598 | 16235.9562
17506.7579 | 16931.3874
17356.0434 | 16795.9041
17288.0685 | 20105.8205
16329.6769 | 19405.1187
16394.5089 | 17629.7357
15487.813 | 19094.4699
16011.218 | 20455.8399
16394.3783 | 22385.9123
17050.671 | 22636.6093
16085.2827 | 20978.4238
16638.525 | 21980.3522
17351.0738 | 22656.5237
15684.4066 | 20921.923
18435.98 | 22396.9019
16745.5741 | 19888.0059
17639.8074 | 24051.7017
16967.9908 | 21000.3531
16501.033 | 23858.4797
16364.9632 | 23177.649
15105.8089 | 23042.3364
14986.9616 | 22804.4333
13485.8001 | 23895.0544
12638.0662 | 23228.7936
14770.9315 | 22431.9749
11626.5953 | 24727.0426
12069.5155 | 25897.0725
11586.2066 | 22570.4285
11854.4073 | 22012.6615
12027.4631 | 21832.6906
13771.7539 | 22884.8571
12161.8314 | 24414.4558
15948.4408 | 22373.0264
12906.1758 | 22343.4522
12379.0403 | 25167.6994
12130.6403 | 25050.823
12329.1267 | 22776.8182
13757.3982 | 22778.5445
16055.5055 | 22312.3041
15680.1363 | 22503.5207
13895.7473 | 21746.1933
14395.5555 | 22441.672
13590.1823 | 23874.6851
15049.3852 | 25972.1795
11115.7205 | 22755.2268
11183.2169 | 19929.6406
13440.4279 | 19731.361
12945.8268 | 23663.5027
12936.1221 | 21968.845
13881.5498 | 22213.4381
12233.511 | 23036.7408
13273.4444 | 22947.3071
11134.9079 | 22580.9522
11522.1807 | 22705.6415
12206.6664 | 24316.6021
13559.7965 | 23953.2349
11092.1649 | 23878.1001
10703.0695 | 21796.1711
10931.2751 | 24196.0285
12924.2754 | 22317.3632
14137.853 | 21684.2761
11670.6033 | 21730.4521
16955.9204 | 20871.5158
11119.5498 | 20422.5073
13137.9197 | 21603.3998
12015.8281 | 24137.086
11036.5627 | 21478.1055
12015.8078 | 20144.6592
9580.471 | 19080.8882
10969.2625 | 23688.2739
11105.3144 | 22498.0197
11252.8386 | 22561.2819
11275.2328 | 23054.5804
12057.0513 | 22677.381
11591.066 | 22399.1529
11618.4371 | 23949.8021
11795.4616 | 21827.2418
10790.451 | 20358.5453
10893.8763 | 19930.9144
9350.4524 | 22066.4143
11615.5598 | 23084.9416
11501.9435 | 22725.6989
12107.278 | 21617.8035
15502.9793 | 22228.3571
14056.5 | 23392.3749
12371.4755 | 22728.0018
13342.5044 | 23999.4696
16552.0799 | 20771.895
15316.781 | 21894.815
13822.6456 | 20893.5858
14302.4097 | 21387.4911
13609.0829 | 18973.5404
14433.5059 | 17730.5066
14254.3053 | 20424.2187
11882.4424 | 19176.3017
15014.215 | 21883.8765
16309.5413 | 21303.8853
14064.6499 | 22960.302
12754.3433 | 21075.9005
10731.4168 | 18336.1189
8631.0306 | 18722.9629
11222.7324 | 18491.9143
11401.9191 | 19437.5064
12873.7623 | 19280.1002
12823.1469 | 17054.9346
13050.4171 | 15427.3361
13114.5111 | 14304.1847
16314.9651 | 14764.1529
11755.358 | 17147.7787
10832.3547 | 17610.6597
12338.7551 | 15663.2376
12035.2573 | 16000.4177
11416.693 | 15791.7909
12743.4256 | 17557.1358
13324.113 | 16709.7467
13558.5206 | 19203.1462
13320.7082 | 17655.4617
12707.0367 | 17172.7076
13490.3236 | 20658.3413
10337.4436 | 20718.6918
9935.0652 | 20399.4054
9634.7131 | 17937.1092
11499.3247 | 21341.0667
9432.8092 | 20256.8323
9405.3275 | 18808.1075
9576.2869 | 19297.301
9481.6333 | 20067.6623
10899.9441 | 16909.1998
9578.1842 | 17573.4732
9744.6278 | 16206.6644
9890.0359 | 18573.6996
9471.9469 | 17084.304
9221.5847 | 17140.2406
9404.0493 | 16955.1204
9868.7301 | 19546.809
10968.6041 | 19199.5045
14610.3273 | 19859.8819
13632.6314 | 20638.5311
13734.1884 | 22217.2322
13618.3516 | 19989.9122
13459.808 | 22123.6985
14117.4116 | 23180.152
12150.6861 | 21353.996
14717.0021 | 22064.8231
14508.3359 | 24948.803
13941.0936 | 20665.333
13562.305 | 18004.1501
14773.4519 | 18778.8794
13383.5707 | 18728.8759
12603.9241 | 18300.2731
12273.3592 | 20543.8416
13631.0745 | 22401.25
13197.1365 | 22395.02
13542.8634 | 23322.3304
12639.4589 | 21077.0698
13199.9818 | 19670.4162
9043.8876 | 20189.7354
10789.7581 | 20759.6219
12576.4827 | 20592.6779
12150.9666 | 19877.7533
10859.6084 | 19293.3657
11946.926 | 17891.981
11508.2929 | 19770.8854
9587.9667 | 19380.7002
10848.639 | 20772.1575
14243.4773 | 20633.8895
15225.5093 | 20796.6191
15528.2529 | 20624.0809
15979.7188 | 18273.7421
15529.3251 | 17635.3714
15516.7223 | 19190.6522
15286.5751 | 19067.7387
15155.1867 | 21768.3426
15733.4693 | 17662.9749
15757.3588 | 17330.6133
15995.8562 | 18077.1986
15862.5361 | 18966.7781
16358.0432 | 17957.8331
16626.722 | 17025.5645
16191.7208 | 17713.127
15619.4106 | 20272.9261
15184.1423 | 21355.1215
15877.9188 | 22285.5293
15892.5742 | 24012.8969
15535.9115 | 20364.9633
18940.3813 | 19900.096
15599.3338 | 21655.5491
15043.9024 | 19921.6528
15162.3932 | 22083.3351
15675.3987 | 20852.6781
15738.6593 | 22054.564
15918.3699 | 22080.0633
17153.7327 | 21516.3445
15578.4085 | 21220.051
15508.1176 | 21738.8201
15293.7773 | 23794.8273
15104.1132 | 22495.5175
15110.2124 | 23705.4303
15730.8871 | 21464.9963
17589.1159 | 21807.7788
15500.7444 | 22100.9951
15287.3695 | 24829.9998
18077.4322 | 22043.502
17871.4386 | 21220.851
16214.2416 | 21828.7124
14532.386 | 20314.2285
14983.1632 | 19074.4022
14994.7151 | 21983.0951
15571.8979 | 20823.8456
18866.1519 | 21580.1087
16732.1044 | 18968.0829
16088.6198 | 18247.5714
16911.9992 | 20383.7134
16487.1541 | 18883.0923
15940.482 | 24964.7536
15346.8578 | 23185.4459
16048.9259 | 21741.2096
15906.744 | 20063.6454
16615.3929 | 20391.626
18106.435 | 20955.3148
18131.3157 | 24486.7659
18251.8748 | 23522.5253

## Inputs and outputs
Net demands for biomass CHP |  | Plant specifications |  |  | Storage Specifications |  |  |  | Energy Source Specifications
Power Demand | Thermal Demand | Biomass CHP | [6 empty] | Biomass
11604.8534 | 16547.8182 | Plant thermal capacity kW | 24300 |  |  | Thermal storage (Steam accumulator + molten salt) | Electrical Storage (LAES) |  | Cost £/t | 120
10971.1056 | 21982.9786 | Ramp rate %/h | 100% |  | Round trip efficiency % | 57% | 55% |  | Net Energy Content MWh/t | 5.7
10894.1297 | 21842.0741 | Electrical capacity kW | 19700 |  | Self discharge %/hour | 0.042% | 0.042% |  | CO2 emissions t/MWh | 0.012
11376.6673 | 16678.2014 | H/P ratio | 1.234 |  | Charging rate (kWh/hour) | 206400 | 30000 |  | Alternative boiler fuel
12255.4565 | 21875.6042 | Turndown limit | 20% |  | Discharging rate (kWh/hour) | 17200 | 30000 |  | Cost £/t | 120
11185.6529 | 21351.2195 | Electrical Efficiency | 23% |  | Unit capacity kWh | 206400 | 200000 |  | Net Energy Content MWh/t | 5.7
12097.4134 | 22960.2534 | Boiler Efficiency | 85% |  | Unit Cost £ | 24000000 | 7560000 |  | CO2 emissions t/MWh | 0.012
15271.5603 | 21817.0214 | Cost £ | 55500000 |  | O & M Cost £/kWh provided | 0.006 | 0.021 |  | Alternative generator fuel
13442.5182 | 21133.8491 | O & M Cost £/kWh (steam+power) | 0.006 |  | Unit O & M Cost £/year | 0 | 0 |  | Cost £/t | 120
12318.1556 | 18907.0577 | O & M Cost £/year | 457000 |  | Projected Life Span (years) | 20 | 20 |  | Net Energy Content MWh/t | 5.7
12044.4357 | 18713.4723 | Projected Life Span (years) | 30 |  | Number of storage units | 0 | 0 |  | CO2 emissions t/MWh | 0.012
12649.8512 | 20398.4337 | Baseline Boiler |  |  | Total capacity kWh | 0 | 0 |  | Grid electricity
11871.0666 | 19640.0846 | Thermal Capacity kW | 28750 |  | Total charging rate (kWh/hour) | 0 | 0 |  | Cost £/MWh | 130
12100.2418 | 19239.0833 | Boiler Efficiency | 85% |  | Total discharging rate (kWh/hour) | 0 | 0 |  | Net income from export £/MWh | 40
13774.8283 | 19885.0729 | Cost £ | 18400000 |  | Charge efficiency | 78.5% | 77.5% |  | CO2 emissions t/MWh | 0.462
14571.4493 | 22110.0719 | O & M Cost £/kWh steam output | 0.004 |  | Discharge efficiency | 72.61% | 70.97%
14568.7849 | 20335.5702 | O & M Cost £/year |  |  | Total cost £ | 0 | 0
15000.0569 | 19574.7703 | Projected Life Span (years) | 20 |  | Total O & M Cost £/year | 0 | 0
16302.8419 | 22036.0701 | Baseline Generator
14620.4807 | 22432.0217 | Electrical Capacity kW | 22430
13469.5081 | 25020.22 | Ramp rate %/h | 100%
15661.1959 | 22539.9387 | Turndown limit | 40%
13775.193 | 22164.5857 | Electrical Efficiency | 30%
13431.2949 | 23339.0788 | Cost £ | 46654400
15588.491 | 22841.9591 | O & M Cost £/kWh power output | 0.0056
15336.6771 | 22359.9856 | O & M Cost £/year | 520376
15094.3348 | 20274.9123 | Projected Life Span (years) | 25
15359.3428 | 19336.2375
15290.3361 | 18732.5222
14895.202 | 18412.4341
15683.3324 | 19319.4736 |  | RESULTS
15867.7812 | 20157.6726
16196.6692 | 20706.4813 |  | ANNUAL RESULTS |  |  | Heat Leading CHP | Power Leading CHP | Power Leading CHP with Extra Steam Capacity | Baseline: Separate Generator + Boiler
16016.9248 | 20036.6498 |  |  | Cost and CO2 | Total CO2, t | 13451.7964 | 6598.6763 | 6796.8333 | 7185.7625
15955.0091 | 20002.8961 |  |  |  | Total cost, £ | 15032251.5311 | 13859972.2214 | 14207715.1346 | 15902355.0252
16728.3104 | 19381.6025 |  |  |  | Total Energy Input, MWh | 531281.3255 | 548371.9049 | 564884.9871 | 598813.5418
16897.1907 | 19082.6091 |  |  |  | Equipment cost, £ | 1850000 | 1850000 | 1850000 | 2786176
16762.0006 | 19608.2204 |  |  |  | O&M cost, £ | 460187.688 | 460290.2314 | 460389.3099 | 521686.9011
16899.3317 | 21656.6953 |  |  |  | Fuel use, t | 93207.2501 | 96205.5974 | 99102.6293 | 105055.0073
16860.1191 | 23692.4601 |  |  |  | Fuel cost, £ | 11184870.0096 | 11544671.6824 | 11892315.517 | 12606600.8793
16661.9241 | 23635.3615 |  |  |  | CO2 emissions, t | 6375.3759 | 6580.4629 | 6778.6198 | 7185.7625
18233.3045 | 21649.0654 |  |  |  | Electricity import cost, £ | 1991200.5738 | 5125.0008 | 5125.0008 | 0
18418.7749 | 20990.136 |  |  |  | CO2 from electricity import, t | 7076.4205 | 18.2135 | 18.2135 | 0
18026.7743 | 19684.8229 |  |  |  | Electricity export income, £ | 454006.7403 | 114.6932 | 114.6932 | 12108.7552
17877.2435 | 21329.7521 |  |  | Power, MWh | Net Demand for Biomass CHP | 126162.0939 | 126162.0939 | 126162.0939 | 126162.0939
16794.9428 | 22018.7439 |  |  |  | Plant output | 122194.7049 | 126125.5381 | 126125.5381 | 126464.8128
15173.0545 | 25562.5413 |  |  |  | Waste (Export) | 11350.1685 | 2.8673 | 2.8673 | 302.7189
15232.8606 | 21291.4446 |  |  |  | Plant Supply Deficit | 15316.9275 | 39.4231 | 39.4231 | 0
16471.8661 | 19620.7623 |  |  |  | Import | 15316.9275 | 39.4231 | 39.4231 | 0
16571.9587 | 19095.5328 |  |  |  | Energy taken from storage | 0 | 0 | 0 | 0
16245.7009 | 20866.844 |  |  |  | % of time autonomous | 46.88% | 99.49% | 99.49% | 100%
15841.9461 | 21128.2746 |  |  | Steam, MWh | Net Demand for Biomass CHP | 150673.3149 | 150673.3149 | 150673.3149 | 150673.3149
15668.9363 | 22625.351 |  |  |  | Plant output | 150788.2658 | 155638.9141 | 169675.0339 | 150674.541
14598.4667 | 22666.3875 |  |  |  | Waste | 240.2308 | 19003.5059 | 19003.5059 | 1.2261
16663.9757 | 20947.2674 |  |  |  | Plant Supply Deficit | 125.28 | 14036.1198 | 14036.1198 | 0
18426.3575 | 19114.0393 |  |  |  | Final Deficit | 125.28 | 14036.1198 | 0 | 0
13025.2939 | 18314.1254 |  |  |  | Energy taken from storage | 0 | 0 | 0 | 0
12518.7394 | 18717.2363 |  |  |  | % of time autonomous | 98.34% | 53.03% | 100% | 100%
11442.9131 | 10761.4961 |  |  | Highlights | Total CO2, t | 13451.7964 | 6598.6763 | 6796.8333 | 7185.7625
13133.814 | 1381.8623 |  |  |  | Total cost, £ | 15032251.5311 | 13859972.2214 | 14207715.1346 | 15902355.0252
12675.3933 | 5911.9362 |  |  |  | Fuel use, t | 93207.2501 | 96205.5974 | 99102.6293 | 105055.0073
11567.9055 | 5840.9435 |  |  |  | Total plant supply deficit | 15442.2074 | 14075.5429 | 14075.5429 | 0
11772.7037 | 13652.5334 |  |  |  | Total % of time autonomous | 45.38% | 52.53% | 99.49% | 100%
7904.1271 | 10349.139
9447.1311 | 5354.425
9860.4408 | 5727.6123
10616.7517 | 10093.7102
10774.2084 | 15603.0134
11143.8369 | 17634.6941
12002.7612 | 17875.3261
11390.8193 | 22300.2693
11798.3162 | 17655.9571
11999.1518 | 16743.9792
10699.054 | 16912.969
10345.2249 | 17096.8043
11674.4942 | 14839.3814
10995.4859 | 15194.0126
11124.3433 | 15530.752
11511.7861 | 16490.5189
12201.9566 | 15353.1875
12809.6823 | 16145.4633
12304.842 | 16947.4523
12275.2447 | 16116.0742
11666.9588 | 15648.6457
9825.6031 | 18605.909
10510.7944 | 18188.8302
11446.3513 | 18249.7961
11418.3643 | 18644.1442
11434.9632 | 21106.0354
10454.5475 | 21002.7789
10283.0053 | 22035.9523
10504.1013 | 22502.6077
11304.9295 | 21495.9945
13045.5791 | 23075.0853
13518.7087 | 23814.5228
14187.5772 | 21750.2505
13105.9199 | 20845.5068
13127.7769 | 23277.6956
13668.1892 | 20236.9384
12958.0382 | 20443.1086
13091.0422 | 20281.6453
13262.0496 | 20170.7858
12368.2276 | 23585.4566
11818.7794 | 20309.3649
11353.5985 | 19720.6922
12476.8391 | 19047.4832
12128.6581 | 17019.9411
12283.7483 | 17837.226
10280.6898 | 16775.9473
11018.6633 | 17104.8552
10685.9782 | 18012.6374
8718.3467 | 17021.6597
10113.8736 | 20324.3842
10967.1936 | 17664.6323
5982.7377 | 16854.6996
4037.1879 | 16811.4882
4734.9833 | 15842.5713
5527.0977 | 17058.3221
11037.8191 | 19549.1424
10122.4977 | 19911.4661
10568.6228 | 18172.7598
9381.0378 | 16848.5485
9425.2777 | 18069.7036
10069.2692 | 21690.5964
8949.4868 | 22722.4982
9175.1104 | 21330.0614
7489.511 | 20620.899
7900.9356 | 22137.5184
9045.5199 | 23680.5877
9377.7007 | 19669.3405
10163.7579 | 20073.5668
10723.1291 | 21107.2914
10520.9774 | 21264.4946
9729.8842 | 20630.3043
7767.8336 | 21124.1955
8129.2456 | 23275.4076
8889.7446 | 23421.3101
10394.7774 | 21801.4299
9742.236 | 22683.2446
9514.8417 | 23383.8895
9172.896 | 22264.6062
9756.9498 | 24323.2742
9796.4997 | 24104.2006
11918.4147 | 21620.4508
12043.8236 | 23177.5754
12165.026 | 22362.9916
12562.555 | 20736.2054
12000.5761 | 20899.3544
12334.3361 | 21901.9284
10550.9551 | 20208.3777
10914.4182 | 20719.925
10916.8975 | 19577.8536
10775.8983 | 20895.1243
10499.0446 | 21804.3247
8922.0992 | 19228.9058
11560.4878 | 19464.5959
8322.5793 | 19940.4945
5295.7721 | 21062.35
8883.6431 | 21456.5241
9099.8589 | 21568.9936
10463.7332 | 20203.5778
10907.2895 | 18920.9996
11183.3041 | 16677.5667
11131.1727 | 16780.6007
10476.6689 | 17764.9533
9161.2479 | 19354.2095
9971.7482 | 17956.4863
9701.688 | 15640.4989
10937.3461 | 16680.3182
10350.7934 | 14646.342
10795.1212 | 14372.1156
10197.3885 | 14985.0374
11501.4683 | 15682.2642
13875.2571 | 16190.7351
14225.3539 | 17322.3341
12917.2769 | 13940.5202
11032.5129 | 11784.0955
10815.855 | 9919.6749
11620.2858 | 9045.4289
11901.0005 | 12435.2888
12097.8588 | 9404.599
12698.4855 | 5645.1611
9033.168 | 5632.8949
9510.6151 | 8321.295
9335.1081 | 6883.2158
10369.5819 | 8992.0567
10548.5806 | 7532.9983
10707.2548 | 6895.245
9667.0508 | 6521.191
9629.4782 | 8521.4087
9803.231 | 12966.8826
9652.0612 | 12656.808
12155.1495 | 11600.0452
13437.0509 | 11698.2174
11481.6488 | 12511.2384
12166.7027 | 12103.7068
13149.6354 | 12376.6294
12510.564 | 11488.9256
12338.9326 | 9519.3146
8883.8423 | 7153.837
11172.5561 | 9298.7394
11176.6992 | 6592.2563
10226.227 | 7873.4776
9574.8368 | 8441.0882
9259.2622 | 8482.1264
9436.4727 | 7291.9453
12380.3636 | 8292.3246
10081.3631 | 9661.3456
16355.7777 | 12091.1698
15922.0639 | 13926.9388
14024.864 | 15044.5272
14118.8859 | 12611.0416
14647.8613 | 11005.9934
13028.5574 | 13042.6544
12749.4066 | 14159.2014
13931.0595 | 14348.7304
13872.1171 | 11045.103
12712.3679 | 11383.9114
12960.6839 | 10848.1317
11682.1115 | 11167.6071
11173.4781 | 12684.1273
10861.8843 | 12270.3294
12471.497 | 11124.1937
12021.054 | 14618.0714
15406.4509 | 13509.063
14544.8877 | 16134.85
12862.5341 | 15381.1472
14672.7952 | 14395.6236
14157.3763 | 15632.6432
13398.3558 | 15407.7003
12920.5871 | 12713.6518
12920.9385 | 16368.3941
12539.877 | 11734.8581
11840.7259 | 12352.6752
11312.5582 | 12639.1253
12162.8554 | 12857.0326
12583.8102 | 14768.1665
12877.2249 | 18057.187
13827.8987 | 16392.4006
15113.7717 | 15584.2947
12339.4819 | 15896.5946
13143.757 | 18816.6396
12875.541 | 15686.2553
12841.6857 | 14995.5615
11835.4743 | 15132.9796
13358.5441 | 15161.3295
13737.5125 | 15775.7386
12023.691 | 16521.2424
11821.1008 | 17933.4058
12135.7514 | 15349.5563
12089.5483 | 15430.6196
12052.502 | 16213.7519
12035.7199 | 16361.2829
12170.8362 | 18276.2288
12016.4255 | 20127.8796
12059.378 | 18546.3873
11916.7907 | 18739.6302
11883.9759 | 20238.0759
11498.2741 | 18981.4034
11036.487 | 19259.4723
14328.9444 | 20083.203
16488.0057 | 21707.4972
12241.1596 | 21356.532
12289.2475 | 18132.0813
11743.912 | 18447.6534
11762.7988 | 19131.7928
12118.2714 | 18496.9479
12357.048 | 18324.8428
12229.8277 | 21400.781
11652.9323 | 17878.2884
12999.1136 | 17491.3335
12616.7904 | 18463.916
11768.121 | 20756.0459
12294.0347 | 20010.6631
10800.6459 | 20579.5339
11412.702 | 19841.2061
11263.8537 | 18683.9802
10859.7722 | 17522.9181
14792.12 | 17612.5359
13809.1142 | 17412.4544
13434.5082 | 17757.1819
13176.5992 | 19364.4854
13692.6499 | 15664.7975
14213.6123 | 15634.6989
16300.0119 | 14103.4945
15419.4959 | 15772.5507
15122.5729 | 16796.885
13335.4226 | 18066.9608
15003.9633 | 18200.6326
16278.8906 | 16886.3656
16389.9545 | 15991.7233
16335.8 | 17630.5531
15787.2227 | 19747.6172
15787.854 | 20831.9804
16066.6665 | 20573.5587
16456.7189 | 19879.1295
16562.1721 | 19272.5567
16732.4988 | 19452.8801
16638.7769 | 19647.6224
15974.4364 | 22740.2828
15908.0518 | 19159.0538
15272.4406 | 19859.3063
13629.1648 | 20706.9339
12965.8239 | 21095.5163
12800.065 | 20636.055
14049.1249 | 24729.3162
10746.0219 | 23507.1412
11491.0044 | 20780.5125
11786.6882 | 20575.9308
12899.5455 | 20034.0354
12957.8939 | 20938.4047
12500.7154 | 23330.5888
10582.9502 | 23904.1493
11140.4287 | 21388.4218
13569.7235 | 22475.2666
14346.073 | 22341.7261
12043.2323 | 21615.0392
12376.2544 | 21385.4833
13234.4711 | 23136.5078
11784.4805 | 21655.2998
10927.0043 | 20765.6401
11523.0069 | 20857.0256
13864.8651 | 20519.2718
12025.422 | 19987.7551
9006.6657 | 21786.4387
10835.582 | 22615.6267
11107.3494 | 21025.8911
12334.9712 | 22000.4212
11716.1108 | 22504.9305
12290.3981 | 20721.4154
11222.9682 | 20768.1609
11463.8835 | 21681.6761
15393.9031 | 21591.583
13966.8235 | 23978.0355
13951.8417 | 22568.3509
13585.332 | 21461.6706
11820.1885 | 26173.5551
11472.0592 | 24060.7267
11046.7747 | 23262.54
11135.0566 | 23208.2111
11394.9811 | 23743.0886
13492.2795 | 23526.3625
14923.1403 | 23382.7027
13697.9055 | 23982.5491
13099.5305 | 22067.194
14073.4552 | 21681.0979
14839.9945 | 21478.1726
15035.3714 | 23230.463
15019.1809 | 19754.5059
15468.7894 | 18781.9374
15387.1603 | 19187.6316
14447.9876 | 17384.0336
14178.6059 | 20346.6759
12411.4739 | 20008.9008
14017.767 | 17300.2513
13536.5085 | 17654.8048
14921.729 | 19210.8764
14585.8824 | 19381.6914
13880.5553 | 19103.1769
14537.5026 | 19933.6198
14309.0447 | 21955.6563
14241.2952 | 22195.9799
14601.6503 | 21121.0808
15667.3915 | 20671.4881
14533.462 | 22131.9657
14426.4225 | 21329.5994
15554.5852 | 21104.8268
15486.0165 | 22042.681
15133.6982 | 23800.6091
15184.1748 | 24882.2782
15234.1121 | 22640.9092
15240.673 | 23235.521
17597.0092 | 23476.7618
16169.8259 | 22199.0278
16485.5232 | 21307.6765
15805.9488 | 24109.4358
16105.1158 | 24097.1041
15432.6097 | 23117.8822
15369.9282 | 23063.5624
15497.396 | 21833.7681
16835.2365 | 18841.1936
16350.991 | 18206.6263
16567.0976 | 22032.6648
16673.493 | 18796.9136
16289.1816 | 19392.17
16828.8311 | 18667.4498
16888.0173 | 16963.6709
16922.4091 | 17447.6012
16584.2621 | 17342.9005
15894.9862 | 17425.6936
15527.4626 | 15872.3476
15879.0799 | 15966.4818
16410.3897 | 15794.6215
16318.4295 | 16663.5088
16485.4461 | 16717.7106
16954.74 | 18604.2572
16896.3044 | 18554.302
17079.3865 | 16374.9474
16850.4487 | 18736.9159
17363.509 | 20491.0451
17399.4588 | 17162.0554
17477.7935 | 15687.4144
17188.4319 | 15982.5934
16286.0774 | 16594.8913
17031.0129 | 19961.2026
17473.9699 | 21579.7333
17461.2208 | 18151.8168
17555.6655 | 17276.9925
16923.0588 | 17209.2193
17112.367 | 15287.8935
17943.9788 | 18316.6769
18384.1699 | 20413.6633
18145.1157 | 19232.2495
17095.211 | 18011.6999
18189.795 | 18027.3161
17614.5315 | 19218.1021
17101.941 | 17383.6556
16997.2346 | 15781.4959
15000.285 | 13104.4192
13036.0595 | 13539.5452
11749.2536 | 12625.4826
11958.816 | 12572.707
13648.6963 | 13712.0753
13677.8089 | 13949.2256
13982.4319 | 14513.9737
13856.6236 | 16223.7278
14223.3427 | 20017.0388
14094.1547 | 21171.4807
10796.5949 | 21889.0185
14636.2757 | 21808.8617
13702.9985 | 19303.0458
14032.1392 | 20987.4428
14202.355 | 20623.4925
13834.5226 | 22695.5143
14026.9408 | 24300.996
15443.0847 | 19779.8142
15536.2888 | 19634.249
17207.46 | 18780.067
17338.278 | 16755.4894
18758.3903 | 15533.0257
18057.0886 | 13910.5228
17930.3055 | 12562.1539
17286.0982 | 12215.6092
13711.4872 | 15396.4191
14903.8851 | 18482.7246
14107.3336 | 17179.4306
14174.3173 | 17489.595
13227.4387 | 17125.5386
13115.1339 | 16933.5241
13775.5577 | 20817.0691
15318.2661 | 18993.9016
15181.9012 | 15317.1163
15211.9607 | 13663.6218
14414.1242 | 13350.7295
15291.9071 | 14202.7033
15680.9639 | 14665.882
16414.3986 | 15255.8258
17045.8207 | 13409.8191
17941.8537 | 12261.3035
18476.7265 | 13811.4554
17073.1924 | 12775.8251
17015.0481 | 16529.0195
17647.3301 | 17584.7979
17816.0387 | 15856.1114
19156.4844 | 16153.3119
18905.414 | 15826.2874
18216.3675 | 16876.4484
19119.7587 | 17846.1859
19564.767 | 19597.7747
19534.5015 | 16615.5019
17641.5674 | 16820.6992
16365.5225 | 15741.8417
19136.0225 | 20065.9832
16437.7865 | 20723.8812
19749.5822 | 21731.572
19029.9806 | 20415.2962
18749.306 | 19378.0456
17990.3714 | 19447.581
18514.1746 | 19757.65
19082.5847 | 22225.3616
18417.5062 | 21485.0814
14988.4861 | 21392.6345
18598.4965 | 22954.9468
19012.6803 | 23135.9629
18654.3908 | 21508.7937
19191.2314 | 20160.6624
18997.2508 | 22527.4308
17318.0829 | 20386.7982
18103.0703 | 21443.0677
17456.1837 | 20674.3355
18375.7429 | 21388.6809
17292.5223 | 19542.7222
15281.5848 | 20391.1888
17230.4772 | 22665.0156
17332.9681 | 21452.6226
17512.6014 | 20264.8186
17975.8195 | 16348.723
18184.1051 | 15536.1351
18383.8185 | 16631.014
17551.7736 | 18801.9904
16534.9538 | 20198.7726
16559.7766 | 17655.623
17398.2607 | 16205.6786
17205.0303 | 17270.2197
17740.4763 | 16876.1275
17131.827 | 17937.6021
18130.2774 | 15137.3764
18535.0808 | 15257.4888
17974.1444 | 16634.7198
18245.1777 | 17424.1299
17591.0765 | 19307.6421
16812.3742 | 21573.7334
17713.4606 | 22499.1451
16807.2338 | 18178.1171
17052.4179 | 18782.7193
16967.6252 | 18939.2795
18430.9383 | 19808.5177
13937.4129 | 19503.8516
13963.3851 | 16622.0619
14466.0854 | 16824.989
15359.4147 | 16308.217
15034.3293 | 18915.7667
15135.4866 | 18147.0233
14627.8038 | 19466.4792
14005.3956 | 18895.8458
16125.3798 | 16445.8331
15626.5432 | 17822.7064
15829.3819 | 18954.9164
16769.7039 | 17544.5649
16120.4195 | 17774.2834
15866.4129 | 19967.1952
16425.5572 | 18633.3356
15943.0857 | 17566.9147
16172.0999 | 19070.2663
15417.7879 | 20254.5727
15334.1838 | 19742.8561
13966.9772 | 21521.7096
14042.66 | 20491.5659
12774.3024 | 20302.0544
11888.7024 | 19639.1433
10334.5849 | 20457.7484
10867.5906 | 22494.1063
8602.0847 | 24710.8702
9796.3258 | 21525.525
8836.2197 | 22223.5813
12706.3164 | 22514.1229
13006.9859 | 17608.4552
12653.2245 | 18602.2683
11033.1962 | 22335.2546
10026.2869 | 20533.6339
12576.9587 | 19500.6279
13103.6154 | 20497.1692
13597.3382 | 20436.0185
13535.4091 | 25093.0023
13735.288 | 22630.0491
12410.3805 | 21186.6843
12101.9642 | 20424.0905
12381.233 | 20003.9991
15030.586 | 21664.2647
14013.2594 | 23375.045
15437.981 | 23270.4168
12464.7072 | 21255.793
12239.4174 | 19957.1495
12817.5417 | 19147.6406
12198.6756 | 20684.3947
11787.7487 | 20180.7201
12049.3877 | 21270.2638
12961.2037 | 21568.4661
12584.3612 | 20229.7373
12016.3961 | 21651.2038
15722.4137 | 19968.054
17085.9446 | 18935.4428
14787.6609 | 20699.5352
13034.2647 | 22503.6508
12351.7896 | 21032.9612
12924.1176 | 20969.4471
14653.8644 | 22928.2696
14996.4905 | 24040.4212
14952.7937 | 22519.468
15228.8676 | 25604.4612
14403.8138 | 23966.2701
14934.3142 | 22143.4198
14226.5186 | 22707.6588
14746.8016 | 23268.8903
15481.6298 | 23974.8178
15499.8856 | 23622.6171
16791.3369 | 20604.2705
14906.1633 | 20422.731
14774.858 | 19992.2902
17404.7164 | 16225.0485
17737.3611 | 15246.0371
15924.3756 | 18834.8511
15458.3774 | 17518.6459
15715.5633 | 15779.541
16029.4636 | 15414.2018
16019.2514 | 17091.4336
15654.2232 | 18942.2643
15882.062 | 17709.2114
16087.1301 | 18252.8989
15731.4137 | 18316.4919
15539.1399 | 19058.8199
15410.4494 | 17441.9908
15641.4488 | 16750.7205
15911.7185 | 17912.9418
15343.6541 | 16445.0923
15939.4827 | 16288.4118
15011.7821 | 16536.6133
15592.9769 | 16927.786
15450.5191 | 17737.5793
14604.7702 | 16883.2626
15273.1947 | 18017.9088
15558.3183 | 19829.5234
15009.8781 | 22709.0246
15438.156 | 21120.715
15345.5207 | 22114.0321
15500.2771 | 21286.2006
15389.9655 | 23597.4346
14907.476 | 23795.9333
15244.04 | 23898.569
14794.2843 | 21092.0693
14072.1492 | 21067.1546
14548.0238 | 21657.5139
15588.036 | 19510.1509
17959.9365 | 23306.4623
19211.9315 | 20891.7115
17588.7779 | 20314.3071
15409.2322 | 21909.271
16250.2653 | 21688.8129
15110.3505 | 19142.662
15648.468 | 18717.2449
15182.1946 | 21267.7676
15132.1127 | 19259.6044
15376.0537 | 18851.1499
15904.2434 | 20226.0915
16130.2783 | 21237.1983
16217.4504 | 22348.3848
15730.5445 | 23498.178
14345.9286 | 21046.1549
13860.7262 | 20279.4413
12004.206 | 21662.7786
13816.1648 | 21622.0981
12803.1247 | 20113.5502
14683.2619 | 19872.1015
15183.6431 | 20398.8845
13802.9342 | 22315.09
14551.6918 | 24303.6236
15556.6119 | 25418.3223
15596.2502 | 22737.4727
15553.3681 | 21686.0218
15590.0375 | 21325.9499
15340.1437 | 21501.1993
15715.0768 | 21595.9431
11094.9506 | 20760.6368
13685.6234 | 21194.2277
14252.0842 | 21578.6153
14800.2063 | 22729.3209
15365.4445 | 20797.8205
14137.5981 | 19059.9079
12941.2037 | 20323.3088
12919.7091 | 21063.6757
10526.9951 | 21363.4279
13490.4134 | 21047.1861
11252.4115 | 21480.1169
12264.978 | 21759.5145
13380.0449 | 22882.8167
11860.1856 | 21893.1286
14667.0453 | 19401.9755
14669.868 | 18220.2158
15005.0498 | 21585.9431
15391.3151 | 18474.8785
14906.6682 | 17595.3529
15879.7369 | 19251.8285
15206.0787 | 18983.2868
14470.0005 | 22633.8971
13261.0481 | 21933.8733
14422.8036 | 20198.8917
14399.8228 | 19483.1183
13409.4209 | 18947.6558
12855.6697 | 17243.5802
15564.5758 | 18845.8496
15748.7551 | 18602.2988
15709.5947 | 20512.6563
15221.8154 | 19566.9602
13622.116 | 17392.2543
12613.2028 | 17226.2933
12014.9787 | 18033.7629
11128.0304 | 18005.3908
12264.6335 | 17373.6006
11779.0645 | 19805.3469
10495.1752 | 21790.4429
10091.0464 | 21370.5676
9751.2503 | 18481.4473
9571.683 | 16670.2866
9522.4165 | 19238.6286
9900.0963 | 18293.2853
9820.0536 | 20825.5016
10253.0823 | 20791.3197
10170.7035 | 23094.9374
10079.1017 | 21615.8875
9968.4106 | 19892.8682
9688.4304 | 20236.1544
9767.5255 | 19588.883
9820.9153 | 17902.9924
9548.8954 | 17442.8083
11647.095 | 19045.2734
10622.3087 | 21152.0379
11529.0826 | 16889.5711
12687.9811 | 14358.4134
13581.202 | 12873.0738
12753.8542 | 12901.7234
12494.6902 | 13709.2314
13502.3821 | 13301.5785
12630.5948 | 13830.3812
12915.1942 | 12852.5478
12918.8433 | 10282.756
13009.6239 | 11141.3991
12722.7305 | 12359.7746
12787.1262 | 12766.4839
12847.1362 | 14639.3045
13291.6689 | 13511.8582
13610.0439 | 14145.0237
13642.1095 | 20414.9279
13735.9836 | 16474.7305
13124.7936 | 17714.4249
12630.2509 | 16421.6719
11146.9198 | 18160.7736
12217.2362 | 17049.9687
10720.5215 | 16153.2561
10341.7819 | 17332.7746
11919.3602 | 18356.9122
11372.2204 | 16426.1918
11148.1053 | 14764.1942
11075.1231 | 14735.9515
11380.1362 | 14788.9468
10961.8783 | 15310.3191
11401.4738 | 15550.3212
11831.4282 | 14159.3727
11660.5271 | 14929.3242
12379.8366 | 14169.7309
15061.4414 | 11888.3987
15452.0121 | 10499.0944
14509.9887 | 12704.0752
15336.2196 | 12130.535
15267.9122 | 14924.1057
14892.6238 | 15111.4661
15316.4569 | 14271.2802
15233.0379 | 17903.3432
15546.0123 | 16873.4916
15682.9475 | 15219.2796
16070.0699 | 15830.6938
16284.2593 | 15937.1546
16572.6843 | 19641.0203
12949.107 | 20083.5938
16943.7099 | 20564.9839
14862.1532 | 20530.6625
14726.7313 | 22446.5201
17162.8769 | 20180.533
17481.0721 | 20044.3074
17264.8628 | 20704.751
18486.4577 | 18607.33
19493.3023 | 17821.124
19538.5591 | 18713.7014
17277.0904 | 21349.8079
15767.828 | 19075.7548
12316.7993 | 18763.9862
12571.7138 | 19330.0367
12059.993 | 21016.0569
11528.4195 | 20871.2424
11700.2262 | 21267.9559
12070.057 | 22652.8828
12073.6852 | 25821.6588
13370.1168 | 22916.2509
14376.164 | 23621.6795
12514.4104 | 24757.5349
13290.1054 | 23398.8009
13452.8952 | 23465.9903
14631.7925 | 22430.5863
15272.9279 | 24319.9782
15551.7911 | 23730.66
15231.6087 | 22724.7159
12003.078 | 23568.6599
10355.0376 | 21372.1169
10792.9633 | 22934.7225
11276.9013 | 22061.6113
10742.9697 | 24780.489
10346.2031 | 24145.9788
10213.4593 | 21618.5796
10365.5543 | 22458.917
10444.2087 | 22618.0057
10978.2087 | 22398.9414
13735.4863 | 22248.3149
11299.4599 | 22121.3694
10879.1032 | 23914.9127
10462.4712 | 24168.7586
10863.8972 | 21904.8197
14202.7388 | 19546.9083
11451.0639 | 22916.5853
13206.8783 | 22046.503
11181.4992 | 22453.9508
12085.3279 | 24433.8435
13264.6173 | 23468.194
11784.4954 | 21841.8346
9662.0286 | 20579.0701
10309.5993 | 23239.2606
10914.1625 | 21503.8911
12009.6157 | 20491.3695
12479.3905 | 20409.043
11174.0367 | 21066.4808
10655.7655 | 20758.8992
10192.3671 | 21013.3854
9774.8312 | 21195.6423
10522.9642 | 20885.5226
10614.2004 | 20145.1985
10731.8734 | 21346.9711
11206.4222 | 22466.429
11370.9093 | 20736.441
11632.0997 | 19925.8567
11063.69 | 22457.7841
13262.4396 | 21954.1631
13485.2875 | 21952.1087
11989.5831 | 19504.7193
12732.3142 | 20683.7551
13086.2702 | 23015.1663
15374.2773 | 22021.3653
15170.6932 | 21393.937
14719.7006 | 22339.9868
15714.0642 | 20805.3664
13892.2815 | 20992.2499
15865.2468 | 21783.116
14891.0181 | 24625.5315
14713.7548 | 23941.4729
10849.5524 | 23769.5599
11181.7504 | 22060.8011
10898.1517 | 21201.6946
11332.2611 | 21731.732
11642.1813 | 21304.5492
13834.6172 | 21884.4441
12720.8822 | 21205.0662
11098.7507 | 23439.2205
11940.5767 | 22045.444
12419.3095 | 21387.7038
12044.3347 | 21057.7886
11818.4144 | 20338.5969
11517.6663 | 24346.6571
11041.1835 | 23403.1024
11006.9189 | 22071.5136
11524.5891 | 22331.6853
9550.6474 | 21095.2121
12306.8781 | 24115.7204
13634.1748 | 22443.3584
12655.9815 | 21542.5871
11894.6883 | 19412.8771
12093.5507 | 20640.572
11826.4797 | 20422.9806
11122.7155 | 18645.9626
13270.7202 | 19886.2409
11285.3478 | 17227.8811
10473.8263 | 15775.6963
12510.7956 | 16085.8335
11568.4438 | 16308.8762
11745.1157 | 18156.8657
11501.8999 | 16654.2668
11102.6248 | 15660.8087
10979.0319 | 16721.0263
11133.2112 | 21863.5155
11533.0966 | 19831.0665
11234.9837 | 19544.8996
12932.6177 | 21196.4905
11957.4884 | 17904.0212
11893.7025 | 19140.8847
11173.3021 | 19297.4985
12203.2544 | 16073.3699
12364.5038 | 16635.2373
12198.4427 | 16923.5333
12941.018 | 16783.9077
14736.9247 | 16936.506
12878.0379 | 17778.0498
12835.4004 | 17428.2134
12616.7944 | 18964.3737
13941.3409 | 20812.8513
13739.31 | 20422.6357
12113.5536 | 22430.6726
11408.8872 | 20451.8018
10425.961 | 20923.5285
10440.5614 | 18886.9216
13406.8456 | 21235.317
14072.9236 | 20898.2326
12283.9641 | 22806.5953
11404.4465 | 23932.422
11598.2835 | 19848.8052
11553.3146 | 18510.0485
11827.3597 | 18604.7603
11914.011 | 17373.4214
12448.8769 | 19810.0766
11346.311 | 19165.1915
13744.7646 | 18438.1186
10924.8538 | 19275.3603
12456.2189 | 20951.113
12726.2851 | 19693.733
12358.2381 | 19412.8548
10088.5735 | 18089.6363
12779.7512 | 16422.0194
11185.8605 | 16043.1781
11230.0912 | 16755.0247
11654.3598 | 18419.7343
12782.0984 | 17610.0403
13406.7942 | 20334.9
11275.4657 | 17817.2335
11337.0647 | 18572.6601
10449.8394 | 19098.919
10772.2805 | 19302.7648
11027.1964 | 17119.096
11279.4237 | 18271.5767
11437.9115 | 17677.7632
11199.2267 | 16662.5909
10959.1645 | 16945.54
11333.3953 | 16682.1563
10959.5281 | 17609.9861
11328.2797 | 17833.0993
11476.8861 | 20126.6546
11453.4604 | 22211.0134
10717.2771 | 20402.8069
10860.4665 | 19491.1017
11755.1158 | 21453.4287
10872.4977 | 19234.4194
14352.7796 | 21619.1847
13466.9302 | 20959.7916
14604.4812 | 19674.8934
13715.8049 | 20834.6125
14661.1233 | 19637.1132
15455.4705 | 21725.1708
14618.9837 | 20292.0798
14258.5004 | 22411.165
14638.2077 | 23486.4574
14396.7308 | 25168.1826
15189.4892 | 24315.4475
14375.357 | 24308.4967
14921.7705 | 23625.5645
15241.7418 | 21184.3745
15292.4848 | 21336.4547
14812.6579 | 23513.6668
14775.2591 | 24559.0717
15730.7035 | 21063.0083
15378.4669 | 20929.8938
15505.6163 | 20499.3979
15325.1234 | 21306.911
14910.8271 | 21051.0581
14543.4942 | 20440.5588
14016.8184 | 18266.6532
14905.525 | 18975.3835
15652.6832 | 15577.3439
14815.2129 | 17635.8638
15853.453 | 15826.5397
16775.852 | 14615.1988
16156.9158 | 15605.6905
15764.5308 | 17853.788
15490.1701 | 22143.9168
14441.5456 | 18724.4889
15595.9819 | 19478.0388
14956.1778 | 18007.9115
13939.9252 | 20410.3
12089.3176 | 21267.1658
10877.8609 | 21384.1169
9954.6437 | 19900.0637
10163.3438 | 20214.4321
12104.0492 | 19564.8661
9966.0648 | 18603.2454
9950.8063 | 20568.2908
10136.1806 | 23093.9791
10328.7725 | 19973.1308
11420.401 | 20721.6533
10671.1055 | 21030.2927
12283.569 | 19925.818
12110.9943 | 20461.7723
9385.0743 | 21756.2546
13283.4215 | 23743.2283
13867.0892 | 21787.4025
11500.9469 | 20675.6485
13210.5049 | 20409.4972
10282.7951 | 20774.8148
12424.7586 | 20788.892
12851.2461 | 18959.0383
13609.9518 | 22610.769
13912.5992 | 21101.3809
14552.9063 | 19353.8436
14345.859 | 19992.374
14876.7346 | 20979.717
13059.3386 | 20340.4599
14100.7197 | 20858.7219
13761.9604 | 23932.9792
14275.1127 | 20333.561
13685.2271 | 18741.1548
13950.9691 | 19195.7705
14135.7104 | 19172.2131
14320.9329 | 19815.3391
14040.3959 | 20057.5375
12729.9793 | 17350.7861
15024.2775 | 17796.6701
14859.7999 | 17867.6837
14233.6411 | 16975.6212
13707.8495 | 18799.2879
14486.7091 | 18917.2471
14468.732 | 18710.8699
14296.1159 | 20562.7254
14308.6281 | 18961.7352
14466.4817 | 17139.2896
15038.749 | 19287.7705
14909.3497 | 19097.9654
15421.5026 | 21040.3418
14901.567 | 19881.1587
14293.7347 | 17857.7206
14528.2311 | 19471.0245
14483.9029 | 19065.6442
13475.4486 | 17961.6929
14217.0202 | 19049.0553
13880.7172 | 18015.09
13978.0476 | 17888.146
13879.2595 | 19996.8753
14060.3426 | 19620.0177
13422.4258 | 19957.8492
13462.1437 | 19341.7288
13647.6287 | 18687.0544
13811.309 | 18902.7821
13272.1859 | 18638.5687
13373.2528 | 19039.1823
13426.8694 | 19208.6149
13203.4452 | 19751.4097
12850.4473 | 17715.7421
12797.4452 | 17325.3046
12562.7259 | 17303.0062
12814.7752 | 18437.7264
12557.537 | 18013.0799
12504.0894 | 18864.7156
12792.3592 | 19239.0767
13057.3402 | 17568.3115
13060.2095 | 17667.497
12886.0239 | 17789.3342
12810.9557 | 16897.6678
12755.331 | 18393.3233
13498.9461 | 20997.1957
12943.5413 | 18644.5884
13699.0683 | 18747.7074
14397.072 | 20227.2562
14357.3178 | 19195.0634
14240.8508 | 18310.7938
13986.6748 | 17963.5377
14431.4232 | 18721.866
13927.3507 | 18789.06
14167.0447 | 19392.4409
13370.9966 | 19983.4557
14609.058 | 21208.8265
14160.0127 | 18775.8064
14361.1952 | 22481.143
14791.9861 | 22341.9769
14925.8682 | 21414.9819
14675.2386 | 21584.9126
14850.5416 | 19488.4285
14663.7016 | 21730.6691
14429.1989 | 22611.4309
14201.606 | 21425.3902
13947.1057 | 21087.6143
14113.4613 | 18602.0257
14047.3242 | 19109.1276
14117.8813 | 18758.0307
14445.6776 | 15588.2105
15233.6968 | 14154.501
14823.7121 | 14532.8856
14942.6833 | 12076.1597
15124.212 | 11796.7094
15148.5863 | 10689.2991
15049.0067 | 13249.7491
14988.1151 | 9941.4627
15170.9992 | 8842.9508
15191.5057 | 8378.2484
15528.2716 | 6709.0369
15453.6061 | 11347.5663
15168.3876 | 12250.4335
15493.9581 | 11586.7691
14994.2527 | 10530.2171
16266.783 | 9593.3014
14974.0878 | 8432.8731
16486.8675 | 7402.6474
16724.1101 | 8202.2443
17961.1465 | 12338.1744
16925.7219 | 13939.1444
16838.4629 | 16580.1823
17517.9361 | 15994.1855
17676.5451 | 16876.4989
17395.2274 | 14278.1789
16248.1702 | 15269.811
17299.1849 | 15682.9075
17668.9212 | 16922.2312
17004.4482 | 14944.5876
17389.7002 | 14482.0247
17636.4025 | 14249.7399
17218.4699 | 15045.6616
17143.518 | 13197.7309
17142.0652 | 13538.9441
16494.4978 | 14007.8625
16728.6165 | 13873.0456
16996.0043 | 13577.5644
16701.1396 | 11488.7706
11076.8433 | 11687.6002
11435.1008 | 10780.3735
12261.559 | 12703.8302
12134.4116 | 14007.262
12417.2589 | 11066.3215
12700.9432 | 13290.5328
12760.3938 | 11549.96
12592.8858 | 15494.1852
13130.195 | 14138.591
13457.3522 | 13551.5717
13533.7145 | 13370.0827
15166.7458 | 13945.3206
15777.3144 | 15043.9368
14827.7981 | 15071.6259
15202.1171 | 15496.476
15521.8915 | 18087.1197
15184.7069 | 17539.5975
15658.0876 | 15676.4724
16252.5208 | 15281.208
15141.711 | 17639.4414
14293.4818 | 16987.8389
13900.7609 | 18300.47
14058.7749 | 15343.7835
14730.7198 | 15834.596
16272.0721 | 18797.489
14321.1397 | 18353.5757
12681.2766 | 20684.9645
13406.2235 | 23466.2191
13889.0807 | 19067.1341
13930.0717 | 19697.9833
13758.4792 | 20841.7995
14151.115 | 21687.8299
14165.7704 | 21863.3124
14269.6805 | 20035.3595
14149.2509 | 20858.4692
14152.8633 | 21629.618
14562.5128 | 22070.9383
14611.6539 | 22944.8934
14965.4497 | 22281.6012
14172.4416 | 21180.3756
14414.3184 | 20667.5238
13561.6754 | 21583.206
13512.0069 | 23135.3757
13142.7567 | 22099.7664
13201.5865 | 20274.76
12235.252 | 21304.8089
13246.0057 | 20721.1655
12986.5058 | 20889.2562
12742.5737 | 20941.6739
13376.4719 | 19316.1001
13531.5107 | 17326.1388
13396.8573 | 18663.0994
12980.4836 | 18863.1072
13623.3838 | 21020.1107
13272.9664 | 20669.7627
13330.3644 | 22767.8631
13209.8631 | 19570.6625
12778.2448 | 19221.5821
12746.4929 | 19673.8058
12997.8555 | 19942.3505
17092.6538 | 22050.3042
17330.7877 | 20872.9532
17175.9582 | 21567.009
15756.7858 | 24652.7975
16646.0013 | 19951.0683
17040.3241 | 20780.0111
17797.9203 | 21199.3033
17854.9664 | 25254.3666
17789.513 | 22703.8657
17808.6201 | 21667.7317
17837.8317 | 22177.5563
17472.6146 | 21694.0522
18062.4782 | 21459.8519
17924.818 | 26763.6313
17549.6601 | 23981.3551
18187.4789 | 22887.3697
17991.0586 | 22490.774
17697.8932 | 21863.934
17692.9052 | 24246.3446
17058.9739 | 21244.8556
17039.8697 | 19678.1406
17355.986 | 21336.9781
17927.9731 | 19119.1483
17657.3715 | 20147.713
17488.6038 | 22082.8435
17643.5209 | 20648.7655
16222.4641 | 19247.3394
13421.496 | 21169.6391
13827.9246 | 19805.7362
14062.1749 | 18186.7074
16660.7656 | 22942.7733
17442.5785 | 22775.7144
17690.9312 | 19332.638
15858.969 | 21044.5712
15801.5131 | 18078.8553
15647.9947 | 21389.0477
16395.3825 | 22138.3469
16847.3711 | 19033.1151
16657.5676 | 17485.1627
17128.554 | 17751.4172
16945.6661 | 18936.409
16771.0593 | 16580.2017
16846.7027 | 20289.0117
17012.3355 | 20785.8746
17119.6129 | 18385.3988
16913.8131 | 18911.6882
15498.3672 | 17585.6345
13767.9537 | 14911.3682
14266.8538 | 13606.9406
15461.9828 | 12009.8082
16666.827 | 11432.5868
15888.2731 | 6020.8879
16650.4989 | 7020.3852
15844.5723 | 7195.3491
15840.5231 | 11098.0791
16724.523 | 9536.9038
16805.2218 | 7558.0269
16907.3523 | 12930.7553
17598.2038 | 17441.9979
17138.1882 | 18272.4105
17796.0694 | 16676.4271
17437.4564 | 13014.7113
18109.6655 | 15566.5089
18251.7459 | 14068.8566
18307.9771 | 12237.6355
17752.663 | 12761.8475
17442.1649 | 11188.1415
17824.9188 | 10659.6361
17672.3413 | 8514.7284
18716.4736 | 8948.2657
17310.3158 | 11874.1601
15284.3417 | 9822.6553
15215.2629 | 10929.2475
15123.5399 | 9728.3722
15562.7363 | 9012.4519
16054.1648 | 10548.6207
16623.4104 | 13702.0399
16458.2596 | 10452.2342
16637.2948 | 13468.6425
16672.303 | 14070.8556
17014.7738 | 15091.7716
16271.411 | 15076.0178
16194.7841 | 14773.9956
15731.7436 | 12414.1333
15608.6559 | 14980.0213
15937.6974 | 20153.4233
15294.4131 | 18514.1264
15418.4993 | 18771.2318
16547.6269 | 19635.4045
16645.6087 | 19228.2535
16818.6672 | 21196.1671
16849.1136 | 21072.9384
16448.0288 | 20045.3699
16371.7634 | 19484.2286
14079.6395 | 22572.7198
16049.3026 | 21422.4497
13492.7591 | 18454.6001
16354.3153 | 18181.9458
13560.2176 | 18928.3267
15942.4947 | 18702.6665
13925.2166 | 16810.7924
14007.0555 | 19847.7371
16394.9827 | 18184.3449
15228.0564 | 16474.9241
16642.0759 | 15265.9076
16430.1306 | 16542.5157
15490.4824 | 17160.0471
16252.7832 | 15830.9874
15315.8457 | 18337.7463
16434.4827 | 16526.3091
16563.2826 | 16711.474
17009.4194 | 19074.7067
17209.7303 | 20090.0458
16419.7448 | 22106.3505
16551.7539 | 22853.0798
16568.0342 | 20763.0662
16752.1304 | 19899.8967
17499.2257 | 18552.3608
17938.6653 | 17323.0526
19411.8557 | 17292.3036
19422.4781 | 19025.3512
19044.9116 | 15840.3073
18736.9874 | 15872.0046
19446.6911 | 16709.3261
18705.9202 | 19342.213
18041.8303 | 18501.519
15959.3435 | 20050.475
14314.324 | 24785.8439
13818.7903 | 19144.9102
14287.7661 | 19024.0805
14288.0587 | 21167.2257
13379.9035 | 23166.9891
13793.9336 | 19621.6018
15258.3295 | 20816.7958
14648.6118 | 21135.6612
13989.795 | 21011.8744
14951.9182 | 23671.1153
14091.8586 | 22720.9181
12295.4605 | 21302.2279
16253.1368 | 20054.0121
14312.9801 | 20725.8247
14602.5434 | 20282.8889
15789.3755 | 19349.5986
15251.6293 | 17555.5004
14878.815 | 17774.8108
14897.7615 | 15868.1139
14700.9119 | 12382.4413
13664.2537 | 16115.2193
13037.3291 | 13820.9721
11803.6994 | 13267.0568
13258.7113 | 10813.2628
15625.7077 | 11460.3113
14135.8167 | 13555.6401
14994.8098 | 16079.7277
15413.8467 | 14411.7868
15439.0984 | 15527.2457
14119.9062 | 15723.0357
15015.3481 | 14672.6381
15401.533 | 17003.4935
15145.0971 | 18121.0968
14832.9484 | 17179.2947
15763.9807 | 20033.7579
16519.8388 | 19745.3302
16330.0106 | 22639.0652
16529.1257 | 23624.9415
18278.921 | 19933.7505
16124.9716 | 18954.9316
14703.9311 | 17469.5575
13758.7358 | 19405.5996
12396.8 | 17717.5496
13643.1326 | 21652.511
14115.7855 | 19902.3529
11848.8507 | 20225.9127
12033.8308 | 20663.8618
11409.216 | 19377.3824
14415.3596 | 20873.2871
15475.6785 | 18982.3708
14623.0378 | 18374.4743
15516.0442 | 19265.1625
16058.2579 | 20879.8322
14902.4039 | 20313.6539
14464.3743 | 22600.2544
14272.2258 | 19728.8062
15472.4387 | 19646.6759
15518.7841 | 19868.2087
15696.1476 | 20468.5403
15851.8696 | 19754.7453
15381.0884 | 18799.8566
16010.1624 | 21603.0817
16663.041 | 15770.2539
16531.0893 | 16307.5852
16802.642 | 17100.2012
16503.297 | 18152.2788
15926.9542 | 18853.0047
15705.2945 | 23456.9299
14214.9394 | 19751.4123
14901.7888 | 19541.6644
13093.5418 | 21746.6253
15699.8812 | 23296.9487
16365.3179 | 24950.6306
15751.605 | 25029.5502
15497.6678 | 22753.042
15620.4879 | 21361.4451
16339.4563 | 19069.0805
15259.6565 | 19304.6912
12774.0268 | 19715.742
13452.0579 | 20667.9924
13756.813 | 21035.5985
14577.0507 | 19515.9732
14134.6557 | 20489.1812
14222.0266 | 21129.7744
13943.0691 | 22508.9196
14143.587 | 20603.5601
14844.5891 | 20422.0206
15574.0941 | 19327.6873
15636.3825 | 18914.944
15526.7868 | 22142.316
15190.6178 | 25286.172
14239.2249 | 21422.309
16345.2026 | 23590.1677
16108.2638 | 24693.0425
14210.0239 | 23758.0677
13720.7183 | 22137.4415
14482.5448 | 22621.6864
14163.7923 | 24159.9486
14559.1026 | 22839.5643
14911.4354 | 23735.9248
13835.0745 | 23928.4977
14670.2624 | 23412.5975
14597.6421 | 23146.9519
14558.582 | 22319.6275
13821.3274 | 22431.1222
14384.463 | 21915.0766
14622.3811 | 22475.3234
15816.6927 | 21749.674
16147.7215 | 23512.036
15521.0873 | 21459.9938
16659.3978 | 20795.1599
16583.6979 | 17923.1977
17652.304 | 18250.687
16314.4296 | 17926.2762
15948.9982 | 20146.6966
15746.3523 | 20693.3664
16590.2476 | 17856.7188
16910.0577 | 17113.099
16805.9436 | 20357.2673
16967.34 | 17379.0655
17213.8064 | 20688.5106
17318.1413 | 21654.1896
17345.6001 | 19200.8864
17551.897 | 17731.8652
17055.883 | 18867.8228
16488.1433 | 18642.8267
17466.0472 | 16382.9671
17763.8637 | 18441.2075
17008.2364 | 18718.6041
17055.9602 | 16756.1969
17449.5516 | 17099.9199
17422.092 | 16149.0409
17302.3048 | 17267.3091
17333.5205 | 15015.0553
17250.3624 | 13761.3833
17244.2106 | 16353.5555
16921.2868 | 17289.6314
17907.5716 | 16824.0738
17314.4353 | 18270.0938
17582.9378 | 19559.1061
17719.4866 | 18456.2536
17716.0817 | 17976.8593
17766.5822 | 16761.006
15462.6087 | 17985.3727
16499.1098 | 16522.3289
17571.6543 | 16160.1764
16902.2964 | 17554.7419
16725.898 | 18441.9385
15393.1329 | 19838.306
15301.0576 | 20325.0446
16089.9153 | 20819.1602
16661.2338 | 18474.5174
16870.9384 | 18897.6663
16615.7359 | 17887.3705
16609.995 | 18118.1667
16961.4714 | 18686.4542
16669.5533 | 21619.1541
16944.5791 | 16860.0649
17544.8448 | 17759.224
17870.0185 | 18810.3469
17727.2109 | 18827.31
17277.4772 | 19154.2482
16184.3933 | 21322.4443
16847.527 | 17436.0628
16564.1602 | 15292.4133
17546.0783 | 15096.5882
16923.6381 | 12651.5033
17472.3322 | 14477.515
16918.9933 | 17462.7883
17593.6986 | 13662.5268
18007.0717 | 14715.6956
18148.1714 | 13175.9868
17250.2391 | 15563.5932
17572.5706 | 17767.4129
17307.183 | 17820.4024
16502.4496 | 20033.555
16873.3058 | 19294.1405
17692.805 | 18933.7921
17564.9247 | 21254.7715
17527.3069 | 20809.7093
16674.6459 | 22784.4288
16568.4496 | 20822.062
16689.8845 | 22462.2804
16823.3729 | 22404.6056
17065.0798 | 23868.4198
16647.9324 | 23015.9253
15901.5258 | 20704.9634
15412.4651 | 20889.9234
14919.1889 | 17761.4209
13710.4608 | 18941.3533
14571.0626 | 19119.2572
14495.2282 | 23984.3277
14827.5102 | 22461.3012
14801.2823 | 21993.9286
14257.6908 | 24703.6812
14876.1521 | 23401.4114
13965.1083 | 23597.8714
15364.9118 | 21772.3011
15640.0263 | 21300.1907
13886.8192 | 21271.0029
13732.8494 | 20201.5007
14212.2403 | 21205.2504
13848.1305 | 20734.8497
13498.0801 | 18717.2726
13237.8848 | 18344.2708
14038.594 | 17007.9783
14064.8483 | 18262.4671
13669.8271 | 19645.9268
12180.3258 | 17428.9703
13991.2815 | 20078.4206
12833.9427 | 20955.902
12664.058 | 20434.3544
13270.7895 | 20585.6741
12431.9979 | 21924.8527
12251.0738 | 20293.5398
12663.0686 | 20986.11
14529.9834 | 19197.4301
15314.4397 | 17386.7047
15744.0513 | 16150.5057
17487.414 | 17943.0122
18042.4758 | 16238.3693
17996.8744 | 15885.0259
18153.4783 | 16792.8301
18385.5949 | 17207.4787
18289.6701 | 17801.2485
17580.9292 | 20023.8836
16397.9542 | 18502.4153
16658.2358 | 16890.9959
16988.9234 | 17934.3701
15801.5377 | 17913.046
17250.1504 | 17829.8271
17159.0034 | 20551.6364
16877.8941 | 17680.0671
17057.1264 | 16587.9838
16383.9708 | 18531.7334
15536.4609 | 18285.7165
16311.3668 | 21200.5484
16440.6548 | 20121.3518
13945.7467 | 18288.6364
14608.552 | 18460.4014
14251.7494 | 18357.1649
16232.7252 | 21669.2122
17305.025 | 21537.7652
17188.1674 | 21010.8565
16636.2399 | 19436.1424
16877.9241 | 17643.6256
17072.5066 | 17567.3858
17397.9246 | 19541.7296
17221.996 | 22408.4424
17540.1837 | 19335.7635
16971.1792 | 20397.5907
17093.7006 | 20394.2991
16401.3984 | 20270.37
15575.0697 | 22313.4308
16268.1383 | 18683.4865
18019.6139 | 14156.5849
18690.6884 | 14623.2113
17116.1906 | 12394.3548
12967.9937 | 14444.9431
13646.177 | 11018.5183
14736.0189 | 10623.8551
16058.072 | 10107.7789
16085.5145 | 11408.1208
16722.6662 | 13231.1649
16362.8077 | 16212.4962
14965.6395 | 12832.8516
15036.1993 | 12834.242
16579.8467 | 11735.841
16919.709 | 12475.2188
16583.8539 | 13971.9147
16557.5881 | 14905.7461
17051.8501 | 11836.5772
16826.2971 | 12580.0037
17025.522 | 14411.888
17048.699 | 14944.19
17348.6897 | 16817.8769
17777.1495 | 17318.9461
17652.8871 | 16997.3997
16731.679 | 16125.2913
16662.4459 | 16160.7461
16993.1733 | 18218.7932
17985.664 | 16332.0632
18022.8389 | 15910.2244
17057.7497 | 15804.1761
17118.5295 | 16622.3806
17120.5889 | 17028.9858
18002.4048 | 16936.4307
17665.9437 | 15680.8262
17402.8866 | 16078.212
17117.4886 | 15353.4118
18573.77 | 16222.7315
18051.9206 | 19678.6754
17400.3752 | 16862.8088
17775.0356 | 19971.4788
17041.8186 | 18164.8983
16614.8107 | 18446.8312
16767.4565 | 20201.8103
17058.8706 | 14300.0669
16777.5251 | 12697.4855
17043.4198 | 12580.3463
17178.2228 | 12328.2413
17104.0979 | 14530.5648
17170.0961 | 14822.9709
19062.0843 | 16673.3355
19191.9033 | 17152.4915
18125.6728 | 17025.4368
16415.1024 | 15194.7968
15322.9256 | 18625.3067
15858.631 | 18360.621
16427.131 | 16476.524
15346.4515 | 16582.8121
16657.4124 | 16138.3819
16337.7585 | 16588.3845
16830.0914 | 16525.4757
17324.9237 | 16421.8148
17256.6575 | 14671.1825
17825.1928 | 14744.0197
17415.9989 | 14479.0055
16357.5755 | 17625.0327
16289.4473 | 16008.1016
16584.2654 | 18567.0081
16906.347 | 17851.3489
16652.5866 | 16675.6487
16555.2203 | 17153.9359
16442.7992 | 18464.8201
16923.18 | 16300.6668
16113.3024 | 17564.5091
16641.2918 | 17303.668
16360.3256 | 16555.4908
15721.6185 | 20539.2622
16063.7339 | 16881.1967
15724.2574 | 15553.2934
15723.2546 | 15982.5668
15178.971 | 16193.2069
15817.6263 | 16534.1521
15897.8322 | 18575.493
16486.9178 | 18962.2426
16593.0586 | 15500.7532
16109.8709 | 15813.4305
16297.1406 | 15959.8214
16501.3473 | 17146.9271
16479.5497 | 15456.8151
15645.2627 | 16972.0052
16172.2273 | 19103.4915
15215.5986 | 21225.2168
15922.8493 | 17402.591
16069.1929 | 16605.7333
16185.7654 | 16425.2802
16232.7662 | 18388.5175
16368.1257 | 18393.0724
16370.716 | 16645.6324
16776.4386 | 16595.4187
16868.5913 | 16709.2812
19271.4172 | 16520.8489
17131.397 | 19039.8338
18396.1401 | 20927.3181
18252.7207 | 20243.8759
16150.0353 | 20137.927
15558.8623 | 18884.5746
15252.1202 | 17108.2431
15621.7365 | 17266.9455
15998.2734 | 18135.3517
15602.8481 | 17271.7178
15424.7648 | 17310.2442
15333.945 | 19305.1503
15175.7695 | 19067.4772
15406.2749 | 20679.5994
14566.9633 | 23086.0349
15908.3598 | 21251.4379
15356.2874 | 19816.7099
14451.9087 | 19974.0937
15312.92 | 20062.7881
15858.0656 | 20484.7885
15917.0718 | 19661.5058
15903.5334 | 21655.7007
15761.6734 | 21363.0194
14811.645 | 22031.6404
14593.4069 | 24654.2673
14625.5387 | 22634.9595
14070.6519 | 22221.236
12667.6365 | 20894.5226
13065.1483 | 24665.9586
12710.4341 | 23316.4209
13635.4478 | 21651.8733
13614.8494 | 20422.326
13140.3757 | 19256.1535
12375.1473 | 19994.5153
14033.1435 | 19457.3372
13339.6893 | 21463.1262
14570.4361 | 21256.0706
14267.6695 | 18945.212
13862.7929 | 19447.5847
13199.23 | 19229.0921
13755.4214 | 17937.007
14458.1319 | 16840.1789
14554.6109 | 19452.7512
14531.4856 | 17562.4238
14052.9592 | 17757.5386
14063.1456 | 18787.1927
13564.328 | 18752.7141
12811.2001 | 15722.1783
12694.6539 | 19178.8046
12400.3851 | 21118.7074
12290.2262 | 18246.3298
11507.1402 | 18235.4774
11422.6863 | 19630.0894
11408.2341 | 18901.1566
12332.445 | 18646.1459
12286.1269 | 17443.9168
11824.8122 | 21697.9136
12285.8621 | 20014.9924
12441.8968 | 21194.3643
12492.588 | 23277.8587
11796.4627 | 23119.3657
11998.8519 | 21864.6029
12582.4274 | 23878.9004
11400.1778 | 23706.7197
11389.1739 | 23546.3448
11307.2782 | 22533.0289
11727.9013 | 21082.4996
11520.7752 | 21379.1886
11866.1496 | 22431.9491
11490.1275 | 23742.364
11267.4819 | 22780.165
9050.2775 | 21496.0501
10317.246 | 23759.6818
10128.1808 | 22342.09
9832.7145 | 22633.1845
10482.8968 | 21728.996
13063.7095 | 23115.4269
13613.2445 | 22770.2099
14185.1537 | 22547.6128
14075.9824 | 20941.7056
14183.5282 | 19710.4357
14479.4155 | 19857.4582
14218.8114 | 20866.3932
14209.9107 | 20758.9353
14633.5734 | 18622.6414
14526.3396 | 16938.5392
15002.6166 | 16032.521
14794.2223 | 16025.7782
15171.3013 | 17846.8962
15294.6917 | 17935.2284
14892.0383 | 16163.2555
14605.8607 | 16228.5235
14657.4653 | 14876.507
15171.9468 | 15914.6582
16933.5024 | 14895.9236
17347.3714 | 19322.5817
17012.3025 | 17615.7635
16989.1403 | 16740.45
17224.0456 | 16446.2621
16280.8008 | 14801.1413
15129.9721 | 14818.3919
15188.3582 | 16665.9022
14552.4819 | 18504.0463
14931.511 | 16769.1913
16328.1139 | 14582.7853
15191.9458 | 14078.7453
14844.8526 | 14201.4541
14317.1935 | 13973.1699
15221.8957 | 16052.4224
15661.9389 | 15054.9109
15192.9642 | 14039.5849
14954.948 | 13032.5452
15461.5026 | 13582.751
14569.7411 | 14818.414
15452.438 | 17595.5977
13430.4491 | 19372.4741
14692.7173 | 17269.6523
13937.9752 | 15030.7821
11552.5037 | 18585.3259
10475.3817 | 17335.1878
11449.326 | 16911.2679
12012.8663 | 18537.0214
11814.7137 | 18077.0455
12195.5635 | 18582.3741
11863.0752 | 19484.6736
15453.8542 | 18618.8045
12254.0414 | 19355.4933
12104.6334 | 18673.7233
11512.6431 | 19420.3063
11468.5336 | 21659.9444
10272.7845 | 22956.5111
12112.6884 | 20671.9166
11515.4089 | 22852.8595
11099.647 | 23622.2795
11342.2547 | 22621.3561
11680.1885 | 24754.4648
11699.3861 | 25449.3038
11644.707 | 26207.2946
11610.2613 | 20740.4935
11690.6567 | 21867.783
12629.6464 | 24595.8488
12373.7706 | 23986.0306
11576.004 | 23291.9584
12550.5494 | 21604.4829
14478.5946 | 20955.6361
13102.7831 | 19056.9213
12668.354 | 21661.3939
12074.2207 | 20603.7971
11650.8116 | 23539.505
11643.6272 | 19590.2086
13730.992 | 19280.6232
14342.7208 | 18936.4467
14609.2694 | 18588.998
15684.4149 | 21176.5251
15189.4793 | 23230.6549
14019.4662 | 21341.528
13757.0235 | 19654.5826
13897.3497 | 21666.3951
13362.0718 | 20772.1518
14922.4158 | 19695.7176
13999.0151 | 22897.6554
12457.2421 | 18576.463
11264.3146 | 18101.3377
8136.5295 | 15265.837
8059.6838 | 15197.8602
8584.5726 | 14889.1911
7939.5064 | 14995.2239
7648.4343 | 18272.9697
7477.5573 | 16190.3745
7401.0847 | 15180.8953
8717.4269 | 16099.918
7299.0478 | 14197.9933
6907.2085 | 15890.6406
6946.5467 | 14543.4081
6965.2791 | 18086.3366
6775.6113 | 16810.1327
7093.6517 | 15330.2105
7093.3211 | 15930.2872
6897.9977 | 15675.1686
5985.1986 | 15973.3093
6667.4328 | 17483.7493
7059.4925 | 19382.5242
7346.43 | 19547.522
6581.5939 | 17741.7795
6329.7168 | 15731.2442
7297.0374 | 16308.2509
7504.3755 | 18016.2508
6952.3354 | 17942.7516
7098.0976 | 15358.1643
6941.764 | 17792.7155
7393.1133 | 17867.7985
7128.2686 | 14684.0689
7276.3659 | 16309.0846
9030.4453 | 15456.5747
13037.2377 | 18488.227
13871.6284 | 19550.722
15273.4153 | 20019.0807
13463.5626 | 19533.772
14394.5514 | 18268.3147
15221.7564 | 17278.9174
14012.8691 | 19641.2756
14054.5188 | 16723.4907
14012.4055 | 18968.8329
14370.4301 | 17451.807
14470.8501 | 18038.5965
15172.85 | 18947.5666
14023.5246 | 18330.6774
15074.1459 | 16715.3248
14606.0495 | 15452.4464
14298.0704 | 17191.5512
11502.6609 | 17853.3863
13330.9775 | 15414.1648
13693.0038 | 14037.0143
13676.3706 | 16621.6922
11670.7101 | 15301.5587
10828.5725 | 15200.7775
12140.0929 | 14042.2247
10754.8788 | 16115.4895
12029.8444 | 13936.9176
10393.9956 | 13362.4758
13229.9196 | 13941.5024
12550.792 | 13083.7685
9899.9895 | 14260.7271
10775.8689 | 14512.4067
10764.797 | 16768.2522
10748.0231 | 17706.9526
10745.2008 | 15021.0348
11261.7321 | 12289.5844
10595.3336 | 12272.0956
10757.2457 | 11532.7246
11191.1257 | 12456.4148
11677.8574 | 13541.9567
11011.1603 | 15027.8369
12504.6183 | 15849.418
12702.2595 | 13796.2476
14311.9962 | 15264.4483
14207.8518 | 14235.4703
13958.1362 | 14360.7981
14299.1778 | 16474.2066
14844.325 | 17933.6327
15434.6988 | 18546.3862
14033.7206 | 15028.5495
13084.8515 | 14978.2738
10975.6931 | 16933.5153
10156.684 | 15574.2514
10480.164 | 15945.9471
14344.7565 | 15614.638
11950.4967 | 6004.035
11433.3064 | 8259.4757
10851.5159 | 14908.2305
9481.5388 | 17985.607
12604.1056 | 15925.2415
13475.0559 | 14251.3361
12310.6602 | 15589.7671
12231.6573 | 13792.2334
12874.023 | 12954.0494
13216.9203 | 13949.0634
14873.0853 | 15842.321
16078.2294 | 14007.7751
16214.7021 | 13968.3051
13740.3172 | 14255.3299
11982.9715 | 12264.317
12331.7922 | 12977.5998
11699.2107 | 15298.2525
13344.7877 | 15917.5051
11827.1393 | 12758.7417
11469.6686 | 13986.119
11482.2414 | 12917.2558
11666.602 | 12854.3408
11536.9843 | 15230.9544
11855.0838 | 12116.2704
12084.2921 | 13154.6548
11949.9693 | 14620.7036
11166.5726 | 14650.6515
10943.892 | 11991.8697
10255.0217 | 13424.1019
10017.0972 | 14299.0332
10027.1576 | 13524.4856
10261.3888 | 13874.5343
10277.0454 | 16069.2421
10863.0303 | 16118.3809
12081.5799 | 18036.4082
11753.4179 | 17389.5147
12443.9969 | 17217.7085
12677.0739 | 16847.6301
12687.1301 | 16102.3712
12221.4311 | 16491.9098
12743.8365 | 16975.752
12862.8002 | 21189.1887
14567.9207 | 17192.0092
15149.3522 | 18466.0129
15370.9959 | 16326.8356
15021.7564 | 15325.0627
14749.4749 | 16022.0785
14934.6105 | 16775.1578
13878.7671 | 14032.5981
14645.4449 | 13972.5902
11767.6175 | 14938.0313
11176.6181 | 16081.3255
11929.7781 | 14603.7729
13080.482 | 15742.6814
14505.0457 | 15850.4854
14474.0288 | 18182.1852
12218.3056 | 16827.9275
13774.9188 | 18218.8157
13191.9353 | 19089.0328
11842.8501 | 18262.3224
13484.4368 | 17742.5163
14805.8547 | 14876.6502
14274.9301 | 15431.902
14913.3614 | 14321.287
12203.4049 | 14638.2783
14710.6197 | 16423.2333
12915.289 | 14744.0903
14009.6369 | 14971.5937
12978.109 | 14197.3447
12652.6787 | 17249.2334
12523.8055 | 13515.923
11446.0569 | 15886.6582
13224.6558 | 15785.704
13504.3439 | 15499.6059
14996.8598 | 14909.7648
15029.4338 | 15856.9232
15134.4635 | 17949.9999
14283.0773 | 15963.9683
15036.0442 | 15535.7669
14603.6533 | 15489.5912
13806.1814 | 17403.7238
14411.0383 | 19312.8095
14241.8804 | 17593.2241
14821.4277 | 15200.5887
14305.4093 | 15317.0234
14927.7468 | 14668.2407
15476.7793 | 13588.3893
14934.3527 | 13061.5121
14735.7612 | 16568.4138
14669.3307 | 15080.3586
14614.7696 | 15407.6577
14469.4442 | 15854.7902
14425.0852 | 13065.9451
13997.2123 | 12506.4381
14480.1809 | 14741.0162
13562.3582 | 12915.9863
14124.3589 | 12942.9221
14277.8955 | 15693.4493
15397.8822 | 17178.013
15292.4256 | 17558.1192
15008.2632 | 18173.3491
15685.939 | 22199.0937
15697.7301 | 20951.9567
16378.851 | 18720.0799
17320.5374 | 18532.9461
16250.1626 | 17563.5857
16768.3319 | 19998.0602
16479.044 | 16805.7618
16232.2842 | 15867.7053
16430.053 | 15745.5316
16358.506 | 16010.8732
16295.5759 | 16440.8935
16636.7714 | 19947.2887
16949.6809 | 17430.2719
16908.1983 | 17921.9345
15948.1144 | 18339.1395
15637.0583 | 18510.2824
15787.4836 | 18640.2288
16430.9127 | 18343.6143
17338.46 | 18278.5269
15995.4031 | 18128.2136
16601.1679 | 13968.2719
15716.8663 | 14417.6236
16578.9186 | 16000.8168
16937.9883 | 15182.8997
16405.1853 | 12684.1941
16587.2638 | 13086.7906
16602.3448 | 11815.4471
16422.2833 | 13828.996
17236.8433 | 13376.4289
17106.7558 | 12309.3618
16003.4299 | 15387.7415
15548.0046 | 14075.5773
14087.6002 | 13287.2413
15245.6436 | 13977.6131
14572.05 | 13880.2813
15174.302 | 11402.4862
14974.9403 | 11498.7229
14657.5622 | 11484.0877
15220.3692 | 10317.1525
13519.3882 | 11222.0599
16276.2988 | 8690.216
16670.7083 | 9281.3599
15924.4075 | 9566.7885
14840.3597 | 11260.9379
15935.8189 | 10256.2238
16973.14 | 12422.4335
17225.6067 | 13377.0776
16795.7081 | 13053.6508
16603.2733 | 13283.7896
16600.3753 | 17073.7062
16377.4809 | 14892.4359
16565.2023 | 14605.2082
16850.2555 | 14829.4005
16894.8939 | 16579.5989
16621.9287 | 15273.4119
16900.9903 | 14271.9749
16119.2981 | 15717.2397
15667.1187 | 16046.9377
15862.9973 | 14758.002
16088.8145 | 12954.5931
15535.6581 | 13986.839
14634.5306 | 15168.5042
15134.047 | 17083.6396
14237.1313 | 19603.8471
15133.1761 | 16007.7524
15603.3462 | 15046.3761
15493.7307 | 15070.0873
14784.4472 | 16294.1042
14885.6369 | 15818.9514
14618.8191 | 17762.9804
14203.4298 | 15325.1591
14656.9254 | 15985.3155
14743.9399 | 17612.5726
14182.1353 | 17770.9288
12384.0274 | 19706.4525
14422.5859 | 19782.7616
13983.5866 | 16789.8904
14946.7351 | 16555.0596
15266.2532 | 16631.6001
15007.7549 | 14773.6636
15361.6992 | 14522.8502
15972.4824 | 15608.6828
16000.6162 | 15483.3164
15173.5541 | 11658.2288
16837.8227 | 12233.4177
16989.3223 | 13893.4365
17318.2226 | 15332.4189
16971.4545 | 14655.5848
17537.2826 | 12922.7553
17038.862 | 11920.3143
16191.4174 | 10920.6329
15663.4136 | 10297.0511
14893.0227 | 12315.2544
14582.5853 | 16369.7089
14658.7987 | 12972.4892
14952.7223 | 11900.3362
14773.2398 | 11268.2806
15123.1827 | 8763.1758
14762.4818 | 9914.9767
14452.5101 | 11449.1528
13587.0889 | 13075.5914
12170.6439 | 11222.4063
11900.1491 | 10698.2544
11782.5539 | 12891.2906
12512.2357 | 11084.6447
11652.7299 | 9469.45
10675.3552 | 14757.5437
12014.622 | 8837.2575
9824.6593 | 7917.1621
14612.631 | 9464.4766
15697.3468 | 8326.4531
17575.3742 | 8908.9502
17892.8343 | 10736.4014
17061.203 | 10000.7825
14844.3152 | 9078.5395
15452.614 | 8443.3469
16073.6256 | 9869.7921
15423.8088 | 13394.0343
15700.7789 | 10611.7104
15320.6848 | 11301.801
15971.2726 | 14175.517
15536.3806 | 15242.3884
15905.6458 | 17019.1633
16174.27 | 15300.5481
16425.8958 | 15891.3072
16369.6848 | 15609.1037
16334.967 | 17936.7047
16133.7507 | 16962.5813
17802.4815 | 17055.5299
18995.1628 | 15103.5587
19214.13 | 16565.2155
19250.7221 | 16404.9207
19453.8848 | 17853.5709
18595.769 | 18901.1884
18545.9526 | 19739.3861
17817.5809 | 19407.5523
17712.6877 | 19725.3831
17490.1754 | 19175.7625
17341.2569 | 19036.223
17393.9713 | 19480.9907
17222.8004 | 20085.3808
17408.9902 | 20608.1507
17595.3894 | 22792.4735
18791.3038 | 20050.1804
17130.7572 | 19746.7971
16253.4301 | 21132.0144
16875.5408 | 21895.0387
16636.5624 | 22276.5576
16294.6049 | 21411.152
16969.6503 | 19623.4043
17214.6463 | 20669.5899
17281.6314 | 20947.2785
16954.0657 | 22396.7383
16938.0971 | 24182.8684
17987.2067 | 21276.9069
18101.1281 | 22280.5457
17488.9555 | 21628.1533
17315.626 | 22090.704
16082.8565 | 21446.3784
15791.7171 | 24959.6769
15054.4197 | 24734.793
16576.8048 | 21745.8801
16845.6924 | 20776.791
17527.2873 | 21158.7361
16662.7069 | 22141.4986
16609.9048 | 20467.3417
15865.3861 | 20369.3686
16021.8503 | 21642.6216
18940.2509 | 22499.8512
17735.1929 | 22839.9521
16880.7573 | 21073.4859
17117.2033 | 19539.912
16490.3957 | 20470.9928
16381.2834 | 22237.5166
16621.0008 | 21694.6155
16727.2125 | 23383.4367
15454.2177 | 20965.5283
15912.4765 | 19587.6179
13730.8404 | 21399.3219
13487.9987 | 20873.2902
12804.6697 | 20674.9721
14960.0976 | 23233.5601
11480.3715 | 20692.298
9505.2047 | 18771.3149
10729.4317 | 19985.2731
10589.696 | 16215.8094
11405.1498 | 15499.4324
12338.0965 | 16028.8424
15565.6 | 19014.974
15384.9697 | 17042.4338
14505.6007 | 18157.9751
15420.5147 | 19119.3316
18448.3081 | 18621.6797
15990.1375 | 21259.2212
15010.8658 | 22772.3962
12891.1489 | 19215.9337
13913.7854 | 20359.6072
14337.5596 | 20369.8086
13324.1946 | 18751.033
11832.1583 | 19265.3222
13506.1972 | 21067.5689
13017.2072 | 20866.7662
14505.7074 | 20338.6143
11193.5022 | 19072.56
12622.3906 | 19535.4205
11367.2965 | 17393.5481
11660.8207 | 17749.5804
12780.2419 | 20615.5371
13682.9266 | 18486.309
14747.8542 | 18588.027
14429.9138 | 18469.683
14120.643 | 19720.0205
15460.4648 | 21630.2282
15388.6985 | 22901.8896
16759.8906 | 20251.0416
18563.8537 | 18480.4389
16188.7341 | 18926.65
15022.3373 | 19799.1746
15950.4715 | 18917.89
16181.0734 | 20720.2182
15985.8546 | 19738.655
17138.7679 | 19581.4029
17888.4568 | 18807.4814
18411.131 | 18255.6492
17478.891 | 19555.0655
16905.0075 | 20277.097
16793.4066 | 18905.4033
18810.1244 | 18885.5359
17234.1454 | 18355.0125
16762.9291 | 16304.3725
16606.1714 | 17003.2061
14873.2664 | 18148.9702
14916.3204 | 19179.478
15683.1032 | 18238.5367
16854.8579 | 17939.6834
15835.4286 | 17621.2411
18511.121 | 16480.4559
18436.1019 | 19439.0494
16520.824 | 20329.6028
16071.6543 | 17824.2145
15678.5005 | 16984.2855
15335.28 | 18259.9905
15688.1571 | 19615.2588
15689.9174 | 19542.1839
15010.0173 | 20313.4953
14870.7149 | 21578.5221
15215.2324 | 21830.2532
14022.7559 | 19428.4731
13120.5728 | 20145.4571
13640.0938 | 20294.9858
11582.695 | 21179.7496
16378.9022 | 22713.638
17071.9413 | 20812.2209
14850.3731 | 17716.4861
13982.762 | 18589.2299
11913.8051 | 18401.4028
13915.3413 | 19420.1571
14096.1375 | 20767.3522
12077.9065 | 20273.8865
13988.4753 | 19246.2711
15762.8365 | 19406.2525
14344.4865 | 21263.7629
12613.0557 | 21312.6696
13921.8849 | 20229.206
14189.1062 | 22668.9706
14427.699 | 19507.5705
13857.8541 | 20262.4946
13641.6824 | 18660.4158
13119.3744 | 21741.9607
13193.1536 | 20778.3017
11694.3335 | 19642.8693
13666.8659 | 19232.0646
11827.5039 | 19224.4537
13006.8977 | 20750.9374
11926.2285 | 19737.7122
12836.3431 | 13930.2299
10732.3583 | 14010.0318
9845.4484 | 16462.7641
11507.0883 | 14018.5005
11569.6762 | 12703.5438
10798.6973 | 11201.9998
12453.0668 | 9804.4005
11048.1341 | 10830.7997
12229.5755 | 12433.9352
14450.052 | 13027.1799
13324.2405 | 11930.5928
13079.9635 | 10401.2266
12408.9517 | 9941.6078
13761.5373 | 10879.2076
12859.7639 | 15361.3798
15172.7023 | 18610.6114
12551.8167 | 19430.6623
11967.1369 | 19668.5045
11988.5426 | 19717.7026
11653.6567 | 20119.6053
11631.1694 | 19268.585
12827.3013 | 17995.676
13743.6314 | 19152.25
12143.252 | 16703.9413
10904.2343 | 15662.6209
12329.4188 | 16833.6951
12159.7187 | 18813.5778
7406.8249 | 17905.1702
9619.1515 | 16169.2395
9294.4507 | 15543.1512
7768.6656 | 16173.5569
7805.6091 | 19882.7351
9220.8129 | 17191.8953
8972.7692 | 17255.7268
11228.8059 | 17556.914
10787.4363 | 20100.9886
8899.359 | 16665.9443
13246.8406 | 16918.2897
10416.541 | 15334.4623
9448.0595 | 18528.9268
11352.6619 | 14081.7726
8404.0458 | 15363.8445
10748.7051 | 15392.6342
10445.4711 | 17599.8879
9102.5627 | 18884.5448
11560.9215 | 16268.7509
12346.4032 | 16914.6198
10750.3141 | 17006.0044
12203.969 | 16462.8076
10929.7913 | 16852.013
10050.4064 | 16209.1555
11199.818 | 16416.9395
12062.4942 | 15525.1174
11404.2969 | 13589.7141
12076.3162 | 13974.1663
10790.0483 | 16775.7367
10539.1905 | 16413.832
11183.0039 | 18544.9165
13182.644 | 17405.8307
13393.0116 | 16139.6969
13154.6609 | 18146.4381
13361.4103 | 16159.8712
13527.1764 | 18083.8157
12295.4747 | 21194.6694
12765.2632 | 17699.6816
13062.9453 | 17014.1068
12509.132 | 17484.9677
12715.4419 | 16131.3595
12543.0363 | 17374.7467
12647.3141 | 16249.2777
13244.7165 | 13032.5451
13026.8688 | 12138.92
12756.1919 | 14369.4373
13014.0078 | 12494.5124
12911.8371 | 15541.5957
12511.1951 | 14831.7116
12578.2595 | 14454.2257
13267.3918 | 15186.1421
13757.4015 | 14123.9398
13554.347 | 18515.2217
13332.3598 | 18154.1412
13105.7722 | 18411.2387
13336.6516 | 18340.1576
13319.437 | 19148.2993
13514.4663 | 19277.9755
13434.9497 | 19902.798
13372.7697 | 23086.8659
13231.7911 | 20897.2484
13232.4522 | 18364.975
13229.7856 | 18802.8027
13069.7882 | 20976.4433
13471.8643 | 20162.3301
13073.094 | 20518.4875
12842.993 | 19788.8961
12991.8611 | 19344.6046
13512.8003 | 18285.7371
13589.8025 | 19029.9323
12920.5453 | 20243.8395
12987.84 | 20419.5596
12879.4747 | 23115.1141
12991.3653 | 24002.6532
12845.0977 | 26565.5972
12799.3605 | 24487.2998
12590.1163 | 19555.7991
12261.0592 | 20967.5999
12669.5114 | 24048.2056
12334.1797 | 24449.9224
11769.3572 | 21842.1873
12021.6013 | 20855.1485
12856.2456 | 22278.0712
12861.1066 | 23782.4182
12263.857 | 22822.0869
12915.8181 | 19367.2642
12679.6724 | 19853.4435
12657.4286 | 19729.1708
13144.68 | 19859.4775
13490.351 | 19085.0204
13565.829 | 20443.2104
12896.9876 | 18804.1975
13279.6018 | 20261.5337
12531.6821 | 18944.5316
13624.8189 | 18493.3003
14300.0451 | 20087.021
13498.7754 | 21111.7731
12710.6138 | 22905.2145
10912.5681 | 21030.6337
12623.1597 | 21933.0849
12887.9173 | 20170.7652
12277.8694 | 20357.2289
12580.334 | 18741.1047
13711.006 | 19284.0074
14166.1687 | 18555.362
13866.4551 | 17839.1244
13642.0745 | 17588.8684
13272.2706 | 20316.3242
13315.0074 | 18615.67
13348.6267 | 16743.0298
13278.1387 | 15738.0373
13439.2272 | 15487.5488
13364.4435 | 14788.1681
13031.6557 | 15202.5135
12887.4035 | 14802.6504
13965.072 | 14756.0079
14747.1416 | 11656.5297
14964.9237 | 13380.3376
15005.7447 | 11035.9998
15100.5201 | 11311.6469
15176.5528 | 10606.0739
14970.6617 | 12750.9894
15174.7502 | 9450.8228
15350.8924 | 4960.6186
15159.9379 | 4350.9019
14512.0568 | 4552.2045
15342.0856 | 7642.6068
14857.6072 | 5028.5964
15872.6563 | 10284.7049
16141.7271 | 14491.6664
15803.7933 | 14028.5643
15709.6582 | 14877.7115
16045.6949 | 18038.243
15844.3135 | 18409.2736
16000.5622 | 15830.2466
16324.8977 | 16434.6674
16373.5252 | 16686.7411
16012.866 | 14301.2179
16585.8704 | 14040.8305
16216.5689 | 15076.8746
14813.9346 | 17557.9593
15654.1869 | 15541.6231
16199.2185 | 13541.8531
16146.295 | 15181.7078
15381.2424 | 18434.7042
16309.416 | 16935.83
16594.5013 | 17655.2931
16842.5523 | 17182.3211
17696.4623 | 18120.448
17553.7936 | 18550.7344
17886.0821 | 21872.0458
18185.8075 | 20984.4235
18176.7858 | 22751.7951
17903.4887 | 20620.0513
16816.1955 | 19785.0125
17367.4372 | 19780.0309
17869.8689 | 22356.9562
17631.1873 | 22320.854
17563.456 | 21344.7947
17710.8366 | 21788.9603
17714.224 | 22570.2047
18212.0295 | 21953.1787
17492.2616 | 24211.1936
17628.9867 | 24029.7759
17753.0397 | 21950.3523
16887.6872 | 21951.1308
16155.8857 | 20077.7259
15105.6634 | 20237.1565
15764.935 | 21279.9125
16236.4163 | 17471.8566
16129.8162 | 18600.2587
16395.3041 | 17866.2564
16351.5244 | 16252.7567
16161.1546 | 15827.9321
15180.3818 | 16801.7436
16154.9386 | 16006.2965
16894.1054 | 18817.5134
17126.8133 | 18700.3498
16981.5255 | 23548.3978
16366.9797 | 21193.1929
19505.6282 | 20825.7613
17009.2612 | 22086.5668
16290.3119 | 24406.3224
16858.2004 | 22748.1682
15883.851 | 19121.0737
16432.5421 | 15663.2364
16526.4363 | 15652.2605
16203.9479 | 17597.1085
15808.8358 | 20562.4293
16614.5821 | 19658.6999
16886.417 | 20765.84
14190.3737 | 21924.2787
13542.5798 | 20726.3831
15517.4917 | 19748.9473
15290.2608 | 22634.3387
15311.2579 | 22727.8657
15343.8944 | 20330.9824
14306.2506 | 19834.9009
14771.0452 | 20068.161
13713.5157 | 21115.0257
13274.6723 | 21344.7382
13554.2458 | 20709.4189
13490.5636 | 20568.1445
14408.0216 | 22438.5311
13069.9681 | 24172.112
12185.9181 | 23610.6842
12287.8192 | 21267.0944
13237.4949 | 20482.4446
12507.9602 | 21077.7527
14012.9991 | 21775.3299
13743.3751 | 23843.942
13422.0406 | 18970.9811
10963.6481 | 21213.7677
11995.404 | 17147.2456
13912.2295 | 15299.6418
13306.1598 | 16181.7485
12609.6759 | 18050.3292
12495.9086 | 17366.978
11398.4017 | 16536.3642
12417.8967 | 16620.0068
13717.7551 | 18384.4844
12705.9614 | 17720.7429
12689.4283 | 19489.2215
12635.5954 | 17891.852
12857.7062 | 17278.1842
12199.6401 | 16768.3142
12489.6189 | 18825.9713
12699.9544 | 18091.6523
12797.6359 | 21185.6859
12857.4476 | 18348.5945
12826.86 | 19869.2287
12348.8533 | 18740.5921
13406.1224 | 18579.5925
13535.9868 | 17643.9596
13144.8212 | 19143.8282
13793.4459 | 18316.0145
17183.8707 | 16114.3934
17958.5587 | 15495.5463
16722.7071 | 14679.5746
16588.8304 | 19159.3968
17151.7348 | 19569.5848
17744.8322 | 17688.0887
17176.7383 | 19525.9618
16531.8552 | 18389.7132
16254.8836 | 17856.0662
17293.3667 | 19902.2122
17558.8804 | 18051.9471
15822.7693 | 18317.8357
16679.8157 | 16956.6782
16888.0576 | 16140.2135
16334.6815 | 17360.7604
16746.0607 | 19423.9648
16623.8799 | 15660.4517
16886.5965 | 16833.9408
16741.5461 | 18135.3236
16472.2802 | 20228.3656
16178.3982 | 21782.2882
15910.1448 | 24763.2271
16375.5966 | 22441.0723
17626.0996 | 19451.0274
17813.4575 | 21980.527
16813.6121 | 23117.4098
16616.3192 | 20672.0923
17219.0563 | 18884.0995
16960.0459 | 16630.5395
16804.4885 | 13578.6546
16948.0858 | 13577.6927
17288.9874 | 13797.8814
17177.4442 | 13594.2945
16553.6095 | 17151.8894
16599.1522 | 17820.4064
16750.5327 | 19242.9261
17068.448 | 18324.0371
17041.6391 | 17478.0959
17218.5378 | 18817.2236
16961.5039 | 16898.0476
17265.0036 | 14938.6908
17061.92 | 16241.2169
17168.1457 | 17462.7888
16305.6914 | 17981.0913
16880.5277 | 19697.626
17607.834 | 17091.225
18464.2484 | 18557.8963
15118.1714 | 19314.1119
14825.7998 | 17051.3997
14733.9 | 17888.2623
13452.4321 | 19697.802
15225.2064 | 15016.2377
13733.5726 | 14567.1443
13399.9952 | 16768.7111
14532.9369 | 17342.2057
12521.7396 | 19849.0493
11999.434 | 18958.4576
11953.253 | 15834.1807
12529.0118 | 16387.9189
12579.1162 | 16090.3571
13056.923 | 16194.5854
13905.4401 | 16916.2517
15759.0041 | 20539.5238
15834.9324 | 16635.7199
16156.7241 | 16034.3564
16261.6701 | 16799.1101
15903.6263 | 15710.1307
15859.3736 | 15346.1716
16026.5334 | 15840.1712
15987.647 | 19243.5419
16354.5611 | 21130.6239
16520.9937 | 21572.8055
16827.8317 | 20027.8289
16308.7961 | 20854.2587
15351.0734 | 20255.6649
16292.182 | 22998.6255
16531.0463 | 19095.5506
16640.0882 | 19533.3987
15980.3989 | 20382.164
15186.6251 | 18679.3971
15727.7876 | 18192.1581
14236.7478 | 19037.464
15337.1135 | 20933.7258
15471.5936 | 17082.3415
15675.2037 | 15792.5128
16359.6931 | 17104.9931
15744.2172 | 17212.3486
15473.8314 | 18961.0005
15361.0551 | 23604.238
14156.8063 | 19995.5187
15159.0998 | 15773.3722
14071.386 | 17881.3043
13113.491 | 18450.825
12996.6494 | 17971.2756
11776.3412 | 21805.9027
11714.1825 | 19881.1342
12415.2726 | 18018.3776
12209.8879 | 18624.5522
12769.8898 | 21260.829
12582.6596 | 21138.3047
12267.754 | 22489.4058
12520.0192 | 23323.5495
12198.8567 | 20492.0245
13378.9496 | 19864.0545
12196.5704 | 20831.1408
13721.7291 | 22370.8859
12216.3456 | 21914.9579
12983.6198 | 21464.9682
12010.0862 | 20821.7038
13457.4489 | 20947.8723
14379.3143 | 22402.7234
14255.0233 | 23060.8892
15198.2204 | 24620.6774
15424.2494 | 20754.8181
14931.0767 | 21231.0307
15418.4187 | 21243.8928
15535.3814 | 20960.2714
15760.5626 | 21171.967
16029.31 | 21435.5437
16295.8073 | 19220.1541
16481.391 | 19116.8219
15565.9044 | 20846.609
15940.0004 | 23243.7942
15518.1841 | 21158.0366
15658.8907 | 20706.5087
14228.4483 | 22711.0477
13858.431 | 21502.9333
12910.733 | 19985.7159
13780.4248 | 20922.7227
13517.2635 | 20768.7759
13785.4061 | 21155.5274
13817.3514 | 24352.3454
14095.3897 | 24984.237
13366.8255 | 21073.7021
13585.6072 | 20730.8047
12343.2499 | 21559.9912
11205.42 | 21589.0235
13097.4469 | 20053.1816
13133.4558 | 20996.4071
13856.8792 | 22697.5621
14018.0674 | 21641.1365
12349.0008 | 19139.4682
12379.8511 | 21251.5389
11239.2581 | 21091.3792
10407.5987 | 20595.931
10380.0555 | 20717.3022
10628.7787 | 20034.6212
10711.9068 | 21648.7918
10456.6382 | 22878.21
6944.8938 | 21376.9905
8151.8273 | 17580.5153
8485.9376 | 18034.3322
10666.7725 | 18740.4828
10285.2361 | 20434.3885
10702.5846 | 22842.6991
10685.5428 | 20496.8088
12325.2004 | 20803.9867
14081.6961 | 21385.6391
12394.0566 | 21194.9129
14729.8225 | 21959.5849
13105.7048 | 20076.6377
13320.129 | 19829.3448
13267.0152 | 23732.0013
13554.4809 | 19806.17
12903.3916 | 17819.7427
13036.6897 | 15246.3527
14598.933 | 16343.1046
15157.801 | 15642.2567
14314.5838 | 16176.505
12905.7442 | 18411.95
13081.7844 | 16319.0672
11948.3764 | 16558.8692
12791.2757 | 16796.2265
12767.9008 | 16899.3664
15494.5614 | 15256.6945
13459.8027 | 18226.755
15394.0569 | 15299.9262
14010.4791 | 14368.148
15109.2764 | 15159.9797
14751.1475 | 14434.7361
14656.1879 | 18555.3015
15440.5957 | 21326.7528
15801.325 | 21899.6045
15434.0135 | 19532.6154
15017.75 | 21455.0522
15339.9761 | 19535.074
14259.9922 | 20343.9782
15781.1923 | 18479.5105
15162.0447 | 21589.187
14939.2418 | 20529.7096
15989.7076 | 19238.4363
15159.4498 | 20950.7453
14043.9578 | 21846.6441
16001.9666 | 21260.3834
14520.2635 | 22343.9002
16057.377 | 23330.3144
16528.4532 | 22473.2406
16269.9333 | 18676.9953
16036.8475 | 17445.907
15576.1546 | 19109.2583
14774.6138 | 18175.9617
14418.1499 | 16596.6446
15422.5597 | 15808.8073
15214.1279 | 16622.4643
15036.4841 | 17317.4926
15245.8409 | 16418.7597
15468.2175 | 14421.9726
15506.0571 | 16824.864
15449.0685 | 15080.298
15334.5667 | 17464.8269
15375.3705 | 17986.8862
14958.2874 | 18292.0249
14735.2766 | 17691.7031
13081.3354 | 18286.3492
13632.2331 | 17665.4161
14965.4441 | 16404.8192
14660.0758 | 15411.1161
15067.6593 | 15543.3437
15176.5027 | 17152.4839
14147.4538 | 14993.8248
12531.3471 | 15998.4611
12439.313 | 14249.3982
13727.1396 | 11710.6847
14158.9178 | 10463.4515
14318.3816 | 13000.0717
14447.8043 | 11688.0751
14403.188 | 10423.6779
14781.4449 | 11995.7654
13842.1723 | 10817.1604
14527.77 | 11877.0986
15025.7233 | 11927.3395
15550.2547 | 14030.2937
15529.5498 | 13707.568
15695.4314 | 13591.9679
15791.1323 | 12241.808
15887.0095 | 13693.9092
16241.1746 | 14170.6547
15578.8713 | 13163.4814
15488.6248 | 15114.4342
15736.5326 | 16826.9033
15500.5255 | 15151.377
16355.8351 | 13113.2671
16633.651 | 13452.3853
18069.4794 | 15027.9105
18749.0115 | 14612.1057
18703.4659 | 16916.8575
17841.7673 | 14380.4229
18507.48 | 12747.3682
18632.781 | 14205.9208
18816.8571 | 14635.9655
18702.3306 | 17310.8793
17407.8663 | 16806.7376
16844.9008 | 20675.1347
18584.938 | 19541.6396
17388.7592 | 15075.7795
18874.6732 | 15376.6596
17727.7215 | 14179.5307
16359.3755 | 15955.4652
15929.8317 | 17445.6026
18968.2221 | 17123.1059
16391.5704 | 12633.8155
16748.428 | 13128.0272
17041.4715 | 17371.2151
19089.1281 | 17921.3452
19198.4046 | 22245.0921
18639.2181 | 17695.6529
17585.892 | 15567.3827
17146.6796 | 13233.1299
16639.3993 | 12381.0807
16948.8627 | 12089.9982
17380.7934 | 13654.0409
17513.5626 | 15260.9013
16775.2091 | 13395.8609
17185.8466 | 13292.1184
17373.3855 | 14822.4123
16853.2363 | 14252.811
17076.6878 | 11655.3235
16939.0676 | 13545.7579
17047.8628 | 11366.4736
17091.6348 | 12319.7983
17875.8702 | 12881.8587
16043.577 | 12903.4105
15914.1283 | 15755.2045
16733.2121 | 14455.144
16567.0444 | 13809.449
16303.6793 | 12565.2299
16544.3878 | 13249.2205
17718.8544 | 15725.3202
18689.1795 | 16899.3048
20073.5919 | 15306.309
19627.6255 | 16327.3688
18152.1267 | 15212.3268
18192.6016 | 15674.5608
17185.5796 | 17751.4863
17738.9573 | 17845.8119
18123.8656 | 16403.9273
17820.7631 | 15928.1301
17027.1011 | 16279.6513
16664.6828 | 16258.9264
16389.646 | 19854.96
15562.6811 | 17935.0322
16475.084 | 17839.7074
16209.1084 | 16711.7255
16325.4819 | 17962.72
16156.4251 | 17965.345
15701.7779 | 19468.0352
15761.8611 | 20216.7932
15332.942 | 18311.436
15267.4929 | 18852.408
14871.522 | 15550.9019
11886.1607 | 14284.7954
15407.6634 | 16934.9459
15278.9581 | 16605.2993
15130.9508 | 17743.235
16156.5962 | 20210.7716
17001.4067 | 18747.4279
16896.2052 | 19638.7283
16884.579 | 20688.4746
15726.2039 | 20777.3873
14520.8721 | 18601.5606
13954.8927 | 19375.47
16328.5993 | 18661.2504
15546.6141 | 18731.7162
16548.1755 | 19137.3444
15698.9293 | 21638.5155
16376.3625 | 22294.5316
16564.5113 | 18005.4615
17646.8026 | 18370.8857
17275.5269 | 19753.6193
16859.4009 | 19972.5891
17335.9226 | 19860.8043
16343.1797 | 21423.6215
16166.9219 | 19602.6113
16505.161 | 17550.4429
16211.1525 | 17911.7625
16193.5954 | 18445.6623
15674.7431 | 21090.9279
13502.806 | 19758.3799
13319.8999 | 18546.9137
13747.3114 | 19082.9039
14133.1277 | 19643.6791
13212.3393 | 18298.5805
12949.0709 | 16122.468
16198.3041 | 20123.2753
14070.8152 | 18044.8253
15198.3534 | 17711.2907
13893.8291 | 14475.776
14653.5521 | 15423.2698
16064.7653 | 13775.0251
16291.413 | 16306.7917
15700.2048 | 16616.9868
14735.1054 | 16895.1692
14193.3989 | 17848.4895
14713.4273 | 18050.65
15722.4939 | 18579.3058
15206.2517 | 18064.8586
15438.2809 | 17953.985
15255.2036 | 19392.9822
14406.2764 | 18013.1202
13163.3232 | 19329.1478
14558.3284 | 18362.5934
14255.8701 | 17870.2961
14791.5793 | 18418.6217
15722.7346 | 18619.2994
12238.2394 | 15707.8536
12729.2072 | 14495.0595
13808.8198 | 15129.1754
13151.2117 | 16173.0239
12477.6598 | 19054.9539
11935.4973 | 19134.6156
12187.3199 | 16689.1484
13066.3813 | 17270.9172
11115.7966 | 16216.1976
13502.0804 | 19427.862
14490.9931 | 18427.8234
15577.5629 | 15650.5969
14937.5065 | 16551.1243
12340.6075 | 16150.6892
14938.4171 | 15768.9767
15707.9997 | 14338.7314
15316.1099 | 14713.0792
14610.6263 | 17000.5894
12005.3227 | 13052.762
11337.4481 | 12712.0681
10640.6535 | 11680.0642
11549.5566 | 11249.8499
11837.0187 | 11641.0137
12641.2026 | 13271.8372
14098.187 | 14556.5159
14045.1773 | 14239.0233
14906.4195 | 13856.6471
14846.9573 | 14789.3608
14753.892 | 14282.9861
15013.1285 | 16551.049
14813.9094 | 15777.6094
12264.7455 | 16560.4496
13831.0228 | 17041.3806
13881.1131 | 16509.8696
13937.5978 | 17008.4539
13882.64 | 18559.0481
14125.5601 | 19630.2891
14072.195 | 19026.6094
14476.23 | 21818.7355
13983.7289 | 19146.5495
14326.1033 | 18687.2568
14586.0716 | 19606.6097
15503.3684 | 19714.691
16356.0221 | 21970.2443
15656.2709 | 22849.4391
15424.6057 | 20804.2325
15126.6695 | 19469.6623
13602.083 | 17112.3689
14669.1254 | 18143.2142
14948.4242 | 19905.2442
18420.4546 | 16788.442
19225.9396 | 18255.2456
15831.6503 | 17786.4654
19399.7479 | 16826.1874
20115.3459 | 18293.9287
18120.4197 | 21000.487
18905.7062 | 20019.1169
18120.759 | 17630.2352
17964.6809 | 19385.6222
18406.4919 | 17838.9589
19924.4516 | 19000.1836
17506.6426 | 19540.2926
19094.0024 | 20292.0994
20260.6512 | 20525.9186
18119.4293 | 21279.0901
19166.4358 | 22658.4388
18289.37 | 20130.5844
18430.0221 | 18782.8284
19907.1732 | 15925.9923
21055.5475 | 15580.3138
19546.8211 | 15744.0203
18973.5705 | 19675.1093
18915.1768 | 16854.4685
18159.8215 | 16172.9923
18063.7289 | 18032.8449
19110.1522 | 18475.8409
19129.2441 | 17762.8175
16166.3622 | 18421.9677
14357.7982 | 20274.0065
14835.3966 | 17792.3513
15783.4787 | 17617.2104
17514.7236 | 18328.7639
11906.994 | 18626.8983
12381.7366 | 21013.9599
11130.4045 | 22037.1107
10503.4594 | 18894.1372
12072.7967 | 19867.4049
11203.5146 | 21397.3508
16218.6481 | 22351.304
15996.5311 | 20851.6603
12944.6555 | 20372.9304
14748.068 | 21167.1044
14807.5567 | 16301.3263
14657.6279 | 13970.959
15200.2734 | 16567.9488
14585.6959 | 15442.4495
15758.0721 | 15404.347
14636.899 | 15978.6021
14489.8671 | 18359.2978
14950.4389 | 15850.421
17318.5705 | 17200.9738
15156.0234 | 14639.9011
16504.1322 | 14983.3797
16638.8907 | 13692.1637
15681.0658 | 14970.0743
15742.7538 | 16806.185
15823.0702 | 17356.5289
16371.8243 | 18719.0943
16270.388 | 18000.6926
16350.099 | 18812.9382
15706.0874 | 20087.0585
15163.647 | 22583.691
15092.3099 | 21220.6656
14770.9018 | 19970.0241
15896.8788 | 21381.3505
15926.5987 | 20717.6293
16361.6263 | 21625.7923
16158.1439 | 21686.606
15346.3562 | 23720.7467
13001.0565 | 19175.734
14072.5682 | 17408.506
13563.962 | 17734.2883
13623.296 | 18137.1212
13251.9714 | 18318.5088
13881.1842 | 21944.9514
13737.9903 | 18154.6204
15278.3491 | 18081.2919
14620.4677 | 18023.3803
15353.3492 | 17587.8605
15440.6577 | 16193.4559
15593.119 | 17692.1879
15273.576 | 18336.5803
15304.1212 | 19642.8158
15429.2584 | 17941.1808
16110.9758 | 18154.0883
15701.4258 | 17781.6323
15454.0865 | 18521.2976
15449.7297 | 17060.5446
15265.618 | 18967.3116
15462.0076 | 18855.722
15552.3924 | 17237.9307
15523.346 | 17465.4516
15641.7243 | 15896.3407
15623.0598 | 18357.0708
15988.2811 | 18518.5044
15647.0354 | 18072.4092
16299.1681 | 19479.815
16604.1879 | 17338.6649
16400.8881 | 14997.0422
15564.0397 | 18309.1371
15421.21 | 18291.1811
15786.4822 | 16417.8413
15392.8468 | 16138.4382
14169.8144 | 20301.9091
14140.0187 | 15881.7992
14177.8914 | 15884.0508
14353.2226 | 15210.4434
15330.9768 | 15952.9621
14240.2547 | 18291.4752
14202.9774 | 19198.5061
13660.0513 | 19547.2599
13573.3515 | 17488.6992
14276.0477 | 18296.2682
14243.6975 | 17492.9838
13295.3493 | 16255.5715
13221.6171 | 16438.7196
12175.9295 | 15524.9189
15457.0308 | 16575.2358
13695.0549 | 17520.8586
13878.0801 | 13983.5312
13850.3254 | 13227.4327
13758.6953 | 11797.2353
13744.4397 | 14519.0503
10864.6857 | 16858.3205
10619.3462 | 17671.4712
13087.5001 | 15246.0979
11936.3103 | 15510.9735
12788.0355 | 18299.2043
13488.3854 | 15935.6542
13565.1269 | 15785.1335
13596.0795 | 16220.9479
13503.4639 | 17015.1797
13271.1427 | 16373.5679
13019.8213 | 16176.3738
13133.3701 | 13138.4061
13431.1391 | 11422.2575
13821.776 | 12655.2653
15012.4343 | 12171.3372
15460.1735 | 11706.5763
14476.5752 | 12718.5232
15738.6593 | 11407.9038
15901.0148 | 10507.6904
15827.1987 | 11047.6514
15365.3073 | 11422.5936
16104.8793 | 11702.4426
16311.8579 | 13852.0288
15743.6858 | 11101.8579
15112.7158 | 11959.8163
15186.3342 | 10788.6371
14923.8296 | 10766.3807
15187.5161 | 13007.3929
15744.83 | 13230.9652
15927.8133 | 15471.4146
16184.0405 | 15339.3575
16297.0015 | 16504.9404
15191.5334 | 19303.6568
15340.7432 | 14620.4309
15846.5801 | 14281.974
15695.0788 | 16532.9706
15776.51 | 16344.9199
15676.192 | 16049.285
16013.9055 | 17361.0057
15530.3101 | 16176.6322
14629.289 | 15425.9646
14550.9101 | 15108.6269
14456.6684 | 14883.5992
14367.6293 | 11821.879
14149.0649 | 11376.969
14352.5442 | 12418.9826
14249.0044 | 15451.1611
14240.9558 | 15142.3713
14958.2203 | 13826.0935
15419.1494 | 14501.2298
16883.985 | 12800.4679
16972.7084 | 15363.9203
15920.3681 | 16715.9761
15778.7641 | 15653.8957
16272.7787 | 14743.2431
16434.3174 | 14970.5076
15724.059 | 15702.6641
15041.7666 | 17471.0063
15323.8562 | 17798.1957
15146.9004 | 18117.5569
15333.0461 | 18267.3832
15675.5309 | 18229.1879
17833.5233 | 19252.6067
17920.464 | 21347.0363
17664.92 | 18733.9591
16741.0783 | 18421.7847
17675.5864 | 16891.0378
17117.2621 | 16205.5258
15905.9925 | 15866.2355
15278.6395 | 17303.3614
14510.6493 | 17225.5181
14798.232 | 16700.3341
14918.2138 | 18503.6307
14841.4229 | 20460.4822
15456.0451 | 20398.4813
15321.9128 | 18835.618
15278.4795 | 19577.3623
15534.4533 | 19076.7353
15511.4013 | 21160.6672
15158.768 | 18616.1207
15412.4938 | 16948.1936
15861.6546 | 17129.1897
15932.9447 | 19224.9578
15814.4598 | 16503.0562
15733.0506 | 17391.9524
15817.2145 | 16941.8114
15224.6181 | 17156.0054
15074.7032 | 14203.5102
15135.8923 | 13996.4565
15081.0172 | 16334.9895
15431.3548 | 15710.8729
15674.3078 | 15142.0097
15889.037 | 14745.4225
15493.3974 | 15000.7273
14910.4051 | 14138.8255
15160.436 | 12454.2051
14692.8288 | 11592.4959
15414.9575 | 13883.933
15743.896 | 14958.1451
15333.2532 | 19848.6592
15400.2261 | 17333.7133
15906.136 | 15580.8649
16137.3636 | 17386.8382
16078.8632 | 20396.3173
16186.5936 | 22274.7774
16501.1042 | 21221.5302
16121.9276 | 19325.0678
16102.3779 | 16879.2807
16151.3027 | 16122.7204
15923.1632 | 18167.5818
16164.2061 | 21147.4673
16004.8478 | 19385.5692
16432.345 | 15654.5279
15980.7964 | 19806.8145
16462.359 | 19997.605
16421.5137 | 19368.488
16396.4842 | 20794.4629
15111.1194 | 24519.9848
14813.3122 | 19875.012
15017.3323 | 19099.0228
15096.0968 | 19584.6415
16000.3165 | 19237.7998
16214.7028 | 20387.1166
16526.2453 | 23244.9919
16748.2848 | 21642.0651
16747.0727 | 20722.7167
16175.487 | 21869.0305
17191.6164 | 21647.2292
17394.8417 | 21369.1086
16898.2026 | 20227.4876
17109.379 | 21658.3879
16520.4123 | 23038.2949
16636.6437 | 19405.4933
16530.349 | 18951.24
16775.8147 | 21254.9699
16424.0795 | 20063.518
17017.8243 | 19656.2278
16663.8773 | 21862.0017
16435.9913 | 22953.9551
16502.6487 | 22677.7898
16570.932 | 19665.5849
16502.6735 | 19809.1627
16603.2528 | 18507.7026
14828.6738 | 21750.1255
15788.0513 | 22368.4786
15566.6924 | 18793.1167
16014.3878 | 21001.4316
15582.7752 | 19868.7167
14177.7236 | 19189.5206
15257.8234 | 20749.3882
15982.0111 | 23818.7474
15790.6943 | 20787.317
16393.8625 | 20216.4179
15806.0136 | 21734.2573
15192.246 | 20543.2151
15334.1852 | 20012.3158
13335.9164 | 22107.4008
14412.7103 | 19407.1031
14603.697 | 19333.7195
16556.2633 | 19000.9108
17457.6405 | 16746.4915
18233.9704 | 15354.7946
14722.3253 | 15482.7539
14148.2939 | 15779.3279
15226.7146 | 13324.4408
15704.8548 | 12898.214
15831.924 | 13524.3086
16002.4494 | 12590.3892
15610.665 | 14731.866
15345.1185 | 15841.4408
15594.774 | 12714.8139
16001.6684 | 13999.1228
15842.9417 | 13476.7765
15488.7201 | 12806.487
15996.471 | 15147.2997
16199.651 | 13416.6925
16037.81 | 12834.4536
16201.1318 | 14116.3546
16524.7521 | 15382.5706
16741.3728 | 15163.345
16897.1858 | 14967.1132
16579.9854 | 14445.9975
16667.0486 | 14100.7853
15489.7858 | 16473.6286
16260.5548 | 16065.8453
17060.7232 | 15966.5824
17600.1834 | 13659.8955
17475.0823 | 13839.1941
17586.2923 | 14009.1187
17578.7996 | 13720.4994
18260.2975 | 13726.9351
18062.7204 | 16564.8961
17402.0387 | 15546.7118
17416.1207 | 14512.1363
17540.5127 | 13854.9889
16900.8443 | 17636.8192
16771.48 | 14467.6379
16321.9446 | 13791.2779
16733.8828 | 17626.2515
16879.2688 | 21148.4205
16452.2108 | 19688.2799
16419.9926 | 18390.385
16019.977 | 21203.5766
16300.9215 | 18259.7558
16363.6078 | 20140.5453
17256.7503 | 20215.3376
19475.9318 | 20210.5523
19359.1954 | 20505.694
17811.7054 | 21617.1007
18138.3037 | 19123.5154
18360.4071 | 20245.0392
18778.9223 | 19335.0212
18456.462 | 17204.9053
17262.324 | 16681.9012
17181.5793 | 18435.1747
16518.582 | 21213.2884
16698.8243 | 17730.5253
18376.6987 | 17730.5552
15776.747 | 18300.2526
14662.0452 | 18591.0619
15966.0257 | 19025.8492
16024.3915 | 20594.2512
16692.1344 | 19626.2394
17090.2406 | 20783.7671
17098.7363 | 19907.0836
17034.1644 | 18502.3112
17184.7594 | 17351.9485
17292.0102 | 17970.8959
16132.5634 | 20775.7975
15765.9288 | 16981.7999
14984.4841 | 19487.4471
15369.1274 | 19902.953
14683.2486 | 19379.8265
16821.3987 | 18490.7922
14625.7346 | 17162.7478
15730.8971 | 17458.6723
16223.179 | 19620.6281
16118.5738 | 17221.4773
14298.3891 | 19339.3561
14104.79 | 21667.7844
13887.787 | 19009.3697
13717.7334 | 19354.1207
12487.4489 | 17645.622
14767.7474 | 17948.0951
14131.6947 | 18788.7384
14700.047 | 17525.9091
14234.7417 | 14042.8669
14554.7738 | 13397.6863
14921.5334 | 13964.0703
14569.2609 | 15014.5802
14061.5884 | 18076.4645
14375.5914 | 18191.5268
13253.7545 | 17986.5693
14030.9711 | 18618.0878
14042.2912 | 21080.3105
13292.0318 | 19705.957
14735.7566 | 16923.5637
12689.7094 | 17343.1913
11869.8619 | 16732.6554
11508.083 | 16698.9297
13535.6881 | 16302.6048
14336.1028 | 20224.1799
15443.9214 | 22001.8387
14905.1849 | 18151.0656
15639.7403 | 18875.2286
15008.6677 | 18741.4994
13448.4983 | 18245.3643
15398.5245 | 18827.5645
15994.4994 | 23111.851
15679.15 | 21178.9977
13312.1377 | 18509.3157
13138.0426 | 18222.8048
11814.826 | 19773.5415
12118.156 | 19984.575
12285.621 | 19838.1121
12452.201 | 18686.2689
14214.8233 | 17002.0003
11779.6841 | 19784.7569
13544.6135 | 18611.1906
15379.9788 | 21487.6411
14264.5324 | 19633.687
12369.6716 | 18607.7511
13459.1221 | 18022.6918
11629.7991 | 20080.1205
11345.5851 | 16653.829
15178.3007 | 17398.0333
14403.5905 | 21187.5761
14398.4894 | 21988.6414
14885.5176 | 19779.1031
15062.4075 | 20218.5699
14934.8769 | 18931.8928
15507.2675 | 21290.2444
15286.0285 | 19841.99
15306.3272 | 18227.3259
15916.2477 | 15654.3071
15527.0305 | 15191.863
15432.6899 | 15746.0202
15422.3297 | 16822.8445
15220.1616 | 18248.5357
15365.724 | 18045.0173
15063.0256 | 19431.9869
15290.3232 | 17211.5051
15648.2916 | 17158.9154
14279.0471 | 19178.7736
15162.6538 | 19821.5558
13987.7177 | 20173.096
14405.6032 | 19722.177
12318.8053 | 20113.8918
11907.378 | 19660.7309
12884.9238 | 17950.7966
12198.4305 | 18760.2467
12583.5618 | 16880.3885
13237.3514 | 16707.7843
14180.2209 | 16231.0357
12479.5952 | 19705.1364
14336.1766 | 18683.3736
14794.8459 | 17574.3399
15741.0358 | 20376.3047
16959.7149 | 16117.9145
17015.8654 | 16714.0617
17115.4443 | 16478.0003
16934.9044 | 14004.2821
18093.6568 | 13966.5148
17584.8111 | 14442.9061
17593.6944 | 17456.5204
17403.7665 | 19047.308
14406.9117 | 20279.4961
15943.0345 | 18577.255
16205.8757 | 18604.1089
14724.3462 | 16991.7074
15070.166 | 18263.7982
15412.6922 | 16571.5264
13546.2523 | 16998.3297
15975.3633 | 18715.6911
15940.5229 | 19141.2548
16202.1071 | 20748.2867
16610.5108 | 18163.4272
16526.6575 | 17446.9439
16418.6709 | 17979.5976
16453.1569 | 17644.2265
16584.6915 | 22597.4686
16663.7842 | 20162.2279
16820.6252 | 20574.2022
16781.6947 | 20175.5062
16905.3004 | 20774.3045
16740.458 | 20925.0821
16480.6337 | 23266.5771
16410.0443 | 21031.0762
16042.5273 | 15580.9552
16060.6486 | 15648.383
14454.526 | 14339.9416
14811.9417 | 14191.9673
15852.7181 | 15081.2528
17007.5299 | 12953.509
16694.6515 | 12568.2639
16471.7518 | 11267.037
17846.8367 | 12880.22
17413.0918 | 13473.9422
17203.9073 | 14703.204
16840.4742 | 13882.4998
16743.9814 | 13538.8337
16687.6807 | 13931.5588
15719.6114 | 13428.9783
15927.9728 | 14573.7886
17067.4005 | 17846.7442
16092.5064 | 17739.8102
17092.4148 | 19531.8967
17761.6897 | 17934.0612
18136.2443 | 16524.0312
16527.2636 | 17449.5297
18067.9437 | 23678.3987
17749.7671 | 17975.9271
17864.9387 | 16343.2678
18155.1489 | 16249.2515
18608.0671 | 15971.4314
18782.9492 | 18238.7584
18838.9878 | 21156.8246
18338.294 | 20308.1878
18531.3818 | 18820.6313
17094.913 | 18596.5642
18091.0173 | 18579.3276
17800.4811 | 16640.7859
17418.9114 | 17172.8773
16762.5298 | 18572.6569
17087.6601 | 16879.3501
18189.375 | 17395.6455
15684.887 | 16513.7263
15997.6087 | 15930.0267
12617.6215 | 20009.5911
13227.8195 | 15857.208
14049.0274 | 14900.1357
13703.0905 | 15698.6587
13973.8915 | 17425.7439
13877.8852 | 19904.6595
13719.5077 | 15969.1909
13202.2819 | 15167.0852
13256.9697 | 16240.9829
13184.8838 | 17315.0297
14559.7732 | 16764.411
14056.0229 | 18743.0533
13505.0637 | 14101.0515
12941.2014 | 12038.8834
13596.4856 | 11705.2725
13781.8875 | 11105.2817
13687.5379 | 13646.2634
13132.5766 | 12861.0295
12508.9797 | 12108.2039
12535.7781 | 8825.8239
12910.1544 | 9843.162
14194.4929 | 11125.8227
14364.7043 | 11113.949
13705.4826 | 9832.3305
13586.8203 | 8871.1612
13371.3081 | 9360.5704
13431.1257 | 9186.2579
13637.8243 | 10145.322
14470.9474 | 10368.4538
15264.9701 | 12842.103
15200.9783 | 17026.5241
15051.7394 | 16198.4336
14664.8036 | 9803.7498
15048.3235 | 13189.1521
14937.7137 | 14259.6123
14850.3653 | 16129.6959
14752.3503 | 15668.8501
14917.4902 | 11735.6563
15024.6505 | 12351.2817
15142.6827 | 12470.3304
15233.0969 | 12534.7007
14539.3847 | 10599.4852
14476.3011 | 14174.4788
14478.6963 | 13033.8219
14086.0031 | 10194.8722
12803.3366 | 10896.414
12586.7914 | 12300.5171
12827.7681 | 11772.8676
13629.2612 | 10066.6872
14017.927 | 9535.3544
13824.9385 | 11520.2349
13945.4856 | 13281.4679
13222.8581 | 14671.8028
13183.4739 | 13679.9274
13910.9044 | 13374.1319
15486.0033 | 13394.1282
15403.1253 | 14108.6667
15019.4564 | 13260.5274
13349.7396 | 11711.6153
13311.7347 | 8694.7429
12912.5787 | 8126.6505
12900.2152 | 8993.1244
12577.3665 | 7508.0453
13338.8417 | 10445.6978
13899.3492 | 6916.9055
13831.5053 | 5774.1333
13356.2821 | 5169.7239
13281.6431 | 5414.7709
13586.116 | 6445.0603
14392.2272 | 9135.9249
14027.117 | 11498.259
13574.915 | 12982.7128
13089.3802 | 14832.8483
13567.3642 | 13163.069
13532.1939 | 11991.9241
13055.3624 | 12605.5854
13292.245 | 12112.5671
13410.6022 | 13944.456
12644.9112 | 14523.5083
12981.0087 | 17130.3839
12967.2313 | 15022.8238
13191.2188 | 14442.0927
13570.0666 | 16144.2902
13879.3728 | 15460.7795
14172.5251 | 15433.6618
14200.1358 | 15400.1
14306.5448 | 17966.9697
13884.7087 | 17077.422
14242.0923 | 15637.1748
13869.2106 | 15330.7135
14676.8726 | 15179.3039
14121.9437 | 14576.6441
14267.2114 | 17703.9277
14528.0426 | 15468.9656
15134.3066 | 14280.3991
13662.27 | 12841.2009
13887.6134 | 14337.1181
13817.6487 | 13296.1614
14109.5131 | 14329.5261
13906.3823 | 14203.969
14728.7549 | 16899.9477
14978.1054 | 15663.9511
13836.3475 | 15213.6716
14492.2645 | 12717.342
13923.72 | 12885.3015
14050.6621 | 13661.0237
13505.929 | 14847.7771
14621.5078 | 15888.7336
14220.8442 | 14791.7164
15387.2139 | 16032.8992
14687.9601 | 16933.7622
14911.4252 | 15636.8829
14857.2776 | 16836.2527
14785.4076 | 19258.9061
14835.0304 | 15526.7496
15047.5552 | 15667.8158
14880.3026 | 16587.3644
13378.2164 | 16634.132
14852.2768 | 18202.2998
14875.3121 | 16489.9801
15792.583 | 14777.72
13606.153 | 15256.7259
13900.4068 | 13691.1498
12393.8443 | 13071.2687
13273.2596 | 13351.6453
13747.431 | 14932.403
14079.5187 | 16607.277
13420.8748 | 15517.189
10704.0542 | 13721.0898
9738.286 | 14704.358
9633.8569 | 13531.7567
10505.8847 | 12910.3975
13921.7744 | 11692.8687
13652.987 | 10093.9386
16093.721 | 9663.9253
17680.4272 | 7371.2905
16506.3383 | 6614.5979
14734.3524 | 7729.1625
14590.2263 | 7772.8092
13921.1375 | 8458.8642
14751.0846 | 9296.8745
14629.0687 | 10409.594
14140.277 | 12777.3504
13956.3905 | 10691.4964
13236.3861 | 12468.597
13280.2007 | 14071.5864
12741.2369 | 12314.5916
14439.5159 | 15175.2922
14145.0477 | 14842.5059
14287.6281 | 15557.3262
14220.0148 | 18149.1765
13682.8984 | 16093.1066
13584.2832 | 17510.7492
14186.6028 | 16753.285
14084.9229 | 15540.5201
14316.7251 | 17276.1324
14113.099 | 20245.1676
13059.3323 | 15169.7328
14061.7871 | 13874.3886
14254.0924 | 13247.7428
14176.4771 | 13162.5519
14652.6788 | 13856.9586
14519.1378 | 13749.6002
14779.7451 | 18004.3525
14300.3326 | 17048.5688
15097.0753 | 15802.0688
15096.8153 | 17153.7257
14783.017 | 18012.9534
15013.6353 | 18451.1245
13453.9565 | 15581.2408
14011.7894 | 15607.5013
13691.5681 | 14423.1724
13894.6563 | 12407.0963
13847.6378 | 12444.8082
13901.5763 | 12105.3329
13775.3027 | 13885.8647
12928.5894 | 15764.7694
12302.9908 | 14431.5136
12944.7765 | 13496.2323
13495.335 | 13848.1388
13473.6825 | 14497.1565
12018.7231 | 14318.7567
11642.2302 | 15492.2113
12565.3962 | 15542.3401
12814.2974 | 14647.0023
12875.4254 | 14096.9515
12237.5108 | 12580.5823
12865.2628 | 13935.4743
12789.4836 | 14018.984
12563.4653 | 17347.6664
13095.3415 | 19282.9121
13286.0161 | 17882.5151
13241.2455 | 17410.0987
12596.4295 | 18890.34
11988.5827 | 17662.4214
11764.1807 | 17035.8567
12088.5294 | 18995.2071
12187.3849 | 18773.0281
12354.2752 | 17349.2946
12775.6416 | 16080.2019
12952.467 | 17328.8764
12895.5492 | 16438.8294
13190.3042 | 16035.4833
13231.3372 | 20473.6257
13228.6625 | 21341.5719
13492.6038 | 18160.1081
12750.2484 | 18004.5182
11823.71 | 16642.4331
11218.8735 | 15611.5752
12125.5636 | 14588.6847
11757.3605 | 15392.6229
12374.279 | 18977.7115
10375.6242 | 15787.3598
10083.9054 | 16799.1793
10475.4231 | 16814.224
11645.8833 | 19066.1446
11794.7856 | 18957.4489
12733.7235 | 20482.5491
12263.0396 | 18962.9586
14272.6648 | 18193.6692
12657.6541 | 18222.7
11405.3239 | 19460.0131
10514.6658 | 21479.4807
11015.391 | 20157.2652
12919.0359 | 20985.2834
12843.9661 | 18675.4062
12677.5127 | 18889.5947
11908.5277 | 16883.0626
12908.3391 | 17048.405
13103.494 | 18473.6568
12347.4392 | 19337.7506
12504.1376 | 19013.4565
12696.6362 | 17549.3943
12742.9602 | 17617.9378
12516.0569 | 17109.4953
11835.69 | 20164.9208
13191.7885 | 20171.7916
13367.1449 | 18520.0839
13543.8089 | 17729.1169
13746.813 | 18363.0918
13122.1451 | 18178.9808
12819.8913 | 19758.1502
12430.9987 | 21156.4944
12952.9848 | 20653.8359
13161.3523 | 16721.3079
12819.7653 | 16766.7145
12581.3114 | 16247.4918
12181.0777 | 18540.4091
11151.237 | 18690.4269
11252.3621 | 17505.6139
11333.9829 | 19459.6856
11627.3302 | 17851.7647
11335.8405 | 16889.6069
9598.8542 | 16033.5502
10767.8875 | 12454.5233
10692.1726 | 11651.7682
11331.1416 | 12269.6787
12248.1622 | 10409.0389
12578.5383 | 9796.5633
12997.9419 | 8928.7786
11872.0474 | 12530.6655
13060.2523 | 11434.3878
12773.8541 | 9909.3625
13288.5467 | 10975.7359
12577.9431 | 13741.7632
11226.6512 | 17876.6399
11820.721 | 13027.6131
10132.1254 | 13287.3796
10243.8536 | 12441.3245
10864.2642 | 11572.5681
9236.3675 | 11218.386
8158.0687 | 12206.3641
10919.4883 | 14313.0202
11608.6373 | 14250.8641
8653.8388 | 13734.1371
8614.4386 | 15006.538
9638.3411 | 15741.8475
13059.5511 | 12710.3765
11282.3894 | 13129.8892
11081.5392 | 16161.2577
9563.4591 | 14373.5833
10880.6088 | 13098.2897
9927.6159 | 12948.6749
12097.6232 | 13103.3053
11803.3696 | 13539.0908
11621.786 | 14141.255
13158.4727 | 16354.8464
13432.3034 | 15169.0923
13612.3478 | 13478.1847
13570.7337 | 13977.7693
12415.0111 | 15619.0094
12798.0575 | 14516.587
12057.408 | 13281.2072
11790.0295 | 15705.6924
11667.9691 | 15898.0012
12007.0397 | 17803.9646
11896.8921 | 14334.2962
12089.8199 | 16801.7027
11829.1063 | 14621.1375
12041.6474 | 16694.5302
12517.8691 | 16084.9577
12347.4343 | 14620.549
12006.8126 | 15346.9411
11823.5579 | 14143.7322
12840.774 | 14498.0894
13153.092 | 17694.0902
13704.869 | 14323.6578
13396.2456 | 14069.091
12291.9581 | 13879.9393
14841.0688 | 14392.774
15068.6659 | 15316.417
14064.3465 | 15207.4118
13969.714 | 12394.0351
13485.3687 | 14008.5491
13966.6331 | 14484.3877
14065.4084 | 14877.3957
14089.0443 | 19228.936
14104.1553 | 15530.6394
14256.3652 | 14814.0135
14174.3716 | 13768.6333
13705.7626 | 12790.5669
13214.1202 | 10561.2875
13205.7422 | 12849.2682
13474.0204 | 10831.9255
13313.7927 | 7195.19
14911.7535 | 6247.4013
15384.2019 | 4316.0826
14890.5718 | 5956.2825
15158.2074 | 8645.7948
14829.6738 | 5002.201
15181.6911 | 3872.845
15082.6472 | 6350.7222
15506.9819 | 5596.3285
14597.0107 | 9770.708
15329.8134 | 15467.8741
15238.5398 | 12731.1934
14146.8175 | 11290.7383
13264.3525 | 4688.7548
12689.2481 | 5289.5116
13771.6009 | 7293.5825
13957.8178 | 4283.8071
13846.602 | 3594.5431
14161.0211 | 3683.0731
14484.808 | 5920.6452
14612.9648 | 4585.182
14384.3136 | 7164.4787
14568.7316 | 11726.6938
14812.9054 | 13647.8308
14565.2128 | 10896.3038
15753.6162 | 13548.5802
16400.5053 | 14661.5319
16284.2513 | 15754.2446
17054.6879 | 16786.3776
15648.9825 | 16712.0775
16035.3378 | 13844.5156
16831.5341 | 15512.5851
16893.9108 | 14093.1513
16795.5347 | 16834.1672
16391.8939 | 16283.7435
17138.7357 | 17657.6621
16326.832 | 17058.4109
15469.4531 | 17129.021
15845.4876 | 16557.6881
15488.1606 | 16123.012
15956.363 | 17373.8947
16775.5614 | 16918.9158
17497.253 | 18129.5016
17220.9399 | 15199.9705
16716.83 | 14741.333
16277.4658 | 15453.4842
15932.7884 | 14626.2406
16164.6408 | 17258.9601
17606.9816 | 18761.6473
17137.1386 | 17512.6358
17881.5829 | 17128.1876
18564.2901 | 17127.6101
16265.9768 | 17766.2099
15293.406 | 20720.4632
17421.2292 | 15854.1334
17971.2107 | 15203.6501
17796.337 | 16778.9205
17321.5844 | 16734.7289
17954.8177 | 18156.0568
17620.0029 | 21393.2201
17665.4489 | 17862.5906
17626.1107 | 17183.7835
18455.1109 | 17086.3075
18277.7805 | 17508.7019
17219.9024 | 18382.4321
16278.3971 | 19348.6515
16251.3621 | 19963.3421
16322.5305 | 19230.4416
15817.7661 | 18619.4511
14773.6716 | 19068.379
14769.4107 | 18803.4927
14329.9704 | 21570.0712
14619.264 | 19256.9434
13995.0692 | 20068.0479
15999.0931 | 19906.5924
15811.1702 | 19876.1197
15747.8318 | 21393.6977
14361.678 | 22765.1434
17515.0611 | 21107.0526
16411.5022 | 20742.1227
17777.6835 | 21442.299
17712.223 | 23678.7578
17253.1512 | 23327.9577
16533.4194 | 21616.8248
18160.0431 | 21171.887
18639.0308 | 21474.0859
17539.6623 | 21311.1472
19078.2633 | 20643.8659
18495.4477 | 19778.2757
17408.4131 | 22721.2062
18811.4941 | 23474.5061
18298.6128 | 19950.9211
17287.3515 | 21100.9201
17672.3905 | 20892.9982
17434.2748 | 20682.4123
16921.5697 | 23552.5308
16637.8166 | 21552.6727
16021.7803 | 20128.3039
15233.9401 | 20600.2712
16018.4335 | 22190.7154
16229.6993 | 22580.8069
17310.9852 | 21740.9659
17528.5471 | 21700.6421
13362.1757 | 21922.4258
16809.3605 | 20306.548
17480.6819 | 21467.4131
16317.3889 | 20322.2372
17355.6783 | 19292.5096
17230.8122 | 19985.5638
16819.9527 | 17834.5485
17395.9328 | 24428.739
15978.348 | 20777.1255
16699.3199 | 20407.1331
15839.7338 | 22860.5259
13968.5398 | 19649.0431
15335.4445 | 18845.4923
12573.2885 | 18736.1539
13219.8905 | 19250.2349
13363.305 | 24251.9673
13077.33 | 20474.6901
15185.4449 | 20373.6322
12954.4223 | 18886.1812
13147.1599 | 19422.1008
13963.8815 | 18784.1221
13077.9548 | 19826.3686
15281.3734 | 21404.8857
13304.0206 | 20256.7186
15024.7705 | 22105.6055
15046.9301 | 23550.2567
13926.44 | 22736.7291
14974.7483 | 22089.7228
15985.0531 | 27462.2545
13665.2288 | 22361.3761
14835.4688 | 21981.3885
15303.7454 | 20772.4175
15366.9805 | 19648.3409
16447.6624 | 18277.2606
16458.2096 | 21222.6727
17101.3242 | 19496.2959
17533.5145 | 19420.2461
18051.0631 | 18143.0677
17656.9139 | 18088.3273
17311.3666 | 20332.059
17226.6439 | 21320.7927
16577.4219 | 18336.1943
15300.6812 | 19096.5809
15068.1855 | 19876.0314
14857.9564 | 19028.8036
14820.6768 | 17194.5776
15839.0264 | 16593.3179
14193.5967 | 19201.6821
16368.0398 | 19180.1374
16990.0409 | 17994.1425
17045.2535 | 17304.5666
17721.5915 | 18538.4144
17334.3543 | 21051.7443
17694.3658 | 16557.9132
17810.1698 | 17515.5872
17869.0197 | 16272.6135
18161.0441 | 18797.9806
17984.6393 | 21078.1317
17549.4236 | 18016.3127
17403.4291 | 16862.8687
17442.5965 | 17261.7999
17276.4414 | 15880.3577
16844.5036 | 16430.1069
17153.8321 | 16054.7535
16703.3258 | 15408.5831
14914.7577 | 15313.244
15752.691 | 12722.8999
15793.3721 | 13709.166
15222.5143 | 14185.659
15623.8094 | 13077.2568
15762.5025 | 12335.2385
15886.9914 | 11031.9952
13508.542 | 11125.5592
15722.7415 | 13030.9644
16990.36 | 13693.4731
15465.1098 | 15717.0219
15781.2412 | 13491.7547
15686.2257 | 12216.574
14725.4905 | 13938.3242
16300.1518 | 14830.2676
16362.8838 | 12980.4496
17862.3714 | 14782.9924
15039.3272 | 15351.6346
16425.0926 | 17603.4902
16666.9355 | 18434.1071
15974.5564 | 19408.6652
14194.4531 | 18315.1533
14680.1501 | 18285.2934
15286.2061 | 16522.4216
13673.7391 | 16511.4256
15598.5187 | 18807.5243
14744.9392 | 17123.7543
16557.582 | 16556.034
13003.6033 | 16003.9486
15770.9254 | 17112.5769
16343.1043 | 19805.4218
16744.2297 | 17138.5576
13706.0672 | 17148.8921
13056.967 | 17610.4736
13194.9127 | 17848.7916
11736.6619 | 16557.3081
12012.0814 | 20311.9811
12810.8822 | 20769.5569
12849.9272 | 18813.9153
12188.8566 | 18625.7122
12447.0803 | 19125.475
12361.987 | 19401.7075
13414.4105 | 20841.6642
12304.8397 | 22876.8297
12044.2352 | 20340.9382
12846.6908 | 18811.8834
14966.0658 | 19932.8835
14543.9864 | 17555.2375
14746.2691 | 19913.0592
14324.7383 | 22133.2239
13073.9866 | 19465.4396
16167.3418 | 19280.6815
12720.1042 | 18339.0699
14079.624 | 19337.5297
15313.7849 | 22948.5998
15493.3924 | 20417.0664
16802.0102 | 20077.9837
16519.7682 | 18654.508
16762.5046 | 19412.692
16591.3996 | 21006.3495
15870.6989 | 22688.933
17692.874 | 21092.2387
17752.4116 | 21046.3637
17404.0717 | 21116.9251
17144.3004 | 21125.7749
16114.2675 | 22331.8377
16867.1809 | 19322.3047
18052.4729 | 18760.9434
17204.0371 | 16170.9126
17532.7884 | 16998.9413
15697.7674 | 16826.1178
15529.1102 | 17625.7267
14309.4073 | 18464.4431
14620.3622 | 19673.9193
14872.5603 | 20334.2957
15311.7938 | 20521.3884
15273.5253 | 21300.5203
14638.5767 | 22732.8431
14779.6622 | 20085.0051
15696.225 | 18413.9962
14456.1502 | 20700.7472
14414.0194 | 20299.2413
14993.647 | 22258.9966
11263.6818 | 19421.0967
12052.7959 | 19480.3203
11025.1454 | 19489.4083
11598.6829 | 19059.4507
11423.25 | 19485.8621
10156.6499 | 19645.177
12245.9127 | 17160.4967
12028.6808 | 18465.1606
9522.3252 | 18092.0424
13108.0495 | 16603.7014
14177.5146 | 17644.423
14976.0447 | 22122.8631
15001.4199 | 20598.9493
15643.6166 | 19723.5443
14390.099 | 18932.4829
14162.6368 | 18694.5585
15222.7567 | 21164.7202
14550.7557 | 23115.4557
14774.705 | 19526.1182
13560.934 | 21413.242
15929.5785 | 20242.1605
14352.437 | 17858.7569
14405.8255 | 15575.7893
15683.4448 | 16447.3719
15907.1128 | 16978.9435
15949.8615 | 14952.1344
15680.0424 | 15726.3669
15771.71 | 17998.7549
15376.4931 | 18109.103
15887.7765 | 17051.619
16031.3213 | 17504.5634
16602.3793 | 18628.3945
16178.7364 | 17976.1213
16137.8498 | 15696.4829
16978.4849 | 13728.6125
17185.7101 | 17523.8676
16935.4002 | 18477.7887
17976.4631 | 17020.6425
16561.8261 | 17463.6573
16123.5015 | 18032.1232
15269.1463 | 17162.683
16120.0966 | 18517.3587
16574.6567 | 16578.9166
16173.0024 | 16792.7807
16233.8469 | 14710.4701
15938.2908 | 12622.6795
16359.6409 | 14653.8425
16376.5012 | 13649.575
16326.3732 | 12638.0919
16287.9949 | 13034.0008
14713.7945 | 13486.072
16463.3092 | 14042.093
16582.7227 | 14627.9916
15262.0155 | 10530.0466
16280.7784 | 8602.8752
16202.8038 | 9611.077
15342.68 | 10564.9899
15256.9318 | 12801.8701
15516.6725 | 12917.6409
15656.203 | 8394.463
16356.7335 | 7819.2983
16953.4445 | 5530.5894
16712.8513 | 6398.2411
16566.9226 | 10686.5263
16035.6653 | 10379.2624
15432.7718 | 8402.1443
15703.2814 | 8292.2015
15138.0905 | 8993.5673
17012.4444 | 8730.1411
16704.2938 | 11368.0863
16309.2724 | 10002.51
14915.1893 | 12004.3273
15067.4388 | 11604.9692
15370.3542 | 11339.2401
16844.7323 | 13116.3704
16879.7494 | 16778.7406
16881.4238 | 14073.0836
16837.6061 | 14498.4248
16904.275 | 14264.6525
17000.6262 | 16347.2926
17233.1401 | 16703.7883
17021.8111 | 19334.2918
16719.7343 | 18082.348
17386.1073 | 16580.4713
17036.4886 | 16691.6148
17104.331 | 15855.0726
17523.799 | 14662.1844
17103.8949 | 15803.626
16696.5546 | 16703.8213
17323.2743 | 12722.9769
17642.43 | 12183.9015
17489.9476 | 12101.2373
17401.4149 | 13748.706
17314.3451 | 14040.0371
16977.9031 | 13920.2319
17063.0754 | 13915.7905
17947.0139 | 13426.4473
17210.9387 | 17157.7134
17175.9312 | 15621.0039
17804.8986 | 15875.1811
17525.7927 | 17438.8296
17440.5544 | 15112.9574
17162.3206 | 13480.5781
17228.1781 | 15450.4235
17400.0648 | 14491.1794
16954.9586 | 15648.9359
17826.1265 | 18802.3828
18877.5613 | 17108.6783
18813.9811 | 16318.6767
18655.4933 | 16766.8442
18595.9241 | 17119.6035
18779.4142 | 19609.8268
17768.862 | 17050.3377
16178.0123 | 17240.8742
15254.2278 | 18693.2424
15966.9491 | 17740.2565
15787.1785 | 17816.7245
16021.2124 | 18847.0713
15951.3895 | 17359.9781
16399.4824 | 18469.9153
16995.3495 | 19225.2345
17020.7541 | 17445.4691
16174.0749 | 17389.2092
15733.2159 | 15916.8379
16542.6793 | 15689.2612
16737.4971 | 16556.9455
16878.4534 | 18126.9628
17084.0369 | 19980.6852
17114.2843 | 16153.7336
17137.6338 | 17502.0512
17077.9323 | 17474.8813
16584.7943 | 17250.0978
16811.8209 | 17179.0057
17267.7065 | 17743.7662
17244.1886 | 18921.0742
17412.6436 | 17251.9624
16768.6921 | 17171.0621
16571.351 | 17376.7827
16680.4071 | 16919.573
16378.3208 | 17600.0463
16681.351 | 18414.042
16726.2825 | 19826.2024
15799.1008 | 18611.0672
15692.4198 | 18447.196
15698.6497 | 18266.5599
15973.6901 | 18428.4882
14309.8686 | 20171.3504
14545.3574 | 20754.0711
14872.5987 | 23655.2484
14341.9352 | 21490.4456
13433.2376 | 21657.5595
11284.4762 | 18886.6294
11983.3039 | 20728.3913
11238.6347 | 20005.6629
11279.9874 | 19529.846
11157.1888 | 21776.0618
11075.2698 | 22141.2723
11240.0732 | 21332.1058
10996.2548 | 19373.5708
11316.1614 | 16117.1202
11200.0972 | 15228.3673
9227.0196 | 13854.2017
10990.5076 | 14117.0978
14299.1629 | 18414.374
12437.6108 | 15232.7061
12829.9089 | 15783.978
16649.0291 | 14864.6266
16086.28 | 13934.736
15903.8797 | 15054.4873
14789.6036 | 14988.9049
18439.9382 | 19509.6748
18961.1255 | 17589.4538
16957.9237 | 21388.1839
15929.3994 | 21672.4726
16098.3201 | 20947.153
15865.2423 | 23068.1159
15677.0151 | 21341.4648
15573.4473 | 25027.5084
14969.1048 | 20202.8269
14559.1587 | 21091.7356
15211.3799 | 17972.4474
15221.4428 | 17203.4788
15336.8054 | 16146.4448
14773.7031 | 17225.0736
14556.0744 | 20213.225
14093.745 | 17718.987
15557.6323 | 18128.5541
14307.9264 | 19234.7569
14741.6939 | 19974.3887
13804.3611 | 19178.2687
12990.1761 | 19429.0073
13253.3447 | 20939.9667
13731.0072 | 18642.5838
12644.6185 | 18552.3488
14186.4212 | 19126.171
12401.6405 | 19755.9355
12559.7278 | 20525.651
12787.5215 | 20982.8992
14053.1138 | 19476.8424
14920.3546 | 21541.6081
15854.7581 | 19764.1743
15215.5056 | 19065.9793
14759.3802 | 19711.0043
15729.7324 | 19676.3524
15324.394 | 19186.3614
14939.3494 | 19447.93
13640.6024 | 18661.1004
14895.8508 | 18951.9715
14995.5172 | 18588.0569
15287.8204 | 19624.2331
14806.2239 | 18371.9162
14859.0151 | 18284.7899
15512.237 | 18086.0732
15246.0539 | 18630.1015
14727.9781 | 18911.1929
14516.7257 | 17731.8026
13873.9776 | 20160.4136
14180.1802 | 19052.0206
14121.0769 | 16609.5864
13891.2143 | 16001.5533
13373.2758 | 18586.9028
13222.814 | 17508.308
12585.7539 | 19047.5329
12646.4434 | 19165.2917
11701.1424 | 21709.8955
11567.1565 | 17874.1975
12603.6513 | 18118.313
12026.6227 | 17996.0663
12078.7404 | 18343.0881
13692.6985 | 16731.7833
13422.8375 | 16819.4234
13789.4228 | 17563.0054
14590.9768 | 19988.956
13133.6847 | 18571.412
12814.9022 | 17603.9478
14402.8739 | 16294.9906
13655.9015 | 16456.1205
12447.0481 | 17266.6343
14064.2718 | 17367.0765
13688.9724 | 17655.8368
13646.0564 | 17777.6504
13591.6397 | 19933.0008
13589.2492 | 19378.5819
12644.5675 | 17456.574
11962.8025 | 17309.7174
13874.6402 | 18701.8473
13205.8439 | 17193.9928
13994.1148 | 16675.9892
14243.887 | 15632.9013
14225.2601 | 15272.38
12867.1553 | 15737.9259
14615.7122 | 15788.3816
15176.212 | 15842.7583
14240.5564 | 16268.9399
12417.9528 | 18848.8478
14602.3278 | 14994.5531
12275.6592 | 16218.7515
12223.6115 | 16256.4488
13492.1167 | 16068.8777
13949.5751 | 16908.7846
14054.5036 | 17596.5102
13788.4011 | 16895.4341
13465.8877 | 15758.8251
12241.0411 | 15475.0822
12697.6505 | 17518.8556
12680.0991 | 14656.4909
11870.1498 | 14781.0434
12686.8729 | 15187.2617
11893.5427 | 16650.8561
12463.0547 | 16253.5272
11913.2588 | 16984.3051
11443.9435 | 16522.1797
10907.4569 | 14304.4166
11620.8461 | 14243.4939
11725.1789 | 17786.3806
15159.284 | 17655.9417
16266.2027 | 16659.0142
14968.6288 | 17629.4626
15935.3687 | 19302.1269
14733.8008 | 21989.8081
15684.0037 | 21357.4892
17913.5654 | 19401.8714
17293.0705 | 18474.5059
16084.9506 | 17621.6995
16713.5334 | 19650.1088
15030.3891 | 19587.4795
14834.1514 | 23138.9465
15868.6147 | 20294.3961
15685.5372 | 17304.5419
16393.7783 | 16487.8675
16648.8954 | 18397.2316
16491.1673 | 18781.3758
17099.4998 | 20799.9853
16858.6956 | 20457.5416
17215.2664 | 18815.1175
18950.1206 | 17142.9511
1501.9013 | 16059.2618
3510.7694 | 16539.0688
11086.5121 | 8614.007
12883.9971 | -957.3668
13642.8252 | 3902.5
13560.2065 | 3785.4897
12645.8161 | 11390.0002
11194.9421 | 8178.6411
10383.6321 | 3061.2134
11364.4363 | 3748.8545
11189.8594 | 7539.7321
11470.2351 | 13716.2908
10471.4284 | 16100.7733
10944.7819 | 15236.9824
10205.8522 | 19715.6128
10836.2913 | 15155.6662
11574.1081 | 14366.402
9511.9426 | 14865.1847
8134.7422 | 14573.5046
8506.1146 | 13942.0378
8806.1433 | 13729.1183
7580.6069 | 13038.1307
9131.3039 | 14358.369
10199.8953 | 13013.9583
11015.8191 | 14067.0006
9746.7325 | 14408.8134
10816.8217 | 13861.2107
10732.6553 | 13462.8086
9495.4491 | 16243.671
7572.5076 | 16156.3852
7407.1548 | 16048.6198
10079.4198 | 18260.6641
11253.3531 | 20615.1808
11374.5362 | 21301.8934
10261.1554 | 22066.6307
9801.6482 | 22602.3125
10891.7273 | 21733.7523
12782.8966 | 22990.7196
12510.502 | 24734.8752
13547.0412 | 21665.8848
12403.0746 | 21144.6213
12238.8279 | 22526.0744
12664.6952 | 19930.1542
11971.0952 | 21033.6681
12083.9959 | 20319.9933
11749.2895 | 20653.9709
10813.0159 | 23815.5447
10368.5955 | 20416.7393
9415.3869 | 19605.6481
13046.5139 | 19584.3554
13045.6658 | 16981.5931
12727.371 | 17476.7546
10273.3775 | 15709.8724
9577.9842 | 16376.2428
9649.5351 | 16570.7519
8922.6571 | 15863.5495
9204.0735 | 18675.4194
10802.5891 | 17748.998
8220.9749 | 17192.1622
9013.1241 | 16658.0961
5879.3773 | 15873.2497
8991.4826 | 17418.7934
9926.6105 | 18743.834
11065.9853 | 18822.3823
9740.1128 | 17474.8258
10564.0166 | 15797.8128
10581.0749 | 17018.9679
10981.1358 | 20892.9576
10742.9891 | 21855.833
10718.395 | 20118.264
9530.315 | 19132.9959
9554.1778 | 21263.1836
10892.0089 | 22430.4422
11968.9431 | 18465.2127
12818.2118 | 19275.928
12916.4096 | 19496.6745
12354.1796 | 19952.9924
12163.9375 | 20001.3967
9317.8504 | 20127.147
9521.478 | 23451.8085
10927.8269 | 23513.3453
11191.1027 | 22062.1964
10257.786 | 22782.9495
10062.9074 | 23506.6032
9568.4479 | 22310.6239
9432.2233 | 24468.9966
10004.2196 | 24410.9847
11831.866 | 21574.4332
11700.6756 | 23361.6459
11151.6086 | 22270.9564
12729.4523 | 21089.0071
12384.2231 | 21160.121
12061.6103 | 21863.5804
10791.2933 | 20193.0385
10951.0742 | 20765.9426
11637.9083 | 19501.1575
12380.5859 | 21309.283
13949.4771 | 22456.2411
13115.408 | 19129.2009
13209.5214 | 19510.6135
12609.755 | 19802.4417
12080.5541 | 20824.5923
11863.9244 | 21479.5329
10474.673 | 21446.28
11020.6486 | 19919.8024
11875.1765 | 19220.1142
11420.7135 | 16731.2539
11689.8559 | 16811.2791
11642.2667 | 17818.6405
11977.3403 | 19369.5487
12785.8559 | 18086.8695
11927.6688 | 15494.7764
12560.3928 | 16511.5869
13021.6462 | 14738.3773
13517.2162 | 14701.9085
13858.3594 | 14701.262
13795.8471 | 15191.4096
14101.6943 | 16382.4752
13856.8189 | 17306.9949
14251.4309 | 14017.2162
15391.4584 | 12389.9942
14298.9032 | 11001.089
14320.6698 | 10870.7946
14241.093 | 14383.3682
14219.7486 | 10539.7004
13597.5263 | 5790.8836
12933.1204 | 6637.613
12756.2357 | 8252.2686
12786.4383 | 6637.7885
13049.6431 | 9321.8497
13743.5672 | 7931.8177
13031.578 | 6711.1745
11909.0411 | 6459.8341
10127.4325 | 7163.8889
12147.1 | 11755.0851
14371.4629 | 12396.0414
15029.3596 | 11369.957
16556.2281 | 12043.3496
14659.947 | 12841.0314
16000.1807 | 11804.5922
17101.0568 | 12775.4488
17160.4687 | 11527.2736
16423.3551 | 9872.1164
16433.7248 | 8035.8414
17970.4136 | 10571.8936
17179.6611 | 8310.2475
16531.0608 | 8747.8124
14933.953 | 9522.5023
15430.8671 | 9540.5317
15052.6679 | 8373.3594
12970.5163 | 9734.2101
13046.4004 | 10666.0637
16792.8674 | 12244.5619
17497.1048 | 13995.9652
16141.3754 | 15159.5712
15345.6736 | 12396.2927
14892.2293 | 11312.7776
13608.1879 | 12551.7997
14530.5981 | 14442.9767
15849.8026 | 14179.9991
15437.121 | 10830.354
15454.2342 | 11652.3476
15069.4764 | 10664.0613
15842.5792 | 11520.4089
15712.6608 | 12722.4754
15189.1547 | 13037.2897
15962.2841 | 11292.925
16056.4665 | 14802.1419
16767.149 | 13371.0101
17547.8962 | 16295.9116
16954.1657 | 15388.8168
16309.2656 | 14533.6765
15136.6556 | 14106.392
16972.792 | 15699.1453
17255.245 | 12974.4183
17011.1926 | 16276.3588
16242.0728 | 11819.2238
15901.0748 | 12483.0585
15128.6666 | 12754.1694
16306.9189 | 13110.1295
16782.4122 | 14829.5233
16480.6434 | 18141.5526
16676.0688 | 16446.0878
16746.5583 | 15308.1889
17004.9693 | 15973.2906
17889.975 | 18970.0317
17662.0112 | 15755.2817
17585.8689 | 14911.1959
16477.7217 | 15217.3452
16162.0419 | 15122.9814
18301.9334 | 15798.7474
16340.4401 | 16444.5463
16418.9559 | 18293.8772
16473.8295 | 15794.3933
16918.8185 | 15599.3509
16900.2051 | 16083.3686
16466.9148 | 16476.327
16350.3717 | 18383.6032
16441.7616 | 20212.2453
14470.8288 | 18676.7706
14619.287 | 18962.0487
16153.7243 | 20299.4327
15185.0673 | 19234.5004
14222.4551 | 19021.7146
15166.0109 | 20090.8726
16741.6413 | 21531.0963
14410.6388 | 21509.9241
15153.3793 | 18431.1958
14531.8067 | 18532.019
15075.6647 | 18878.6959
16054.3153 | 18243.851
16138.5242 | 18393.8692
16285.6709 | 21262.7281
15748.6781 | 17901.2972
16345.1845 | 17844.1353
16336.3611 | 18494.5944
15850.8216 | 20717.6978
15006.601 | 20125.7072
14703.5017 | 20357.1154
14915.504 | 19940.911
14702.0418 | 18768.3458
12115.4317 | 17691.6494
17961.7509 | 17351.7693
17321.0026 | 17949.3267
16897.3188 | 17703.4947
17228.6205 | 19234.1021
18003.4551 | 16454.7667
18845.6456 | 15366.2628
18473.6718 | 14302.9042
18429.6659 | 15688.1851
16424.1247 | 16819.8938
15902.8589 | 18158.9961
16234.3771 | 18277.3287
16637.711 | 16763.652
16529.4564 | 16030.0713
16416.316 | 17661.2315
15992.4867 | 19785.9652
16008.1976 | 20908.6765
16425.7776 | 20512.2018
16590.5132 | 19917.4775
16710.952 | 19410.6096
17267.1193 | 19376.1841
16762.2129 | 19762.6664
16109.2318 | 22525.5339
16043.9413 | 19097.6969
15798.9669 | 20089.3945
15843.8346 | 20630.2379
14358.8638 | 20612.3313
15298.5291 | 20850.804
15181.0271 | 24744.6555
13058.573 | 23376.7579
15687.3104 | 20926.235
16267.8034 | 20522.2435
14817.5182 | 18783.89
16085.3035 | 20815.691
15662.6553 | 23430.2937
15391.9573 | 23957.8365
15966.8886 | 21488.1267
15992.9582 | 22513.6146
16035.2716 | 22495.1182
16182.4097 | 21845.1274
16017.9385 | 22014.3908
15831.8589 | 23151.847
14967.4742 | 21716.6567
15681.0749 | 21034.0763
16294.6503 | 21117.7921
16794.9286 | 20442.5757
15563.7531 | 20118.1383
14344.8351 | 21226.5576
14381.7002 | 22262.825
15500.3924 | 21179.2832
15337.0483 | 22015.7604
15612.5436 | 22527.9393
15720.0216 | 20890.1466
15347.5353 | 20867.8658
15296.2485 | 21766.0417
14945.1516 | 21660.6094
15255.5852 | 23970.3658
16220.1393 | 22606.6989
15422.6415 | 21768.4547
16295.8003 | 25989.4846
16022.8238 | 24321.4933
14732.1606 | 22856.051
15131.6789 | 23484.3168
15692.8672 | 23628.0445
15743.8292 | 23595.3889
15040.7051 | 23375.0331
14657.4629 | 24082.254
15153.7975 | 22343.2998
15327.1431 | 21673.4283
15815.8497 | 21731.2696
15951.177 | 23199.7846
15590.1331 | 19869.5499
12611.5378 | 18850.9639
14185.3304 | 19041.9091
13969.9387 | 17667.8089
14040.1941 | 20615.112
15428.2051 | 19855.5087
15719.6075 | 17461.313
15263.2098 | 17232.9765
14043.8854 | 18060.4359
14651.5211 | 19366.3522
11998.0286 | 18995.8025
14801.155 | 19856.9238
14114.1102 | 21894.2995
15384.9689 | 22119.2838
15688.147 | 21588.9267
15977.7957 | 21591.8405
14607.9855 | 22323.7058
15314.2696 | 21252.9034
15687.3874 | 21212.2013
15709.3485 | 21942.9761
15526.3639 | 23746.9219
15476.0511 | 24859.2694
15198.9108 | 22479.8475
14808.8787 | 23319.8867
17572.7388 | 23752.8676
16049.6909 | 22130.0013
15994.9116 | 21691.1567
14778.6132 | 24009.731
13927.5055 | 24304.1834
13929.197 | 22895.4636
11308.9588 | 23032.8839
11426.9744 | 22056.1866
13316.2921 | 18818.1848
13478.7453 | 18536.4192
13458.0215 | 21748.8895
16180.9403 | 19126.7066
15850.5731 | 18479.4872
16795.0142 | 18352.996
17166.5855 | 17232.107
17208.1781 | 17508.9581
16775.4434 | 17312.2221
16127.5345 | 17487.0505
15854.7065 | 16171.4621
16179.9414 | 16219.5788
16661.0245 | 15733.2647
16465.6558 | 17085.337
16610.546 | 16794.4067
17088.147 | 18527.5612
16932.6117 | 18692.3548
17037.2588 | 16505.3307
16624.8675 | 18683.2286
17281.4518 | 20912.8733
16489.0082 | 19439.9278
16882.5506 | 17666.1722
16543.6453 | 17746.6023
15371.4821 | 18427.9266
16616.47 | 22315.771
17547.2272 | 23880.6145
17583.07 | 20352.9931
17462.2921 | 19017.9926
16679.614 | 19471.7524
16616.3778 | 17542.757
17645.4408 | 20694.2541
16990.0447 | 22645.518
15164.0729 | 21494.7827
14252.8898 | 20297.2419
16641.1843 | 20328.1973
17765.2459 | 21419.2784
17771.9856 | 19538.8143
18382.1369 | 17905.9762
17504.5464 | 15420.6395
16422.1853 | 15786.7391
15277.499 | 14911.0246
14874.0522 | 14850.5793
12738.1022 | 16197.027
15575.5399 | 16150.4019
17029.4831 | 16784.1764
15127.5672 | 18524.609
15924.0715 | 22333.2592
17260.9614 | 23403.3355
17444.2811 | 24197.5693
16401.2173 | 24025.3772
17808.8052 | 21481.2133
18262.3719 | 23280.6544
18469.5433 | 22939.7129
18021.3862 | 24927.3691
18780.4142 | 26655.5644
19365.7187 | 22096.0345
20219.6322 | 21820.0861
19894.3825 | 21073.2785
19358.4461 | 16747.8198
18942.9208 | 15533.0257
19257.3054 | 13902.8532
19049.3852 | 12554.4843
19456.6357 | 12215.6092
18469.9692 | 15381.0799
18578.8813 | 16059.1298
18757.1674 | 14840.2014
17782.9765 | 15150.3658
17280.5506 | 15047.0759
16849.3413 | 14448.5724
16945.029 | 20272.5273
15206.2092 | 19009.2408
18528.5471 | 15999.711
18136.2517 | 13257.1328
18505.1287 | 13757.2185
18782.7475 | 14348.4258
19455.1283 | 14888.3005
19751.3256 | 15332.5219
19707.4467 | 13218.079
19650.7499 | 12568.0877
20207.9198 | 13941.8387
19567.1955 | 13028.9221
18766.1984 | 16659.4027
18814.3568 | 17991.2869
17781.6278 | 16070.8603
18216.5577 | 16383.4
18279.4521 | 15872.305
18071.6427 | 17014.5013
18056.3204 | 18045.5956
18687.0197 | 19429.0434
16477.0173 | 16531.1363
16216.0788 | 16720.9943
17485.9704 | 14614.41
18672.6649 | 19084.2739
18594.6835 | 19880.2248
18760.8584 | 21900.3032
19236.1351 | 20476.653
19106.907 | 19485.4201
19535.6254 | 19332.5369
18740.4123 | 19895.7029
19217.9142 | 22317.3969
18005.3694 | 21400.7158
17940.3036 | 21262.2512
18415.263 | 22939.6076
17834.387 | 23266.3462
18000.1331 | 21769.5602
18520.846 | 20199.0104
18583.4135 | 22757.5189
17101.1918 | 20716.5911
17706.9998 | 21565.7814
16746.4733 | 20582.3002
18332.265 | 21281.3064
18216.4923 | 19680.775
17893.9698 | 19931.0126
17536.9598 | 22480.9451
17658.6586 | 21544.6578
16381.0881 | 20387.5323
13728.0178 | 16064.9477
17022.4602 | 14362.6857
16896.3435 | 16769.0669
18683.1498 | 19392.5499
17189.0045 | 20122.0765
17117.8849 | 18062.112
17470.6455 | 16198.009
18558.0318 | 17262.55
18607.7755 | 17113.8852
18815.4875 | 17899.254
18825.6503 | 15704.927
19269.8502 | 15380.2025
19661.0416 | 16688.407
19530.3434 | 17822.9493
19029.5479 | 19576.0782
15837.5103 | 21512.3766
17863.944 | 23013.0086
17184.1318 | 18024.725
17004.2434 | 18598.6488
17441.2724 | 18985.2971
16198.6751 | 19417.3679
17768.6206 | 20033.0543
18046.6622 | 18807.899
15865.1924 | 17430.8877
15220.5287 | 17481.6664
14135.0788 | 19774.7623
13973.1606 | 19964.7194
14370.0441 | 20371.4925
14617.4693 | 19808.5286
16757.1903 | 17688.3089
19263.0015 | 20039.2219
19665.5376 | 21156.0927
19496.4809 | 19761.0804
19328.4519 | 20013.8077
19379.7771 | 22260.4067
19951.6155 | 20788.4943
19731.7301 | 19737.4126
19926.1959 | 21340.469
19666.9521 | 22333.0353
19696.1839 | 21721.6139
19423.516 | 22932.9167
17007.334 | 21388.9096
18222.7979 | 20317.3936
17429.4401 | 19340.0287
15698.956 | 19568.0743
16655.6536 | 20868.1503
15075.5453 | 22739.782
14464.2494 | 19055.9125
13628.1564 | 19585.2376
15450.7968 | 19292.8893
15804.0841 | 19748.2747
15812.2889 | 20803.4446
14980.6789 | 24007.2282
15467.8845 | 22021.537
15071.7976 | 20697.0861
16985.476 | 21954.3939
16402.4441 | 21601.7983
15884.2041 | 25246.3944
16505.4484 | 22538.0139
17085.4487 | 21907.6271
16830.5502 | 21620.5487
16064.9838 | 20709.6026
16101.3247 | 21158.0709
16258.7941 | 23137.2873
16620.6922 | 23784.2803
16595.9548 | 21493.5507
16087.3038 | 20931.1892
16755.364 | 20535.8389
16828.9446 | 20945.1612
16004.1146 | 20395.469
16203.5265 | 21170.559
15883.4906 | 20602.096
16152.6966 | 20260.4158
16067.4459 | 21536.1597
17788.1644 | 20244.1597
18038.3434 | 19272.9054
17994.2977 | 20753.2224
17508.0724 | 22787.4261
15406.9639 | 21140.3357
13719.8639 | 20977.1167
15773.5818 | 22698.1814
15583.3286 | 24201.4829
15126.8733 | 23485.8381
14688.9054 | 26010.9502
15682.3101 | 24204.0278
15821.1115 | 22373.5079
15633.3508 | 22270.4913
16014.9321 | 23276.5599
16584.061 | 23545.32
16142.7656 | 23545.9211
16399.4334 | 20044.3895
16197.5588 | 20292.3477
15546.1213 | 20115.0039
16173.7614 | 15956.6123
13444.2442 | 15015.949
15039.8601 | 19732.1947
10260.2467 | 23953.4436
11620.5424 | 22145.3122
12063.7423 | 16472.6071
12831.3279 | 15940.993
11951.0458 | 17300.9691
11875.3445 | 16006.5593
14901.5387 | 18222.2205
14839.1165 | 18500.5624
15206.7903 | 19158.5247
15289.4164 | 17595.3828
15717.784 | 17287.5928
15480.3567 | 18035.6555
14770.991 | 16268.6914
16214.2108 | 16855.9625
15384.9622 | 16222.1595
16151.7892 | 16697.6979
16147.3498 | 18052.033
15586.7516 | 16645.5049
15095.2896 | 17956.5519
15228.5078 | 19768.1666
13332.9828 | 22302.5356
13332.2274 | 20154.3449
13307.5834 | 20687.4858
12633.5256 | 19967.0287
13791.0454 | 21526.6415
13957.2912 | 23849.6205
15032.775 | 23461.4016
12582.6843 | 21191.7741
13040.5299 | 21197.5378
13587.2783 | 21289.3729
13718.8938 | 19862.9527
16049.6335 | 23490.5328
18179.0871 | 20822.6851
16575.6525 | 19976.8445
14727.6868 | 21311.0419
16209.5197 | 22225.6852
15440.7012 | 19395.759
15231.2284 | 18962.6723
15012.218 | 20991.6618
15012.6077 | 19658.4238
15004.2037 | 18843.4803
15116.9035 | 20095.7082
14780.6099 | 21843.097
14192.704 | 21757.8253
12908.365 | 23712.927
12351.5382 | 20793.058
11283.6682 | 20363.8069
11112.8091 | 21724.1354
13951.1394 | 21890.5343
10112.153 | 18533.6118
10694.4291 | 18460.8944
10950.828 | 19486.2016
11627.1185 | 21847.2442
13627.3936 | 22969.1125
13365.3489 | 24237.2033
13665.7946 | 21679.0674
13234.4098 | 20727.3213
14768.8436 | 20720.0511
15354.2454 | 21746.6266
15544.7275 | 21442.551
14347.8982 | 20124.0597
13828.5886 | 21278.5933
13745.6131 | 21839.3818
12703.8168 | 22269.1447
12698.1388 | 20912.8645
12439.8687 | 19251.648
12025.8294 | 20361.6568
13674.8538 | 20933.2924
13669.0369 | 21286.7318
12716.9148 | 22328.0099
10680.0666 | 21533.8041
11594.1272 | 22012.6114
11073.4059 | 22668.0678
10916.6034 | 22138.5559
10910.0536 | 19217.905
11529.9559 | 18365.9383
14008.9382 | 21524.5863
13774.0063 | 18513.2265
11501.1007 | 17656.7097
11507.242 | 19121.4453
14815.1123 | 19259.3925
13449.6167 | 22572.5403
13054.744 | 21688.446
12137.5292 | 20390.6318
13837.2656 | 19437.1007
13822.0611 | 18901.6382
12975.139 | 16982.8137
11613.3679 | 18807.5016
11407.3752 | 18548.6116
11588.4267 | 20811.7709
10783.6063 | 19267.8456
13697.2054 | 17607.0032
13146.4525 | 17747.8263
13357.1125 | 17596.5955
12403.4041 | 17936.3644
12185.8313 | 17711.0632
12623.4123 | 17435.4393
12047.6476 | 19313.1609
13316.4866 | 19376.4706
12211.7358 | 16272.6014
13600.3187 | 15734.5949
13290.7894 | 16838.0426
13752.5257 | 16276.1795
13755.1184 | 18701.0213
14005.699 | 18628.4914
14258.6026 | 21031.814
14106.0068 | 19315.0063
14712.1747 | 17921.78
14493.3712 | 17789.5507
14558.5908 | 17663.8124
14036.9449 | 15686.4769
14438.2838 | 15325.9976
14332.247 | 16928.4627
14729.398 | 18406.3197
14869.9462 | 15309.6327
15022.8914 | 13346.0257
16435.5188 | 10472.4878
16248.4292 | 10876.9479
15774.9306 | 11615.4295
14174.2841 | 11108.0718
13242.5881 | 11537.1697
12592.3194 | 10528.6578
12628.812 | 8511.0775
12601.715 | 8687.1258
12358.1916 | 10396.356
12267.6846 | 10243.1842
12560.8636 | 12645.2075
13323.6635 | 11226.3162
13574.3793 | 11982.1954
13779.3745 | 18229.0908
13855.6709 | 15232.2547
13959.0429 | 15313.8388
13860.7272 | 14749.6982
13855.2467 | 15660.4827
13979.5144 | 14841.1228
13857.0416 | 14120.8111
14907.2243 | 15269.6511
15147.7149 | 16493.1985
15066.1377 | 14163.6587
14992.7862 | 12938.8284
15548.3656 | 12519.436
15463.4715 | 12672.1361
15571.0459 | 13162.83
15502.1285 | 13188.0832
15705.9018 | 12195.9541
15410.9694 | 12659.1214
15669.693 | 12106.6075
15443.7424 | 9679.5527
15564.6687 | 8336.2661
12710.2252 | 10472.2204
15342.8222 | 10067.4115
15413.2321 | 12623.2245
15432.4935 | 13140.3779
15539.9739 | 12016.4166
15403.0946 | 15717.5061
15681.4592 | 14718.3329
15949.2124 | 12826.3632
16209.0649 | 13859.6056
16419.7502 | 13467.5422
16675.1629 | 17501.2008
16661.6085 | 18158.5233
20447.412 | 17888.2921
19622.2911 | 18222.1118
19443.1059 | 20529.1191
18036.8147 | 17871.9823
18164.526 | 17766.435
18299.3299 | 18442.2179
18268.9701 | 16390.8145
18186.3991 | 15642.9565
18629.8298 | 16543.2035
16095.7699 | 19394.0589
16907.4413 | 16935.9353
16803.6539 | 16946.2901
16747.822 | 17167.2084
16499.5726 | 18906.9158
16306.7492 | 18938.5023
16428.7528 | 19013.0924
16258.4305 | 20888.8739
16494.9996 | 23781.5442
16496.4078 | 21044.8676
17369.3215 | 21067.7014
16671.6603 | 21958.1295
15852.9918 | 21136.2678
15491.4788 | 21295.4924
16503.0747 | 20076.0179
15711.5351 | 22371.8988
15720.8525 | 21445.118
15750.1255 | 20508.2004
15023.0437 | 21421.1708
13945.4316 | 19201.619
14303.0674 | 20480.4492
13632.1533 | 19937.131
14348.0705 | 22433.5902
14395.3294 | 22075.1857
14024.8668 | 19417.4033
14815.459 | 20503.168
15288.9697 | 19971.9924
15639.829 | 20627.2629
15470.1238 | 19924.4249
15546.971 | 20395.7086
15073.84 | 21422.2915
15255.6375 | 22120.9743
15654.5842 | 19887.7139
15670.4058 | 17545.1417
14836.542 | 20477.6513
13719.9015 | 19929.6923
15912.9375 | 20160.7392
16915.8199 | 21941.2222
18066.4729 | 21474.097
16441.5753 | 19479.5966
16368.954 | 19559.0128
15998.9688 | 21866.4015
15418.4743 | 19486.7853
14071.5482 | 17922.0522
15225.7561 | 18775.4173
13728.1235 | 18573.8595
15075.0672 | 18734.1238
14788.252 | 18735.5131
14309.1626 | 18979.1268
14892.0685 | 18615.3199
15224.9085 | 18557.5905
15376.2293 | 20066.1472
15798.9209 | 21254.6315
16153.9961 | 19509.3044
16447.2098 | 19580.7246
15716.4513 | 21522.0924
15507.9854 | 21524.6653
16225.3952 | 21468.9237
16532.4425 | 20079.9396
16450.78 | 18336.8563
16402.5493 | 20936.7037
15991.4155 | 19758.8321
15938.1823 | 19116.0647
15487.4899 | 19970.0792
16280.4907 | 18795.9302
16159.3357 | 19235.9106
15968.3417 | 19719.9926
16183.8532 | 21971.8485
15269.1353 | 21962.7151
14474.6207 | 21507.0267
15525.6479 | 19131.0125
15050.0844 | 19261.2848
15544.5203 | 19085.7186
15513.4598 | 19157.0601
15676.2778 | 19698.607
15639.7398 | 19042.2379
15528.7563 | 21276.3922
15978.0471 | 19736.8932
16314.9656 | 19232.5451
16152.1292 | 18641.8634
16218.6732 | 18513.2312
16288.4465 | 22168.4896
15270.0271 | 21493.371
15712.3587 | 19878.0069
16124.8355 | 20007.7953
15635.9303 | 19568.9609
14105.9228 | 21699.7951
14085.1699 | 20464.6006
14323.824 | 19310.7323
15599.9588 | 17280.7272
15798.5419 | 18776.8582
16062.5229 | 17953.3681
15872.0594 | 17142.7202
15697.698 | 17431.9676
14180.4966 | 14965.348
12987.0755 | 14004.0178
13962.703 | 13907.666
16310.8753 | 14659.9113
15681.9649 | 15556.87
16111.2484 | 14882.5883
15900.4859 | 13275.5619
15824.5643 | 14757.6077
15809.9274 | 19524.2863
15670.522 | 17445.8197
16063.4595 | 17573.8114
16558.1781 | 18788.2349
15705.6828 | 16009.629
15473.3654 | 16832.334
15353.4407 | 17103.9918
16343.1246 | 14186.6473
16205.7765 | 14510.7571
16449.3018 | 14438.5816
16718.4063 | 14889.5155
18919.9886 | 14390.1975
16224.2671 | 15968.0233
16399.1282 | 14943.2617
16552.0647 | 16970.2767
16132.7444 | 18281.8821
15502.5434 | 18198.4506
16156.9124 | 20467.254
13628.0414 | 18496.0528
14503.4559 | 18415.5681
15228.1249 | 17943.5603
15688.1041 | 19172.1935
18746.9561 | 19356.6422
15634.0613 | 20743.4719
15493.649 | 22099.3866
15846.4646 | 17639.9593
15184.593 | 16140.1409
15694.8598 | 16457.2712
16278.004 | 15095.549
15693.8771 | 17470.8474
15679.3558 | 16756.9358
16132.9159 | 16259.9511
15241.9989 | 16836.4262
15436.286 | 19026.0425
17301.3615 | 17431.1998
17204.0569 | 17227.0177
15163.9359 | 16885.5085
16921.7695 | 15401.9621
17403.6129 | 15153.504
17189.1261 | 15727.2977
16225.9343 | 16111.1835
15689.1706 | 15592.9345
16164.481 | 17857.6179
16034.3973 | 16122.251
16179.3133 | 16164.4045
15221.979 | 16821.0466
15259.3565 | 16909.8484
15402.2792 | 15592.8448
16054.5235 | 16361.8454
16081.2214 | 15169.8027
16046.2025 | 14162.3
15807.4847 | 15012.7998
16027.7638 | 14258.5615
15807.1147 | 15907.334
15841.0914 | 15233.1036
16332.5063 | 17887.1302
15799.7492 | 20377.9781
15256.6507 | 18117.2649
14528.4862 | 17504.6743
16595.7804 | 18907.1202
17441.9704 | 17585.4545
13240.6505 | 20108.2728
16280.3585 | 18674.2496
16731.8951 | 17542.7435
15829.1156 | 18602.7577
15382.0077 | 17750.3906
15551.4111 | 19278.5671
15001.632 | 18466.714
15665.1871 | 20163.9711
15095.5403 | 21929.5278
14023.0477 | 22606.5349
14518.2493 | 22444.0641
14549.3298 | 22322.0693
14727.4562 | 21340.0225
14746.7305 | 18538.3611
14971.7854 | 19840.8819
14638.6378 | 21113.0807
14563.9054 | 22388.5738
15635.5097 | 19038.2328
14757.5587 | 18981.8145
14791.9803 | 18098.8119
15215.5206 | 19351.162
14849.3045 | 18635.1329
14129.0431 | 18078.3208
13993.586 | 16234.2082
15112.6695 | 16283.3525
15584.3678 | 12808.6169
15719.1514 | 14897.8152
16584.7672 | 13778.7555
17437.2964 | 12414.0224
16226.0925 | 13151.4173
14718.4674 | 15882.6998
15850.003 | 19850.7052
16102.2677 | 16968.1496
16754.4114 | 17108.1312
16606.6597 | 15852.7528
16694.192 | 18339.5069
14820.9773 | 19127.3463
15215.7037 | 19106.2445
14740.031 | 17614.5218
14914.0447 | 17959.5686
14870.3098 | 17356.0202
14534.7077 | 16524.7828
14327.7354 | 18167.7048
15003.057 | 20908.142
14799.9896 | 18086.4083
14986.7843 | 18014.2832
15475.5921 | 18744.7507
14874.0808 | 17632.6065
13379.977 | 18076.5254
13942.121 | 19585.7567
14729.2539 | 21496.0343
15011.643 | 19363.8076
12182.1597 | 18773.5867
14437.9491 | 17955.2239
14755.7459 | 18481.6032
14980.563 | 18748.7774
15042.7378 | 17079.9854
15340.506 | 20447.9406
15008.199 | 18846.5173
14878.0122 | 17382.7554
15631.81 | 17952.2593
15817.8977 | 18533.1133
14297.2173 | 18223.6492
14913.075 | 18649.876
14321.6021 | 21616.7589
14402.5494 | 18140.0543
13629.0141 | 16585.9961
13478.5031 | 16818.1933
14273.2493 | 16648.9135
14553.8742 | 17276.7002
14462.4695 | 18331.8766
15045.3814 | 16108.3102
15220.6321 | 15250.3616
14743.7202 | 15421.0801
13904.6319 | 14989.1938
12796.1611 | 16567.4332
14419.2364 | 16424.6259
14210.2427 | 16448.3367
14360.9686 | 17978.0689
14558.8832 | 16622.506
14597.2675 | 15329.2631
15183.0761 | 17332.0215
15124.4765 | 17817.1416
15221.936 | 19751.8483
14903.6142 | 17841.044
13381.0554 | 18195.1831
13391.1157 | 19363.6501
12495.3857 | 19073.3138
11513.2237 | 17792.9616
13072.4419 | 18734.6016
10390.742 | 18191.4908
12161.4379 | 18102.8949
13726.3149 | 19621.0647
12521.499 | 19704.3834
11762.64 | 20195.6069
11038.5664 | 18659.134
10976.4699 | 18326.583
11147.2958 | 18987.1477
10359.7596 | 18914.6744
10614.701 | 19238.592
9386.3422 | 19032.214
9113.2226 | 19981.4978
9927.5412 | 17677.394
9363.7852 | 16995.5116
8928.0073 | 17709.4952
8654.4417 | 18130.9423
12325.8429 | 17890.3662
11408.3867 | 19478.2839
12414.0479 | 19116.363
12736.2689 | 17721.7035
12914.8716 | 17552.453
13537.9162 | 18157.4752
13069.2693 | 16882.3286
13303.2509 | 17772.0854
13669.7107 | 21280.971
13536.5462 | 18790.3109
14100.4868 | 18425.5841
14173.8573 | 20119.8817
13924.2074 | 19126.0369
14375.6497 | 18632.9171
14286.1513 | 18446.7228
14705.9776 | 19090.0069
14766.1242 | 19042.1569
14725.4417 | 19568.8418
13378.6834 | 19001.7464
14111.7064 | 21009.4168
14513.0843 | 19258.9915
14779.292 | 22005.6276
14914.1989 | 22165.576
15010.0982 | 21100.5282
14836.4151 | 20940.6658
14984.0711 | 19281.3492
14789.4957 | 21914.7396
14648.1906 | 22312.3164
14378.7035 | 21456.0686
14362.0537 | 20888.2046
14273.989 | 18916.4795
14183.0263 | 19569.3039
14250.8863 | 18251.8369
14423.2104 | 14897.9462
14675.7316 | 13893.7344
14518.6793 | 14019.0221
14314.7895 | 12375.2742
14692.0934 | 11482.2557
14690.8779 | 11525.2859
14691.2555 | 12567.1544
15134.6031 | 10439.987
15324.5614 | 8597.5234
15348.572 | 8393.5876
15656.9857 | 8580.4203
15554.2105 | 13679.1259
15262.7552 | 13653.971
15449.4586 | 14010.364
15196.501 | 12907.7943
15495.0836 | 11633.416
15841.3193 | 10733.7543
16183.4351 | 9350.7268
16391.639 | 10533.8038
17690.6241 | 14270.9146
17110.8133 | 16255.3648
16800.0312 | 18566.6098
17652.2921 | 18126.3353
17805.6229 | 18793.8999
17557.7702 | 16617.4081
16409.5366 | 17294.5865
17377.9986 | 16956.0618
17787.3091 | 15181.2311
17266.3802 | 14745.1779
17596.1387 | 14221.2582
17723.3172 | 14548.8544
15837.5338 | 14639.1726
15117.1364 | 12990.6516
17311.9009 | 13853.3978
16757.8273 | 13586.0343
17209.0155 | 14141.4817
17323.2616 | 13477.8595
17007.5456 | 13498.2068
15311.8712 | 13957.8029
15101.3749 | 13165.6203
15363.299 | 15050.729
16056.3431 | 16308.1431
16444.7581 | 13236.8195
16299.4886 | 15530.0571
16811.8628 | 13145.2377
16226.4305 | 17894.7712
16837.8849 | 16508.4986
17096.1864 | 15944.4881
17525.0973 | 15341.1709
18591.485 | 14980.7171
18286.4519 | 17383.166
16943.2374 | 16797.2867
17888.6112 | 17475.2338
18177.1716 | 20618.089
17057.1567 | 19886.4963
18963.9023 | 17816.2919
18015.2968 | 17620.4372
15415.3077 | 19687.2257
17614.9395 | 18690.491
17273.7232 | 20685.7168
17885.9428 | 17460.5942
17478.3075 | 18166.1556
19992.3795 | 21129.0486
17673.2706 | 20692.8049
16713.9296 | 22786.436
17432.0092 | 25958.8403
17506.5398 | 21506.0682
17015.4402 | 21485.001
16258.5244 | 23196.3679
17443.5695 | 23881.3366
17582.9663 | 24348.2641
17527.9141 | 22236.5358
17742.2523 | 23297.4033
17838.7924 | 23884.4816
18508.9147 | 24034.3569
18139.3642 | 25307.1314
18037.1315 | 24321.7159
18112.6468 | 23565.6224
15582.7257 | 20705.8718
17581.9779 | 23999.1313
13372.1052 | 23258.0893
14624.898 | 22997.1101
17550.3291 | 22621.6588
16707.7014 | 23498.3156
17330.5639 | 22860.985
16883.9651 | 23190.1374
17041.4181 | 23311.5815
17709.8999 | 21762.7037
17892.1008 | 19688.3768
17753.0067 | 20710.8836
17414.0811 | 21210.006
17968.1547 | 23159.9302
17693.6137 | 22970.6438
17688.8755 | 25153.1099
17570.3209 | 21848.5348
17145.81 | 21392.08
17110.1411 | 21913.3301
17336.8371 | 22181.8749
17223.153 | 21896.9121
17444.9346 | 21379.1471
17266.4101 | 21053.1455
17828.4545 | 24353.6829
17917.7656 | 21423.6322
17049.1921 | 20404.2005
17813.8617 | 21084.2593
17874.8497 | 25008.9393
13433.8105 | 21461.3899
17558.6159 | 19972.7493
17814.8694 | 22108.5299
17710.5198 | 21724.7306
18068.6187 | 21467.5215
18011.019 | 26487.5256
17308.8488 | 23927.6678
18185.5675 | 23063.7706
17099.1661 | 20903.166
14380.147 | 21442.1058
16008.3629 | 22773.7806
15629.718 | 18851.9392
15675.4978 | 18312.9511
16761.5628 | 19933.4406
17847.9696 | 19065.4611
17603.0234 | 19488.1271
17286.1151 | 22497.0021
17664.0825 | 20173.2501
17322.8831 | 20060.3174
16981.6614 | 20954.8902
16551.0652 | 21094.2296
16208.9082 | 19620.9233
16038.0689 | 23257.227
17285.7884 | 22890.7585
17427.4005 | 19025.8539
16271.6355 | 20691.7694
15430.2871 | 18247.5865
15206.1893 | 21235.6557
16308.1934 | 22575.5143
15940.3714 | 18856.7142
16565.6253 | 17508.1715
17143.0331 | 17996.8445
16445.8939 | 18974.757
16827.6416 | 15997.3118
16938.21 | 20772.1968
17021.239 | 20693.8394
17184.7074 | 18515.7821
16956.1585 | 18996.0539
17329.8453 | 18176.194
15485.635 | 16000.4519
15357.1411 | 15033.4869
16588.4754 | 13451.6937
17356.0333 | 12690.4018
17258.9852 | 7370.7382
16725.4975 | 6276.4337
16635.5926 | 6942.2522
16218.6849 | 11351.1761
16540.2434 | 8593.5425
12954.8911 | 5993.4277
17868.5184 | 11826.3324
18249.1689 | 17288.6058
16979.3564 | 17789.2255
17689.1603 | 16223.9205
18012.0467 | 13198.7818
18056.7068 | 15382.4384
18159.9913 | 14122.5438
18110.3943 | 14116.6884
17929.8559 | 15055.0591
17873.0708 | 12921.472
17979.8019 | 13014.2045
17979.5109 | 10462.8078
18906.266 | 10904.0146
17413.4439 | 13960.2923
17397.894 | 11287.5497
17046.2001 | 12639.5692
16779.3922 | 11185.5969
17080.3895 | 10431.3286
17533.2477 | 11001.1274
17327.6582 | 13909.1192
17149.6005 | 11579.666
17263.7805 | 13491.6513
16877.1642 | 14630.7367
17243.3274 | 14854.0139
16271.8726 | 14891.9473
16207.13 | 14942.7269
15874.4808 | 13848.3493
15633.9694 | 15662.616
16083.716 | 20207.1105
15274.8523 | 19181.3819
15314.3582 | 18648.5181
16266.8253 | 19589.3869
16150.4938 | 19519.6985
16753.6385 | 21272.8631
13991.336 | 19907.1586
16535.1803 | 19654.2201
16778.3384 | 19077.7396
16870.3904 | 22296.6141
15929.3376 | 20241.3307
15965.2998 | 20832.1773
16367.08 | 20252.7388
16208.6537 | 20914.7541
16597.6654 | 21133.9309
14204.1442 | 19180.7
13493.4285 | 22202.3055
15730.0341 | 20101.7459
14320.0245 | 19044.2414
16376.8063 | 17597.4672
14536.3277 | 18774.3704
15175.1589 | 19108.1264
15919.176 | 18070.5117
14647.4257 | 20347.1825
15669.8994 | 18957.5735
16193.3187 | 18559.8486
17243.2244 | 21398.5967
17146.2081 | 22283.5525
17153.5222 | 24008.4123
16632.9254 | 25146.2914
16200.4879 | 23094.6257
16558.9213 | 22239.1259
17105.7924 | 20500.4402
17802.5507 | 19593.2554
19483.3096 | 19769.5856
19331.5489 | 21134.4923
19121.3352 | 18271.5718
19029.3203 | 18172.8858
20010.7453 | 18810.7976
19619.9845 | 19265.517
19227.0873 | 18731.6072
17038.6782 | 20403.2768
16381.018 | 24271.9804
16411.7944 | 19398.0071
16416.1195 | 18916.706
15825.4321 | 21504.6883
16526.7529 | 22814.1873
16942.1218 | 20488.267
16339.6886 | 21161.928
15875.9211 | 20920.9123
14979.2323 | 21034.8832
16668.5148 | 23279.9655
16114.2539 | 22743.9269
16186.0914 | 20834.382
16364.1961 | 20928.3469
15543.9976 | 21316.3842
16009.1128 | 20060.4704
15954.8167 | 18927.7704
15799.0881 | 17693.5533
15888.6404 | 17820.8285
15852.3655 | 15415.6072
15143.5841 | 12021.9699
15096.4701 | 16030.8537
15642.995 | 13782.6241
15376.8141 | 13121.3344
15600.6024 | 10813.2628
15589.085 | 11122.8487
13135.6974 | 13762.7194
13887.3237 | 16977.0714
12783.9132 | 13453.0863
13281.0053 | 15366.184
14884.2375 | 15439.2603
15397.1605 | 14281.4883
14802.1332 | 16581.6653
15772.9702 | 17783.6342
15975.2059 | 16811.1537
16314.1871 | 19734.6434
16671.3604 | 20381.9073
16761.3668 | 22585.378
17002.2861 | 22988.3644
18524.3329 | 20462.9532
16630.9644 | 18801.5396
15772.5431 | 17807.02
15106.7468 | 19282.8859
15470.2229 | 19190.1135
15970.8429 | 22051.3304
15444.6459 | 20960.7582
14971.2325 | 20456.0008
14645.754 | 20196.0159
14796.2344 | 20205.6996
14943.1685 | 20497.4765
15472.8613 | 19212.4589
15912.7212 | 18213.4126
15755.0491 | 20338.9071
15915.8203 | 21094.5811
15358.9731 | 20612.7685
15421.7938 | 22209.1046
15160.6302 | 20096.9472
15669.9993 | 19539.3014
15643.0796 | 19607.4422
15813.2807 | 20253.7914
15971.7795 | 20007.8423
15669.6026 | 17795.1385
15977.2678 | 21280.9583
16523.1355 | 16767.3024
16477.4083 | 15901.0962
16504.6995 | 16885.4523
16512.3063 | 18397.7061
16648.1161 | 19136.7801
16516.4208 | 23610.322
16563.5411 | 19444.6281
16555.5487 | 20523.3737
16624.1123 | 21531.8764
16365.7178 | 23105.2086
16397.5876 | 24751.2209
16136.0572 | 25750.493
15870.3404 | 23351.2712
15664.0137 | 21315.4275
16598.4719 | 19337.5166
16184.8606 | 19135.9599
15263.8726 | 19585.3588
14305.9389 | 21059.1422
13693.9529 | 20905.2152
13042.804 | 21372.0174
12760.1443 | 22414.2518
12910.5514 | 22548.6512
13487.9064 | 23536.6465
12780.2833 | 21040.7276
14260.2941 | 19540.0161
13917.9344 | 20094.6477
14554.6137 | 19513.1731
14027.1958 | 21981.2543
14861.4516 | 25109.7711
16656.2107 | 21706.0843
17628.5713 | 23459.7845
15564.6419 | 24662.364
12926.8974 | 23458.9532
12715.9938 | 22444.2257
12501.6468 | 22506.6423
14370.3538 | 24497.4111
13283.7837 | 23046.6436
12472.9189 | 24004.361
13835.6704 | 24212.273
13657.8476 | 23282.2143
13810.5712 | 23292.6743
14227.082 | 21767.416
14842.2147 | 22500.1486
14456.4392 | 21899.7374
15008.1765 | 22482.993
15838.401 | 21665.3084
14575.2929 | 22016.4632
15425.804 | 21199.2273
16866.8763 | 19215.2215
17126.7627 | 18759.1845
17358.8613 | 17690.8059
16352.3912 | 18271.4084
16374.274 | 19893.5997
15889.3621 | 20118.1461
16770.6783 | 18715.7144
17179.1417 | 16568.5571
17395.7397 | 20395.6153
15220.4638 | 17915.9377
17529.6255 | 20795.885
17821.6337 | 21293.7182
17746.9116 | 18825.0758
17647.6528 | 17854.5789
17158.8125 | 18890.8316
16613.4881 | 18673.5051
17599.6758 | 16505.6808
17947.7693 | 18778.6701
17120.5321 | 18941.0226
17213.5554 | 17170.3555
17585.7146 | 16363.638
17528.9442 | 16402.1378
17609.8355 | 16937.5161
17577.5274 | 15452.2227
17463.7001 | 13508.2864
17387.525 | 16161.8154
17078.0425 | 17312.6402
16577.9184 | 17376.2853
17450.7306 | 18806.966
17720.5885 | 20019.2823
17856.1455 | 17896.3725
17658.7996 | 17792.7888
17896.3211 | 17267.1999
17152.052 | 18077.4079
17758.5327 | 18217.3113
17617.6426 | 16405.6038
15986.8985 | 17301.645
15279.2095 | 18426.5993
14135.7467 | 19470.165
14748.064 | 20371.0622
15773.2517 | 20957.2131
16390.798 | 18781.3016
17003.6745 | 19012.7104
16626.0418 | 17572.9167
15922.5178 | 17819.0521
17077.5246 | 18632.7669
16025.0346 | 21442.7533
16517.3444 | 17274.2235
17499.6608 | 18081.3473
17925.1088 | 18848.6949
16765.979 | 19019.0501
16928.7212 | 19668.1117
17206.6464 | 21606.2196
17754.5724 | 17551.1068
18050.3816 | 15859.964
18377.2094 | 14713.108
16922.5993 | 12505.7809
16419.2829 | 14592.5591
16333.9194 | 17493.4667
16967.1655 | 13861.9365
15251.0004 | 14255.5194
17002.8166 | 14548.8459
15552.8907 | 15494.5668
14152.2945 | 18196.9107
14375.444 | 18065.8297
13011.7297 | 20854.2026
13231.3919 | 19202.1052
13834.3683 | 18205.1798
13820.1426 | 21553.886
13871.4807 | 20855.727
13559.3181 | 22945.4905
13244.3504 | 20707.0179
12971.4655 | 22623.3421
14420.0339 | 22044.1343
14079.4063 | 24075.4991
13654.9157 | 22801.1764
15750.5979 | 20935.0516
13078.607 | 20452.756
13588.4065 | 20008.6148
10330.3152 | 20191.4987
10187.0779 | 18697.429
10480.142 | 23063.9753
10471.0807 | 21356.8782
11193.7418 | 21203.9594
10479.7458 | 23338.4917
9795.5655 | 21537.6977
10505.1697 | 22961.2943
10926.2844 | 20200.0323
11136.4285 | 20119.0717
11759.2605 | 20066.8751
12568.8292 | 19189.113
10722.0599 | 20553.3341
11374.3825 | 21026.2947
12190.3324 | 17505.4752
13490.927 | 17692.3545
13060.1066 | 15711.8152
13804.6801 | 17480.1675
14439.9683 | 18150.3541
14376.414 | 16892.098
11394.4627 | 18866.6231
11850.413 | 19774.783
12372.6171 | 19023.1473
12188.773 | 19320.1894
11811.4986 | 20674.7072
10804.4871 | 19166.108
12880.7709 | 19613.2509
13306.0161 | 18714.245
15033.008 | 18445.1101
13884.8258 | 17293.2767
14120.079 | 19101.1224
15412.3045 | 16874.9464
15876.5349 | 16912.7528
15983.8329 | 17651.8257
16621.9202 | 18158.5096
14977.9865 | 18882.6626
14889.9667 | 20568.4254
12177.712 | 19859.9352
11105.9564 | 17642.6171
12040.3562 | 19537.3173
12397.5096 | 18795.0504
11646.0501 | 18865.2236
11689.5327 | 21088.5087
11854.2375 | 17841.1288
11934.6505 | 18252.2879
12073.9736 | 18017.8699
11568.6178 | 17234.9807
11321.2522 | 19704.9757
11103.085 | 19875.9245
11261.3744 | 18472.7069
10980.9933 | 18767.1856
11355.9404 | 19469.2574
11803.6356 | 21753.5779
11847.3052 | 20563.7255
13813.5449 | 20972.5084
12624.5463 | 19811.9529
12492.5927 | 17536.2511
12567.7994 | 17927.8572
13327.1858 | 19403.6767
15120.0479 | 22224.3719
13872.8471 | 19443.138
13909.7503 | 20343.9035
12816.5327 | 20118.1934
11905.3125 | 20116.9779
11808.9417 | 21929.9506
16304.5135 | 19128.3235
16965.0588 | 13849.8007
17282.1735 | 14699.9074
16831.8742 | 12731.8173
17030.1739 | 14521.6391
15890.0493 | 12368.3686
14557.622 | 10524.1503
14796.2122 | 9593.9154
13866.4444 | 11684.2266
14280.0079 | 12709.6318
13886.1851 | 16695.6813
11427.0306 | 12434.0322
13281.957 | 12665.5107
14198.6911 | 12165.3388
13803.3227 | 12567.254
15089.072 | 14409.0821
15629.5275 | 14783.0325
16556.6961 | 11223.0089
16340.07 | 13032.5103
16726.968 | 13644.9276
17181.3617 | 15435.0447
16974.7757 | 17132.3306
17704.4742 | 17702.4263
17679.6469 | 16514.2146
16698.7334 | 15872.1944
16818.3656 | 15585.5258
17143.4849 | 18502.5686
18133.5625 | 16032.9486
18309.196 | 16270.6958
18479.8268 | 16387.066
18493.7304 | 15763.3849
18378.8109 | 17696.2414
17684.9167 | 16921.0915
17455.5577 | 2267.5342
11841.7025 | 5049.231
11806.8657 | 8226.7495
13345.7382 | 8309.475
14006.6421 | 9258.7541
14037.453 | 8932.966
14138.4896 | 10124.2693
14185.7303 | 10241.2968
14309.1179 | 9139.6422
14107.1157 | 8146.5658
14139.4106 | 8684.1096
14281.0827 | 9077.4847
13706.1864 | 10241.2161
13583.3349 | 8371.9317
14504.2993 | 9315.1397
14427.5512 | 8818.7605
14379.4749 | 8201.7587
14295.9625 | 7867.7931
12159.0403 | 6594.3241
11187.1414 | 7127.0519
11896.485 | 6880.2769
11709.5569 | 6007.821
11886.4091 | 7509.3571
12634.593 | 7326.1826
11015.7806 | 7008.5987
13016.6657 | 7276.5046
14859.4118 | 5982.2729
13148.069 | 9378.6425
13109.8851 | 9399.2127
12099.9512 | 8224.2828
12512.4646 | 8018.5508
12907.8128 | 7491.739
13424.3483 | 8082.4867
14380.7972 | 9039.3666
13709.782 | 8490.9273
13751.396 | 7959.4058
13848.1776 | 7489.5173
14269.2414 | 7281.4931
14770.5013 | 8109.6121
12027.38 | 6332.3463
13335.8756 | 7881.5706
13332.5611 | 8116.5881
13170.9363 | 8087.046
12597.1666 | 6443.6684
12750.4072 | 6290.2284
13455.2868 | 6460.9534
12065.6267 | 7057.2851
13138.9423 | 7059.4733
14194.7352 | 7534.0202
13432.2144 | 5684.6644
14900.707 | 8378.6353
15236.2543 | 8262.672
14851.2055 | 7044.9335
14665.9847 | 7800.6318
14576.6097 | 8421.7668
14901.355 | 8933.7881
15556.3152 | 9160.7904
15725.9523 | 9342.7045
15508.9992 | 9201.3881
14697.7148 | 6274.1656
12814.8197 | 7750.7346
15211.3603 | 8455.9283
14049.1495 | 7750.9074
14414.5852 | 7070.6013
14892.3515 | 8365.1017
14909.7696 | 9869.8819
11977.562 | 9410.2435
14456.8701 | 8262.6853
13397.0949 | 9335.2819
13514.2955 | 8270.6588
10578.1519 | 8324.5161
11146.7335 | 7784.9679
10605.0801 | 7934.3442
9705.508 | 8600.2188
9903.8189 | 7391.7963
10192.7527 | 10080.5149
9221.6858 | 9450.5579
9839.1843 | 9017.5955
10287.7683 | 9740.2724
12624.1159 | 8768.7448
12165.7214 | 12082.1494
12363.0474 | 13286.5675
11081.7723 | 13705.7686
11146.6617 | 15234.6095
11951.9213 | 15355.0467
13746.2581 | 11958.0934
13931.0719 | 12477.9486
12548.014 | 13491.8742
13564.1454 | 12354.1465
13241.9256 | 14281.9334
13513.1312 | 14894.27
12737.9079 | 13990.3608
12121.5391 | 13686.8912
13434.2709 | 14308.3889
14194.9027 | 15428.6778
13718.9402 | 14060.9646
14204.5502 | 13579.8638
14501.302 | 12736.5129
14314.9929 | 11510.7337
14274.8686 | 12293.1741
14495.6889 | 13416.9261
13525.3337 | 11227.0562
14911.1136 | 12276.8094
14852.0402 | 11419.4949
14667.3269 | 13142.6688
14455.8765 | 12569.2202
14482.0187 | 10493.8389
14441.9053 | 11179.0984
14334.086 | 11854.9922
14047.8507 | 11468.173
14368.3656 | 12985.7986
14368.6068 | 12443.7745
13841.2804 | 16526.417
14142.6987 | 13981.5021
14072.1815 | 14233.6164
14090.0744 | 15561.8425
13836.4904 | 15462.5995
14573.0695 | 14485.9806
14966.143 | 13387.068
15301.2009 | 13173.8681
14674.6991 | 13597.0105
14614.7483 | 11076.9073
14568.0117 | 10363.1159
14480.5862 | 11006.0326
14359.6595 | 12691.7034
14697.5193 | 15724.4728
14004.2068 | 12712.1627
13905.282 | 7137.9687
14008.7812 | 9276.4081
14500.7732 | 9327.7207
14816.3713 | 8628.1733
14050.0698 | 9486.839
13649.9661 | 9617.565
13689.7262 | 8883.8701
13436.9109 | 8210.1415
13071.8585 | 10145.5239
13523.317 | 11561.9513
12803.8056 | 8914.4303
13164.5974 | 7958.4216
13240.5267 | 9637.1445
13183.7464 | 11004.2242
13396.6652 | 11876.0193
13606.4073 | 9790.6337
13318.4613 | 9800.1444
14156.4969 | 10581.1993
13387.8517 | 12728.292
11772.7655 | 11501.2999
14151.215 | 10584.0423
14436.1432 | 9775.2992
14542.811 | 9109.0648
14709.9795 | 9833.6916
13911.5055 | 11579.5169
15164.5371 | 12742.3336
15230.8029 | 11615.8368
14859.8187 | 12507.7193
15164.9743 | 13389.4747
15351.8944 | 11349.364
14810.9613 | 11507.3796
15055.3817 | 12166.8085
15380.4823 | 12636.604
15222.3969 | 11142.3015
14975.9405 | 10872.6054
15550.1331 | 9876.2349
14944.561 | 11403.5484
16171.0363 | 11855.121
15678.8011 | 11163.2791
15376.8895 | 13085.8942
15503.6524 | 13891.6134
15495.2889 | 12503.9949
15584.2598 | 13606.4563
14219.6719 | 13331.7868
15678.4309 | 13325.0756
15954.1869 | 13262.6893
16230.8428 | 13049.6179
15320.8568 | 12619.1741
15384.6575 | 12094.4003
14273.8656 | 11441.1007
16235.1986 | 15327.3699
16350.3574 | 13758.6946
15352.738 | 11753.1241
15328.3067 | 11493.4149
14918.4171 | 11615.4404
16032.0692 | 11329.1932
16358.2883 | 11628.8767
16787.945 | 12658.3126
16652.1613 | 13352.0203
16216.2598 | 12328.1341
16621.4998 | 12933.3763
16121.3544 | 12222.3124
16008.8212 | 11782.2323
14745.5912 | 12650.7538
14942.2646 | 12592.1323
13097.5533 | 13522.8996
12285.3267 | 12504.1068
14458.3689 | 11141.194
14491.1055 | 11604.6137
14642.9094 | 11941.1011
14514.8799 | 11851.179
14882.6484 | 12017.6407
14465.5017 | 11241.4805
14960.5346 | 12452.5998
15200.4504 | 13068.1564
14727.1668 | 12418.1283
14049.9654 | 13885.6833
13309.0697 | 12649.0854
13160.3877 | 11938.9794
13452.7886 | 13649.6429
13655.3472 | 14022.4413
13482.5227 | 12777.089
13702.3502 | 12875.0377
13682.8616 | 12217.8378
13651.1743 | 17954.6512
13974.3244 | 16794.6187
14461.2917 | 14958.2701
14547.957 | 15654.4716
14563.8245 | 14532.1054
15442.3005 | 11833.8269
15043.2612 | 12514.4467
15488.1502 | 13529.2972
15436.6032 | 13982.0934
15453.2641 | 13474.2688
15508.2581 | 12819.6519
15427.6892 | 14813.8839
15374.0482 | 16014.285
15232.3646 | 15694.7819
14918.4892 | 13209.6232
15591.1576 | 13981.3891
15254.6591 | 14737.7117
15509.847 | 11879.2147
15592.6771 | 9892.6734
15665.2797 | 10074.1373
15571.5577 | 9231.4864
15491.0564 | 8639.844
15953.6196 | 6066.552
15776.5839 | 8772.9758
15556.0717 | 10295.5359
15748.1853 | 7414.8399
16000.846 | 9817.2899
15877.9258 | 7713.44
15535.683 | 6788.5878
15376.1351 | 6986.2115
15530.9329 | 7175.0589
15543.4184 | 6340.1817
14483.5564 | 6592.5357
15721.8974 | 6358.369
15820.2668 | 7706.7216
15700.2357 | 10447.0869
15879.0427 | 8025.3118
15966.5564 | 7129.5091
15718.8845 | 6287.4258
15251.9404 | 7369.3841
14815.7425 | 9295.0019
13341.3808 | 8238.2015
13428.217 | 5791.5952
14791.6809 | 7791.354
14019.788 | 7319.8724
11741.6813 | 7139.9913
11405.552 | 7959.9354
11510.6522 | 8357.1766
12567.8261 | 10506.8094
12114.3779 | 9889.3061
11844.7809 | 9842.0548
11857.5631 | 9633.7873
11654.0622 | 998.7207
9232.7292 | -268.7195
11714.8546 | 705.3202
11744.5639 | 1042.7828
11981.6501 | 1341.8973
11580.4436 | 935.4083
11461.2279 | 1019.774
11846.8855 | 1127.1484
11963.677 | 3473.998
11840.0427 | 6230.1804
11993.2721 | 2964.7607
12399.7691 | 1280.5405
12385.4332 | 1571.9854
11950.0926 | 966.0867
11521.2548 | 1135.4628
12949.1789 | 1295.8797
12297.9636 | 898.0465
13099.1753 | 245.144
14395.3663 | 1367.0743
13196.0289 | 759.0074
12602.6801 | 1249.8621
12484.473 | 1631.4247
12476.7975 | 2502.2546
12308.1786 | 1540.8137
12504.1289 | 4222.4602
12229.1772 | 2679.268
12834.6196 | 4565.1401
12468.9499 | 2945.9499
12638.922 | 6944.5347
11662.556 | 5508.9759
11817.3871 | 2950.6115
11705.3121 | 3005.5844
11944.6759 | 2015.7354
11388.0814 | 3212.9515
10901.0167 | 5711.1225
10570.4473 | 8167.1979
10189.5131 | 6452.1851
9911.5399 | 6064.2625
10828.8261 | 7087.1321
10354.6082 | 6645.8053
10352.8251 | 8239.4667
10966.1175 | 7256.1003
11040.6527 | 9115.9867
10459.802 | 12406.8648
10408.9696 | 11297.9789
9561.8625 | 10052.7219
9830.5327 | 10624.3597
9776.7595 | 10767.7301
9734.3654 | 10747.9688
9260.9773 | 10015.8638
9415.7186 | 10263.5393
9355.1835 | 10485.7895
9591.1699 | 10763.3711
9268.5254 | 10724.9034
11862.8786 | 10331.8902
9583.2544 | 11742.132
10720.6559 | 11106.4233
10349.8301 | 12041.3236
10227.529 | 12308.2647
10528.9241 | 13094.7065
10384.9039 | 13972.9778
10630.4779 | 13043.0319
13706.2539 | 14363.9664
11665.4099 | 13190.831
14631.9789 | 12521.3569
14695.0376 | 10779.0712
14894.5365 | 11061.2754
12329.49 | 8941.2734
14738.9401 | 11312.2381
14888.6346 | 12240.273
13952.1111 | 11576.4278
11694.6361 | 11628.3902
11975.4759 | 11594.7942
10157.5496 | 14682.1678
11159.7673 | 11219.2757
10856.3432 | 9934.9571
10857.7101 | 10349.0791
12110.3603 | 9222.3757
13800.9429 | 10381.2121
13425.2088 | 9685.8
13580.0562 | 11206.2979
14492.8346 | 11662.9321
12297.0291 | 10841.0417
14565.084 | 11990.3679
14927.8443 | 9199.855
14794.1375 | 11134.2846
15215.8869 | 11172.4365
14193.1316 | 11368.1849
14625.6945 | 9471.344
15482.8419 | 10603.2771
15927.5929 | 9523.0015
15628.1813 | 10654.8766
14374.2628 | 11865.3855
12961.2504 | 8128.2873
14069.7231 | 7905.6673
12008.0636 | 9072.6498
11834.8016 | 6990.2793
14702.1177 | 7556.8676
14504.1785 | 6823.392
14608.3635 | 11356.9825
15022.1871 | 8167.2362
15680.467 | 12421.1097
15454.1551 | 10525.1541
14825.5262 | 9642.7622
15924.9406 | 10681.3562
14543.7431 | 10706.8639
13853.3132 | 10289.1743
13601.358 | 11796.2587
13872.3557 | 10535.6318
13601.5159 | 11351.2773
13550.3505 | 12645.6743
13553.7033 | 13500.7865
13313.0859 | 13954.8726
11565.2299 | 13635.4543
10138.6755 | 11797.8821
10929.8465 | 11620.4846
9736.7604 | 11178.1231
9764.1794 | 11340.724
10672.1653 | 11234.015
10640.7212 | 11985.0196
12646.5987 | 12005.8664
11725.1685 | 13069.0389
11932.3277 | 13299.0101
11782.625 | 16071.9648
11599.6719 | 16043.86
11441.9114 | 13397.0997
11926.5211 | 11016.3022
11634.327 | 11669.2613
11699.8336 | 10954.3598
14006.8128 | 13063.3779
14988.4458 | 12930.6387
14688.0528 | 13748.6561
14405.5285 | 12962.5222
14198.8428 | 14033.9401
13922.4077 | 14544.5895
12431.4595 | 13787.521
11911.5903 | 12050.2654
12176.977 | 13376.7951
12178.3076 | 13914.7439
15424.22 | 12675.2845
13735.1294 | 16446.6134
11822.5186 | 14414.2348
11782.0116 | 15289.8337
11314.1099 | 13811.3738
12053.6069 | 14880.6188
12440.2239 | 15111.5717
12342.0645 | 15151.6473
11651.4291 | 13544.585
13462.2669 | 13723.6305
12648.4549 | 11864.6956
13218.0855 | 13065.596
12704.4804 | 12132.7913
12793.6271 | 13728.1171
11936.0814 | 15212.943
11432.3472 | 15440.4871
12304.5254 | 16539.5343
11497.7651 | 17703.9348
10415.1513 | 17203.2447
8526.565 | 16972.554
9157.9251 | 16566.0674
8633.8911 | 15681.1774
10616.7458 | 16293.6076
10478.453 | 16038.977
11049.678 | 15282.3561
9558.0286 | 13230.4213
10014.1635 | 12925.0178
7880.2913 | 11757.4001
6787.7063 | 12006.5624
7348.9864 | 11538.8522
8396.0768 | 11751.2108
9006.3147 | 12248.1869
7735.336 | 10361.9992
6975.9983 | 10787.1241
7116.4502 | 11433.868
6484.8001 | 10583.9896
7504.8939 | 12485.3559
6958.9016 | 14290.4519
6629.5114 | 12208.1679
6611.3896 | 14181.3705
7155.3256 | 14841.0134
7671.8918 | 13451.3151
7084.5906 | 12787.2707
6867.0108 | 13069.8493
6424.4285 | 11971.2608
6547.578 | 10948.9464
7085.5416 | 11654.5609
7336.8323 | 13511.4694
7425.2386 | 13825.1408
6825.5018 | 13199.6324
7163.8985 | 12197.5146
6213.2143 | 13825.5911
6997.6643 | 12214.1982
10114.0867 | 13120.9895
10793.7016 | 15331.0991
9090.104 | 16641.2833
7256.8226 | 15651.0388
9084.2476 | 16883.8433
8344.849 | 18216.0804
8529.8597 | 18160.7868
8894.2615 | 19003.6411
8562.2338 | 16765.8619
7962.5081 | 16727.7362
7869.617 | 15233.5363
8002.4193 | 17904.1283
8039.6418 | 16160.3947
7991.885 | 10800.7349
7971.6209 | 10811.7742
8311.0423 | 11989.6636
8862.3701 | 11745.0873
8685.8902 | 13430.9011
8467.5797 | 14540.7768
8553.683 | 15526.7722
8259.0873 | 14333.5439
7767.1394 | 13956.2462
7845.97 | 15319.6695
8042.2533 | 16898.8347
8318.1276 | 15871.7782
8201.9422 | 15899.8286
8276.1338 | 14841.4143
8305.0369 | 15303.6367
4173.4679 | 13550.645
8175.8049 | 16201.9274
8101.7565 | 14593.7642
8408.33 | 16658.8366
8132.6275 | 15743.6729
7767.1283 | 13696.9424
7044.6608 | 11291.269
8050.3634 | 14428.0246
8185.8102 | 12942.7595
8371.0193 | 14132.7741
8259.3517 | 14186.0573
8455.2053 | 14445.1015
8566.0134 | 13434.3609
8603.1478 | 12990.2264
8462.1804 | 14512.9832
8153.4471 | 13851.1593
7570.7018 | 13976.3171
7503.342 | 13145.9296
7508.0251 | 13973.7341
7414.0432 | 13200.7093
8000.0722 | 13149.4939
8343.8462 | 12009.0792
8747.7515 | 12026.3718
8979.7146 | 13627.0266
8903.804 | 12324.497
9080.5835 | 15115.8713
9238.4212 | 14744.132
8189.6669 | 16085.6696
8721.2053 | 13809.3926
8668.3368 | 14571.3874
8726.5948 | 14762.6182
8873.0607 | 14576.4547
8978.5025 | 16990.3388
8808.5439 | 15375.6374
8852.0253 | 16499.173
8967.4173 | 15769.8667
8733.1991 | 14319.1261
8918.1473 | 14366.3615
11728.01 | 14682.8264
12015.7724 | 15234.9373
11619.7981 | 15319.8114
13617.0374 | 14363.7277
12632.9478 | 13336.6685
11623.5315 | 12709.6749
12978.6404 | 11830.2152
12734.7176 | 13343.5573
12180.5141 | 16084.0621
13733.763 | 16360.654
13169.0228 | 16352.5107
12293.4907 | 16538.4939
12720.0748 | 15494.0332
13105.9417 | 14222.1807
14260.8992 | 14185.0527
9102.0918 | 12359.3412
11062.7975 | 15236.6972
11645.6378 | 15732.7261
13422.9142 | 13645.8154
13629.6027 | 15541.6493
14047.7961 | 17433.8713
14884.1058 | 17886.4262
14757.3072 | 16434.9174
13416.018 | 17207.5855
14331.7311 | 15912.8355
14350.9477 | 16201.1816
10198.2198 | 15661.3126
10809.1899 | 14385.2998
10947.3514 | 12735.0934
13482.2552 | 13228.9997
11190.2301 | 12924.7077
12554.7726 | 12633.3033
10752.808 | 13200.3322
10764.2805 | 12315.0879
13083.1726 | 16090.8171
11259.2119 | 15865.0177
13764.87 | 13268.9334
14737.5627 | 15225.5895
13990.7963 | 15982.9304
14094.1207 | 16266.1522
12721.5059 | 17863.6107
13353.2747 | 17024.7374
13304.9656 | 15764.2607
13942.3461 | 14123.5313
14408.1517 | 13632.3258
13961.5548 | 12044.971
15077.5301 | 12145.9841
14500.1218 | 11983.905
15442.4768 | 12891.1971
15804.7299 | 14767.8713
15655.7516 | 13268.9764
16932.33 | 16226.0299
13195.8936 | 15405.2673
14711.4431 | 12600.6657
15107.022 | 12402.356
14229.9891 | 15257.0985
14249.0765 | 15861.1541
15166.4543 | 13976.1217
13827.0303 | 15046.8866
12658.2834 | 16260.0633
14348.0257 | 15395.6945
14330.3483 | 14323.3477
14883.1552 | 14714.442
14058.0554 | 14400.0486
15199.6852 | 11429.7518
15176.8628 | 10834.6893
15222.8266 | 11006.187
14889.7894 | 12343.8068
14764.2685 | 11503.3422
14598.9549 | 12423.5265
12571.928 | 13621.1846
12047.9961 | 12153.2903
12709.2053 | 9186.4833
12204.5814 | 14181.6992
13292.6189 | 9099.0679
9759.0115 | 5673.846
11460.9453 | 8857.0565
11087.3963 | 6559.3413
13084.3261 | 4019.3756
14675.9227 | 2307.4104
10082.0438 | 1142.3899
12917.4128 | 3651.9031
14507.1668 | 3894.2365
10267.5063 | 2676.7017
12411.9225 | 1453.69
12905.3992 | 606.4749
15144.7737 | 4317.2548
15590.509 | 1794.2661
15947.6134 | 1605.9901
17270.8479 | 754.7314
17223.4304 | 2970.9227
15657.5466 | 4640.3371
16790.2003 | 3124.856
16794.7802 | 2269.1184
17341.274 | 4628.9791
12543.0992 | 903.6461
16233.3839 | 5818.9566
15122.2423 | 4879.3045
13959.9237 | 2282.2496
16838.7053 | 1890.5337
14647.0629 | 2658.7612
11999.8748 | 2509.8216
14771.436 | 7772.7093
13220.4749 | 8808.3001
16945.3587 | 2997.2618
14723.6541 | 2904.1885
15836.6304 | 3784.9011
13018.8444 | 3348.3132
14556.2337 | 2732.656
12366.6533 | 3249.3759
15172.7085 | 4912.738
11951.2385 | 1656.7219
14514.4436 | 2681.5677
17846.5776 | 1213.6261
16913.6387 | 5239.7873
18604.5806 | 8872.6688
16521.8595 | 10433.5899
19472.1676 | 9079.2127
18128.6713 | 8024.548
20084.1248 | 11618.2213
19886.6766 | 11995.5516
18162.4179 | 9027.7333
20516.0803 | 9189.3417
17476.4853 | 9453.4585
21627.1255 | 14114.3463
19739.8745 | 11396.824
17478.8972 | 11393.5987
18433.3545 | 10741.3235
20017.0238 | 12554.2745
17283.0587 | 16031.1435
20546.134 | 14612.5614
20248.8818 | 12674.5877
14627.0541 | 12661.7331
16924.447 | 11695.9976
18588.811 | 11124.7974
19197.7413 | 13805.4693
17858.527 | 13357.59
18287.3992 | 13126.5457
19484.5721 | 16767.1391
15994.6278 | 16129.2319
18205.5899 | 15625.0207
17434.2458 | 17012.0542
17468.8909 | 20095.9552
17744.3516 | 20179.2366
17065.1084 | 16971.5724
16527.0296 | 14773.1412
16305.8063 | 13544.1523
15260.7364 | 14322.7603
17067.5326 | 14315.1046
19326.1504 | 17106.9581
17013.7414 | 17015.6998
19190.5302 | 16593.2194
18542.1588 | 16973.9446
19706.2636 | 19019.9747
17633.6234 | 18130.8448
17108.562 | 17071.8544
17331.0613 | 15569.3489
16428.8016 | 15029.5477
15377.5755 | 15905.0063
17548.702 | 14950.6352
13974.1038 | 17284.5218
14131.4085 | 16989.9634
14257.3381 | 16860.2913
13425.7502 | 18045.0095
14584.6836 | 16985.0656
14726.0797 | 18841.8154
15096.084 | 18567.0032
14658.444 | 16965.0735
14403.1337 | 15552.263
13955.8461 | 16247.8481
14508.4535 | 17775.7327
14487.3328 | 15527.9375
14697.2179 | 18587.2093
15070.0076 | 14477.1056
14652.1713 | 14234.6672
14417.8267 | 14679.5206
14303.5953 | 15936.7713
14752.2971 | 15041.6572
15165.7129 | 16744.8395
14572.7867 | 12585.8664
14596.1772 | 13185.4937
14763.7383 | 14791.1912
14149.2776 | 17844.8374
14172.217 | 17682.7746
14361.6176 | 19022.6255
14540.1658 | 16218.8745
14624.8659 | 15680.8145
14795.6042 | 13512.7948
15836.9835 | 13876.4147
16595.2551 | 13407.4721
16601.3169 | 15134.3447
16171.7083 | 12968.4097
16515.9225 | 12951.4512
16022.8955 | 14891.7723
17398.1069 | 15542.1227
16921.5252 | 13837.5077
17006.7872 | 13872.7856
16504.3703 | 12911.7646
16143.3565 | 11869.1607
13876.777 | 12288.9253
13968.1575 | 15450.8578
13383.7704 | 14861.508
13241.751 | 16207.3826
13530.3111 | 13937.3938
15190.9023 | 14677.0558
14361.5636 | 14948.8531
15368.6358 | 15237.3412
15562.9267 | 13961.7211
15614.0994 | 17418.6531
15489.7047 | 16752.7638
15477.6939 | 15381.907
15772.521 | 16348.8865
15716.4889 | 16797.7216
15750.4247 | 16171.5699
16364.5201 | 18345.8956
16084.74 | 16347.9223
14826.9821 | 14437.5139
13969.545 | 15623.184
15195.6354 | 16258.2774
14547.891 | 15788.2475
14032.7183 | 18109.5478
14322.1452 | 14335.4108
13736.2368 | 11029.5208
12342.859 | 10890.2208
13336.4586 | 11191.121
13774.7195 | 10465.1528
12940.1994 | 10131.0695
13265.3283 | 11101.5866
11152.033 | 9351.1243
11666.8928 | 11143.4148
10717.3374 | 10192.3811
9778.9376 | 8589.1859
10040.2024 | 11547.9463
8695.1956 | 10327.3693
8599.1887 | 9747.8094
8732.1925 | 10235.7412
8858.1519 | 10467.856
9256.5341 | 10726.0738
9264.9931 | 10123.9653
9461.028 | 10572.8355
10703.6314 | 10378.8317
10950.4137 | 10539.5851
10145.8003 | 12034.0908
10693.7849 | 16064.3399
9955.561 | 16644.6203
9946.9808 | 15073.0895
10051.8404 | 13947.9111
10666.464 | 15714.0376
9877.9326 | 13302.6501
8446.0688 | 16122.3014
8888.0518 | 14228.9525
10716.5983 | 15345.6233
8455.8409 | 14382.0872
7752.7669 | 14743.9919
7515.3528 | 14586.1704
8370.8825 | 14188.1256
9351.1607 | 16423.6046
9416.0443 | 15757.8544
8242.9628 | 15017.288
8019.0229 | 13818.6663
8058.0026 | 14717.0187
7849.8157 | 13575.1562
8810.586 | 14004.3947
8368.1149 | 13911.5637
8843.723 | 14989.7098
8432.3062 | 16061.4129
7993.817 | 14579.7954
9025.8686 | 16639.3287
9638.5689 | 17219.6518
9433.3596 | 17285.4266
9151.8018 | 16109.479
11169.6517 | 13646.3576
9592.5139 | 16067.9369
9490.5262 | 15127.7047
11918.7319 | 12625.2527
11620.6367 | 14500.3341
12069.2095 | 13416.3433
7755.1555 | 13197.3496
7788.6783 | 15816.7714
9537.1929 | 14646.777
9342.2673 | 15574.9939
8943.0745 | 15726.0319
9178.872 | 14205.1871
10506.2612 | 15039.5284
11576.8026 | 14006.5993
11128.269 | 14661.7767
11175.9281 | 15212.6591
11548.3365 | 14831.7604
11144.6149 | 15534.2082
9853.3962 | 15721.1187
9739.0192 | 14487.1811
12563.8676 | 14006.847
13394.3226 | 13927.2401
11003.5763 | 14359.9078
11419.8737 | 15330.576
11660.7178 | 14672.9646
11609.6751 | 12504.7055
11824.1169 | 14561.2044
12368.5303 | 12509.4035
13700.2807 | 13527.2819
11600.0883 | 14684.879
10230.4647 | 15901.1961
8347.3394 | 14582.8837
7766.9767 | 14350.1687
6708.288 | 13075.8277
7661.5368 | 13247.722
6401.0459 | 12942.3671
6845.4354 | 15317.5071
6991.1189 | 14697.5956
7338.8709 | 14356.3233
7185.6347 | 12929.7791
7634.0256 | 13282.112
8353.234 | 14002.1494
7670.0102 | 13817.9342
7234.2885 | 17847.945
6733.6796 | 14892.0935
6293.3562 | 13404.7416
6734.2811 | 14014.4301
7234.4869 | 13170.3022
7941.07 | 13981.2745
8671.8288 | 16604.5692
7577.0708 | 15001.9669
7071.4041 | 15374.5606
7431.828 | 15229.7753
7569.3464 | 16072.7553
7350.2866 | 15242.2353
7503.1216 | 16888.7092
7205.154 | 16269.7675
7328.3476 | 14913.7271
7066.7651 | 14274.3064
7021.0138 | 13128.8031
7077.101 | 12069.5365
7323.94 | 12227.0688
7462.2077 | 10224.3671
7547.3011 | 8527.9166
7600.3873 | 10470.2012
7613.5992 | 10791.4853
6579.3571 | 11730.3554
6286.0175 | 13469.8889
6142.7581 | 10431.4429
6478.6592 | 9230.7913
7425.8889 | 10578.3773
7151.5455 | 11168.2319
8240.2263 | 12404.8519
9712.6913 | 13581.3081
8292.9023 | 11666.6782
7936.5639 | 10981.2954
9083.4098 | 10709.4139
8419.0625 | 11824.352
8159.0765 | 12464.7913
10950.3276 | 14056.0058
10349.2565 | 14849.8839
9899.2157 | 11176.8218
9455.9921 | 11874.4479
10342.0839 | 13128.3926
9944.6084 | 14289.4361
12638.0465 | 14965.2997
9802.893 | 11988.5238
10445.9051 | 11593.5021
10968.3027 | 10963.206
10944.4216 | 11520.3086
10367.2461 | 11469.9511
11616.5998 | 13204.9939
11291.0824 | 14573.5733
11061.248 | 12932.5923
10798.0048 | 13559.632
10547.4448 | 11208.062
11006.9205 | 12805.3341
11210.8451 | 11372.6642
11239.3998 | 13925.5389
11210.8927 | 12232.7208
11399.0606 | 11845.3071
10552.0913 | 10884.6234
10793.0946 | 11147.9258
10755.4045 | 11583.3223
10058.3253 | 11565.7094
9482.2276 | 13521.648
8944.251 | 13214.1259
9699.046 | 11230.2289
9668.7527 | 9365.8624
9603.7625 | 10108.9105
9716.3956 | 9511.7504
9781.4892 | 9198.043
9582.8147 | 10868.1276
9375.4756 | 12028.323
9041.3582 | 11794.385
9895.1953 | 13639.5613
11163.0535 | 14329.5518
10947.2884 | 11706.9973
9630.4944 | 11505.5117
9799.0867 | 10345.2764
9896.8151 | 12067.7119
9755.0984 | 13424.6291
10043.6998 | 14712.9631
9881.6067 | 13507.1033
9746.3823 | 12309.5586
9778.6683 | 13588.6406
9883.5592 | 12830.7912
9860.467 | 12680.0009
11594.5207 | 12418.2171
10114.1847 | 12947.2362
9816.7223 | 15741.6666
10255.3876 | 14001.4005
10134.8749 | 12995.5988
10351.7025 | 12124.5335
10140.0122 | 8279.285
10238.4078 | 8719.0342
10304.5323 | 6905.3987
10526.3183 | 8579.7659
10528.3236 | 9411.5004
11088.2117 | 10595.4321
13041.1189 | 11389.2487
13143.5392 | 11977.3165
13049.7899 | 10810.5936
12425.9267 | 11147.7585
12361.597 | 9478.7629
14081.9796 | 11714.7537
12322.4372 | 11411.8828
11591.7315 | 7435.7779
10672.4709 | 7993.0505
11155.5721 | 8279.1532
11313.533 | 7110.2446
11155.4305 | 7381.2744
10814.0768 | 8425.1687
11792.1744 | 6868.9946
11777.512 | 5505.6202
12021.3924 | 3576.0413
12117.2514 | 3680.8032
12275.4236 | 1039.2721
12734.623 | 2056.7445
12423.1162 | 2181.9069
12596.3812 | 2711.6336
12887.8169 | 7047.6604
12021.289 | 1054.4765
12323.2888 | 1052.576
12179.0589 | 1018.9996
12296.1751 | 1026.0357
12956.3754 | 3258.4723
12732.358 | 6356.8789
13109.0123 | 6113.8364
13223.2051 | 2991.6197
12376.5257 | 2517.9729
12378.5824 | 3663.698
11648.7414 | 6786.5375
10246.3332 | 8155.6227
10989.9542 | 3941.7622
10373.2349 | 2588.0962
10754.1209 | 6427.7481
10545.344 | 8819.3109
10770.3173 | 8980.96
11773.9203 | 9582.7991
11173.8886 | 15796.1198
12156.9309 | 11512.5637
12669.6335 | 11467.4999
12789.2227 | 13840.0589
13049.1944 | 14050.2274
12687.4641 | 14407.1786
12340.9601 | 15629.2249
13447.6443 | 18624.7845
12785.9174 | 16004.9833
11961.724 | 15389.1421
11807.6077 | 17339.0335
12536.2386 | 16051.9334
11837.2679 | 16810.0045
12051.8975 | 17354.0883
11837.8395 | 18478.0524
10788.7723 | 18734.766
10838.8727 | 16602.7841
11196.8233 | 16229.1033
11680.3337 | 16797.0469
12145.5258 | 16646.4954
12025.1933 | 16745.2582
12512.7338 | 17409.4525
12408.193 | 17423.8181
12004.2605 | 14934.6767
12380.0833 | 16496.555
12777.8122 | 16493.5711
13787.6085 | 16075.8252
13489.7759 | 15654.2953
12895.2478 | 15361.4829
12129.1486 | 18027.9203
11227.1916 | 15713.919
11503.7714 | 13595.3059
12438.73 | 13327.4292
13300.422 | 13826.4668
12623.8568 | 14140.9516
12365.9833 | 14676.7785
12952.7857 | 16761.0234
13241.7925 | 15567.3279
13174.6504 | 13596.4275
12325.2244 | 12265.0207
11964.435 | 14203.9468
12292.2232 | 13315.3622
12407.1032 | 14981.7504
12847.918 | 15128.3821
13820.055 | 14213.3169
12862.6325 | 14199.6949
12331.5392 | 16542.442
12040.7368 | 15621.5067
12143.9349 | 17417.1465
12004.7426 | 17303.6969
12161.7546 | 16070.1907
12362.2456 | 17406.2251
12036.5158 | 15880.2821
11774.9553 | 15540.9445
11985.5965 | 17250.7587
12737.4961 | 17655.9896
12711.7475 | 17542.6607
13386.5214 | 15271.3196
13214.3303 | 14425.601
13215.1229 | 14896.7817
13023.4884 | 14151.6412
13264.5414 | 14803.9469
13107.7437 | 16105.7698
13181.8141 | 16213.7039
13197.7111 | 18979.1623
12437.379 | 17077.3957
11245.4532 | 16150.3345
12161.8919 | 14105.1997
12261.1648 | 13185.9369
12786.3557 | 15113.133
12679.2932 | 15456.9444
12589.4546 | 14937.0277
12351.2933 | 14240.5488
12191.6304 | 15766.5169
12867.7738 | 15004.0622
13633.0695 | 13122.1116
13633.471 | 14722.5177
12665.9437 | 16212.198
12037.8379 | 14649.8871
12317.8998 | 14989.4008
12322.3178 | 14016.1681
12549.5381 | 14021.8428
13652.1258 | 13825.7431
13584.9042 | 13087.8659
12892.6397 | 14457.3604
13072.3777 | 14935.9462
13591.3108 | 13771.598
13610.7776 | 13945.4765
13505.8775 | 14908.3138
13119.3236 | 14602.7547
13183.1528 | 14205.0266
13413.5512 | 14487.3488
13624.5638 | 17157.8927
13840.9823 | 14967.0348
13884.078 | 15439.7381
13275.9446 | 14871.3169
13032.2021 | 14046.643
12976.8862 | 14074.3302
12362.5601 | 14051.618
12170.2216 | 14683.26
12179.4658 | 13738.0357
11680.6552 | 15456.4779
10882.7552 | 14794.7372
10384.6072 | 16020.474
10518.1388 | 15505.5069
11660.8285 | 15654.9659
11180.55 | 15763.6601
10762.4701 | 15402.3698
11157.9516 | 15065.3748
13350.1621 | 15974.2406
12444.0794 | 15763.0088
10733.7044 | 14665.4848
11045.1765 | 14321.9822
9954.1273 | 15264.1175
11035.0588 | 14486.3681
11316.4938 | 14362.2763
11130.7734 | 12602.8083
11479.5498 | 14809.9165
11318.3132 | 13831.0386
10893.0458 | 14729.6879
10555.5276 | 14733.0658
10999.5823 | 14821.7187
11745.0859 | 14828.9389
11823.9636 | 12804.6157
11370.9191 | 13974.5265
10728.3607 | 11845.0562
9518.4917 | 12529.2256
10714.6074 | 13109.9101
11688.864 | 11340.417
11068.9157 | 11369.208
11287.9094 | 11823.7641
11705.0638 | 12832.5374
11846.1499 | 14965.4081
12918.7441 | 14866.5024
13373.4115 | 10647.4686
12563.5968 | 8939.5553
12317.3038 | 12234.1022
12006.8822 | 12395.0019
11334.1282 | 12319.7215
13412.3952 | 15993.9679
13872.8638 | 14373.5617
12948.8602 | 16613.4831
12571.7205 | 15560.028
12836.4344 | 13929.3049
12818.8894 | 15434.2925
12917.7802 | 17428.0491
12216.8577 | 19015.8055
12416.1901 | 17748.6491
12194.2891 | 19534.783
11495.7695 | 19492.6431
11747.3598 | 15032.0869
13115.6591 | 15235.8979
13367.921 | 18958.5727
13738.8131 | 17947.0362
13359.9376 | 23931.0941
12470.8488 | 16991.4214
12730.7147 | 20735.0663
12666.2333 | 19906.296
13536.3483 | 15192.2283
13106.7613 | 19091.5859
13270.8428 | 15747.9213
12630.2055 | 16287.0314
13009.5358 | 14408.6379
13657.8888 | 15255.0002
13469.8853 | 13971.5017
13080.3032 | 16637.0415
13273.9171 | 15421.4644
13004.8086 | 13837.3231
12828.2815 | 13904.8828
12454.561 | 16853.6092
12471.972 | 15100.6315
11766.6676 | 13688.4163
12784.8261 | 14555.7871
12521.5107 | 14466.413
11237.0137 | 20129.464
12281.5807 | 21443.8202
13584.8198 | 18267.955
16182.4634 | 23108.5298
13469.4521 | 21309.1848
12737.7428 | 18709.0959
16087.467 | 16167.3882
12181.49 | 13566.2076
9004.5577 | 14304.4442
9468.2438 | 14105.9859
10155.9267 | 15459.5307
10101.1195 | 15563.2651
10041.448 | 17254.1715
10746.1092 | 15563.2217
12435.4121 | 15596.4547
11475.9159 | 16002.6966
10198.7827 | 14928.7191
11735.9162 | 14881.5824
11432.5479 | 15936.5062
11205.1375 | 13621.1359
11887.6476 | 14445.8767
10687.9942 | 14433.4122
12410.0156 | 14635.9903
11987.4196 | 14336.7504
12036.4242 | 14414.2364
11746.1415 | 16791.46
10913.9803 | 14417.7387
11332.1642 | 13392.757
8596.1175 | 12641.3157
10139.0219 | 11358.0813
11248.214 | 10236.636
10593.9995 | 11041.1565
9317.4858 | 10537.7637
11037.8365 | 12004.8868
11551.9107 | 14549.4143
12641.8688 | 16284.7863
12609.2514 | 14446.7775
11221.6611 | 18279.6863
12132.6388 | 18400.3059
11783.3998 | 16309.233
12561.1473 | 15236.9014
12223.9144 | 15299.6131
12687.5354 | 16200.4555
13343.9214 | 15868.3143
13848.3121 | 17476.1225
13431.5663 | 15173.6504
13443.4339 | 13656.239
13534.4132 | 13202.7856
13754.6234 | 12817.3202
12852.5624 | 14252.4536
13314.668 | 16440.8471
13624.3329 | 15095.4329
12611.5531 | 14060.5161
13307.5728 | 14576.1452
13343.8019 | 16236.7587
12986.4805 | 14274.1308
13034.4414 | 16995.6889
12546.4524 | 12413.192
12651.6351 | 10884.2344
12847.302 | 11039.4049
12188.3949 | 9822.3973
12025.6269 | 8988.0775
12547.6307 | 9376.0824
12340.2892 | 11793.3094
12531.4533 | 10238.9436
11749.7161 | 11315.8393
11662.0988 | 9915.4069
11992.9951 | 9537.3025
12829.4806 | 9685.2918
13367.187 | 12934.504
8693.3428 | 8771.9444
8435.6023 | 10362.6185
8245.9855 | 9469.6732
9565.4131 | 8202.9467
9883.733 | 9177.1319
9807.6901 | 8761.3347
9678.7556 | 7655.8309
9776.0873 | 8095.7885
9525.1823 | 8430.3937
9871.377 | 7670.4394
11285.6006 | 11154.5139
10492.5103 | 9640.9305
10171.2087 | 7139.2695
10941.2906 | 7595.6611
9427.7625 | 7989.4592
8781.7987 | 8154.5388
8570.8728 | 8356.8375
8911.2089 | 10996.4993
8773.7896 | 12630.1534
8547.6005 | 13562.0701
8640.1169 | 12638.8095
8289.5992 | 13075.0122
8526.5981 | 12672.9401
8869.9754 | 11623.2618
8554.4874 | 12825.6813
8531.7219 | 15004.4274
8038.6501 | 17997.401
7929.0431 | 18980.8967
7448.6211 | 15493.9724
10512.2451 | 13998.7421
13769.002 | 15154.2208
11601.6997 | 13698.5521
10951.3961 | 13589.282
13000.9513 | 17170.4281
12507.4595 | 14650.9734
12528.1341 | 13625.4468
12744.5067 | 13901.4832
14925.5566 | 14913.0825
15172.9859 | 16824.7676
14802.5337 | 18343.4941
14334.5998 | 15729.5558
14697.4752 | 15200.881
14631.2368 | 15412.2655
14647.5252 | 14126.0147
14757.6789 | 13978.8839
14612.8191 | 17367.9642
14460.8758 | 16653.757
14759.2604 | 16415.86
14857.4726 | 17032.3415
14922.0556 | 14868.6287
15115.9587 | 13603.8865
16275.0252 | 10920.0762
15846.6245 | 11573.6705
16617.4439 | 6187.4973
17891.9025 | 3754.2784
16007.3161 | 3487.256
16312.7877 | 3250.787
18997.1407 | 4947.1573
18703.5146 | 7887.8734
18593.8855 | 8034.811
17883.0211 | 5326.7698
17391.8115 | 3276.3298
17244.5521 | 3295.2005
17849.3357 | 3285.5629
17340.129 | 5236.4542
17994.6963 | 3280.4948
17876.3132 | 3289.4988
17996.2299 | 5616.5303
17856.889 | 10809.2158
18095.2602 | 12348.9403
17859.1192 | 14292.541
17019.9557 | 18774.9552
16388.6448 | 16360.095
16373.4241 | 13664.2122
16056.2724 | 13596.6546
16585.0464 | 16865.2784
15675.2384 | 16053.7255
17609.0636 | 16209.6867
19013.6693 | 16664.4919
15338.6305 | 15042.1769
17791.0046 | 13852.7707
18066.0018 | 17276.2792
18321.0696 | 18199.0547
18499.4596 | 16302.9204
17936.2867 | 16115.4154
17398.8438 | 17743.2375
16605.0464 | 17961.6756
17143.0057 | 21369.005
17249.3605 | 18700.3131
16709.2969 | 17610.1907
17256.7654 | 20344.2711
17510.2211 | 17989.9229
16443.6506 | 17719.5656
16599.0971 | 19935.0628
15187.5939 | 22613.5686
16374.8804 | 18273.0762
17400.175 | 17257.601
16849.5944 | 18364.934
16351.4549 | 18534.4895
16655.8321 | 18235.4159
16687.6558 | 20113.9372
16980.2254 | 16709.7223
17380.4864 | 15016.0991
16523.2482 | 15822.6933
17211.3484 | 17978.7132
14566.3711 | 16485.3928
13204.6107 | 17786.245
15069.9691 | 17177.6447
13928.6405 | 14202.6757
14703.0933 | 18248.4101
13376.0013 | 16781.3718
15817.1908 | 17695.6682
15258.6776 | 18881.1077
15438.125 | 20085.7688
19406.5372 | 19796.0308
16732.2912 | 17243.8083
16819.6386 | 17779.8202
16520.1893 | 18646.5812
15239.0098 | 18117.7907
15907.5366 | 17280.9616
16685.3511 | 15128.2815
17274.9376 | 16790.663
16420.0119 | 18433.4529
17114.8793 | 22585.413
18452.6937 | 22193.0866
17894.6092 | 21058.2281
17472.7341 | 20619.2986
17098.6369 | 22592.8353
17024.3156 | 20491.1685
16917.7306 | 19581.9428
17508.2497 | 21853.0963
17325.1486 | 21764.1007
17837.406 | 18524.9859
17443.5612 | 19140.9837
16278.9748 | 18457.4697
16473.3718 | 18243.5039
17401.7358 | 19204.0428
16329.1571 | 21076.773
16470.0085 | 20048.0415
15267.1232 | 17411.1843
15276.2601 | 18632.7998
15352.5385 | 19227.7534
14481.9606 | 20493.6549
14599.0519 | 19416.7327
15868.2725 | 19151.0775
14876.2193 | 19890.9257
13337.3465 | 18649.5457
13451.8698 | 20176.3311
10995.0362 | 21127.8405
12563.2694 | 17024.6017
12595.1248 | 13741.6196
12095.4834 | 13535.6217
10155.0528 | 12585.6196
11703.2112 | 12249.2917
12308.9484 | 13212.8546
11349.9473 | 15015.1143
14802.5422 | 14856.0409
13216.544 | 15530.9081
10327.9875 | 15297.8365
12264.1706 | 15599.0623
13343.4759 | 17572.5345
13832.1036 | 15754.0491
13594.5377 | 20325.8765
15501.7966 | 22933.7466
12976.1674 | 17714.3579
13081.3969 | 18546.6553
13303.5781 | 21672.7967
13522.5394 | 20811.955
14432.1013 | 18321.4882
13757.5963 | 19142.3241
14131.8758 | 19286.7542
15021.8909 | 19127.928
16180.251 | 21138.7126
16248.2361 | 22208.1639
16183.8099 | 18465.3451
16511.1214 | 17586.0814
17988.1264 | 17796.7196
17155.3373 | 19613.3921
17470.1421 | 14802.9014
17664.6511 | 17137.9929
17037.635 | 14858.417
16524.2078 | 13088.2911
15233.894 | 15479.9463
16752.3434 | 13114.2323
15494.1361 | 13768.189
15938.2577 | 20049.713
15202.0397 | 18960.854
14715.4905 | 15867.7082
16051.7958 | 17250.5227
16168.9818 | 18446.0273
16896.9886 | 21113.0464
16260.5785 | 21526.6108
16884.7873 | 19748.3144
15346.2357 | 18422.1355
15989.7435 | 19039.7103
15792.3567 | 17987.9146
16548.557 | 16942.056
17105.3991 | 16727.4855
15326.4716 | 17905.5096
13945.2799 | 19182.099
13941.8727 | 17045.0804
14376.7113 | 15547.8867
14707.4946 | 14928.8566
14317.6237 | 15038.1597
14619.6076 | 19047.4751
14055.9329 | 22267.6735
13211.1365 | 19268.8904
13778.0689 | 16964.835
14397.5627 | 16545.8265
16470.9317 | 16614.4752
14361.5154 | 16590.9521
14078.8572 | 21424.7016
13842.6304 | 18624.4549
14229.776 | 17056.4569
14046.0843 | 16079.0892
14810.3685 | 17133.3181
15135.6004 | 17301.208
14715.1705 | 19186.3281
15812.6353 | 21684.6605
14827.971 | 19020.8247
12918.2649 | 17862.2542
11955.1662 | 19198.4742
14241.9908 | 19862.863
13934.2048 | 22053.4608
14542.0686 | 21357.7891
14547.358 | 17178.3738
15225.7679 | 17208.4655
16455.0444 | 19818.4764
15836.4098 | 20117.8628
16039.2495 | 20131.8287
12563.4276 | 19396.5761
16550.5249 | 19490.7672
17610.0669 | 17434.3635
17632.6891 | 15249.835
17423.7779 | 15803.7222
17048.952 | 16822.5147
15467.5233 | 17101.1121
14701.7445 | 18176.8812
16469.4049 | 21090.7785
15674.429 | 18658.4893
17056.9277 | 17303.0414
17069.5357 | 15182.6808
16174.9219 | 16891.7045
17158.6807 | 16011.7693
16530.0676 | 15314.2439
15550.0112 | 17036.1825
15525.8505 | 13486.9802
14955.3818 | 13424.1849
13278.4441 | 11738.524
14529.7844 | 11900.7414
16790.9253 | 13263.0204
15787.0876 | 13520.2214
14739.5076 | 13285.6952
14755.8011 | 13498.7275
14308.6525 | 13270.6663
15862.1456 | 14700.2786
15877.5165 | 13187.8709
15716.3647 | 12544.4604
15963.2177 | 13157.9886
16147.7766 | 14985.9783
16059.3231 | 14101.4927
15691.8881 | 14099.6289
16485.2215 | 13726.1311
16802.5869 | 12862.8954
16738.2574 | 14837.6276
16429.3698 | 12571.3991
15865.2068 | 16885.3909
15966.876 | 18204.2636
17264.7722 | 16795.0813
17777.4801 | 16960.465
17101.9209 | 17746.6176
17147.2865 | 16863.9562
17168.9831 | 18613.9132
17371.0955 | 17391.5511
17536.9181 | 18344.9725
16580.3342 | 22392.8928
15629.5592 | 18847.4249
15321.432 | 19095.9315
14813.6019 | 17669.0668
14828.3758 | 17667.3361
16022.2901 | 19521.3154
14573.34 | 20449.0578
15055.8709 | 19046.7855
15323.4716 | 20868.8113
16035.1544 | 18036.7355
17084.1502 | 17325.9607
17461.6646 | 17975.9716
16929.3886 | 21157.479
17670.0333 | 21187.9955
17509.9425 | 19853.0926
16603.3398 | 20433.7524
16595.2404 | 20079.0464
15473.2907 | 18972.9604
13902.633 | 21292.4084
14741.1907 | 20995.745
15109.5928 | 20348.2553
16091.3188 | 18902.9623
16922.2851 | 18292.1512
14296.7912 | 18791.8101
12563.802 | 17955.7643
12401.6535 | 20553.1752
13265.3519 | 15330.6415
13793.261 | 16050.1081
13338.8393 | 15983.8059
12703.9691 | 14788.8967
12878.2387 | 14966.5608
11709.7178 | 16539.1432
13503.1221 | 16834.9963
13840.1927 | 14963.8249
13393.2688 | 14015.1207
13658.6426 | 14998.5314
13068.0315 | 14281.802
13115.2522 | 14152.616
13547.1144 | 16118.9397
12416.1656 | 14830.5841
12941.4927 | 15213.7719
12339.7184 | 13662.0291
10412.5874 | 13030.1027
12082.4728 | 13165.8295
12248.2642 | 13778.2754
10684.5116 | 13820.3435
10521.4121 | 13650.6819
11963.9057 | 16940.2992
11703.3824 | 14882.5299
10070.3172 | 14736.8911
11793.4497 | 12625.9282
11184.5235 | 10727.7442
10324.117 | 11376.6259
8806.417 | 11721.9706
9929.2551 | 11999.7461
9070.2277 | 16521.2113
9358.7729 | 13852.9654
12660.5042 | 13804.5725
12475.4169 | 13220.5
11915.8135 | 13929.4546
11689.7438 | 14111.7881
11298.4108 | 16911.2215
11185.1193 | 15423.2425
10547.1884 | 19102.4882
10847.689 | 16759.3588
11279.9406 | 15979.6652
10050.9305 | 13734.0523
11465.2379 | 15869.775
9546.3177 | 15822.3916
10032.0879 | 14845.2427
9261.7396 | 15893.6204
9047.4345 | 16181.6877
9652.4753 | 15355.164
9617.6857 | 19307.1348
10680.6567 | 15212.7295
9424.9832 | 15046.977
9328.3591 | 16022.089
11661.4933 | 16997.1021
9244.8394 | 15811.7184
12742.1967 | 15722.8359
12341.018 | 16660.7762
11181.6314 | 18750.7583
11587.9123 | 14949.0264
11881.2629 | 15038.2735
12425.8028 | 17231.2288
11406.0646 | 21291.4693
11295.6365 | 19159.7416
12719.1241 | 18707.6029
12109.565 | 18425.8115
13772.6231 | 19203.4325
12385.4981 | 18276.7331
11219.9563 | 17680.4494
14195.2907 | 18029.9707
14025.8523 | 19888.0825
14580.2686 | 20422.2357
13149.2275 | 23544.1305
14864.6918 | 19744.2634
14188.4521 | 19471.98
13467.1058 | 20656.0377
13329.6918 | 19955.31
12924.1548 | 20764.082
12862.6429 | 22285.7865
12175.1213 | 21533.2455
13025.2386 | 20700.0132
12769.0127 | 18781.7024
12387.3315 | 17327.7618
10198.4309 | 16024.1262
12792.6844 | 14746.0027
11603.3725 | 14622.6637
10599.3933 | 15972.7891
13391.8363 | 15720.2081
12081.1986 | 11772.541
13041.5084 | 14443.9395
14319.165 | 11456.617
14952.3626 | 11374.7799
14779.6867 | 11421.9561
13621.7971 | 13126.4078
15001.6028 | 12590.1611
14330.7935 | 10480.3837
14350.2144 | 9747.0436
13834.8097 | 7302.2469
13340.3804 | 9976.2489
12034.6423 | 9575.3342
14465.5708 | 11493.0379
14790.8275 | 14002.1242
14879.1279 | 10331.6517
15095.147 | 12939.3356
16333.1274 | 14433.4851
14975.4285 | 16139.7972
13303.972 | 16751.6343
13559.0261 | 19155.9261
13870.3274 | 19409.5303
13582.5355 | 17683.1558
14072.1179 | 18041.3145
15059.6433 | 19414.6833
14667.4233 | 19609.0338
15519.872 | 22821.1894
15756.1178 | 19998.2037
17212.9477 | 19651.1148
16523.3059 | 19970.1363
15461.8273 | 20072.9363
15996.9155 | 22820.3529
16889.4001 | 22806.8855
16565.8278 | 20617.8932
17897.617 | 20199.6779
14419.9029 | 20314.9733
13545.9228 | 21965.9667
13192.1334 | 21007.2813
14379.9123 | 21045.912
15728.04 | 20434.7312
15431.7916 | 19056.9496
15574.2916 | 17434.9326
15365.5889 | 19445.7211
15070.8297 | 18533.2116
15416.7313 | 18457.0816
15527.3717 | 18162.1937
16218.1549 | 19540.6511
16118.1771 | 18839.4343
16920.9211 | 19524.0997
16350.872 | 22310.086
15481.4469 | 21092.3249
17263.483 | 19600.3518
17447.6342 | 18984.8757
16840.1004 | 20384.7938
16372.93 | 20497.0399
16129.8706 | 19911.368
12822.4975 | 19975.7478
15448.4854 | 20269.7334
14755.8212 | 22821.4755
14789.8793 | 21325.0448
14995.5783 | 21555.3941
15175.9247 | 20688.2999
14986.308 | 21880.2807
15421.1218 | 23976.3973
16632.7494 | 24001.8258
15597.8131 | 22670.4544
15433.0331 | 20187.6467
15460.6253 | 18879.1803
15822.1536 | 19889.6503
15687.9542 | 21345.8562
15806.0767 | 23144.7971
16358.0233 | 24401.325
16147.4627 | 23206.2271
14487.1455 | 19707.1117
13594.2153 | 21385.4472
11838.6565 | 20166.1043
11500.612 | 19037.158
11216.9784 | 19560.0792
10711.0154 | 18736.1078
12187.7202 | 18920.9689
14432.7032 | 21736.1536
11725.1995 | 19403.4631
12727.1521 | 18899.4962
12546.291 | 18182.9062
13031.8607 | 18431.4863
13002.4469 | 18545.2149
15171.9941 | 18808.2909
14448.1627 | 21712.0357
14304.4196 | 19830.5844
14646.1229 | 19327.0602
15539.684 | 19297.5096
14453.0938 | 19332.988
14722.3674 | 19208.89
15131.5214 | 20143.6133
13080.3801 | 19125.9384
14487.5521 | 20132.3788
14323.0926 | 20115.6519
13824.8344 | 19317.7073
15718.4439 | 18942.8929
16468.1571 | 18161.0094
11764.8862 | 18190.3849
11818.6965 | 18007.1746
13259.0705 | 18906.6852
12813.9201 | 20145.763
12637.6137 | 19523.6512
14417.8866 | 17163.6351
15883.4064 | 19984.7931
16400.599 | 19048.6895
16858.8472 | 20239.1586
16148.4578 | 19955.9948
16587.3287 | 18506.0933
16954.0076 | 21170.5645
17321.3002 | 21731.2589
17036.2175 | 19603.4131
16946.7552 | 19457.6323
16260.6569 | 19926.6182
15856.4992 | 20875.5207
15844.1459 | 20937.0113
15464.752 | 22622.892
17292.0202 | 21556.2975
13877.5868 | 18687.9725
12367.7292 | 16984.5689
13540.2981 | 19277.2764
13369.4401 | 18219.9016
11996.0306 | 19873.283
9564.6411 | 18884.6681
10054.6999 | 17775.0575
12567.5018 | 16137.761
10312.6516 | 13379.3811
12332.5846 | 12979.464
10076.3659 | 14248.3268
10866.3478 | 11754.0082
9579.7545 | 12504.5529
9915.5426 | 14301.5069
9404.7954 | 16301.3985
8830.516 | 22398.3764
10250.8082 | 19267.8008
9091.6708 | 19308.2061
9457.4113 | 18053.2637
10696.8049 | 17017.9915
11110.9333 | 16915.4012
10432.4862 | 17081.2957
8718.8814 | 18275.7857
8617.0539 | 18830.196
8536.1516 | 20048.7134
8731.1898 | 19582.6753
12125.9398 | 19030.9632
13681.442 | 18774.795
13157.2177 | 17417.1557
14909.8421 | 18501.5064
13756.0048 | 21692.4684
11664.2564 | 21611.5645
11629.6104 | 20503.9344
11695.2296 | 21822.0069
11583.2784 | 20709.0121
12040.1194 | 22416.8464
11384.4183 | 21773.1116
13899.879 | 19545.1226
15667.9969 | 18493.4945
15142.2469 | 19431.4979
16323.3661 | 21370.9295
15320.2731 | 19419.4313
16159.3387 | 18950.1715
15925.5415 | 21044.6844
16263.1598 | 20343.4836
15249.6313 | 20307.2299
16074.5512 | 17956.085
16117.6944 | 16142.6699
15435.9551 | 13431.8446
15670.0455 | 13884.845
14464.344 | 16504.4846
15890.587 | 13008.2499
17283.1028 | 13174.8453
19825.986 | 12881.3561
18463.4634 | 13688.5775
17861.7714 | 15407.7378
17857.389 | 15483.2177
17554.4023 | 18015.9555
19736.4 | 17554.6506
19765.2619 | 15444.0841
17774.3929 | 13631.494
17053.3927 | 13260.9773
17568.6732 | 14477.5015
16455.5789 | 13440.0298
16102.7244 | 13197.8874
15729.0261 | 14248.3609
15376.1776 | 9416.0748
15678.2836 | 9156.6163
15292.919 | 9641.6861
15572.5768 | 14953.5638
16329.5697 | 14160.2325
17040.932 | 12855.5894
16455.5748 | 15311.1657
15580.6604 | 18056.2367
15418.8033 | 16953.1074
14748.747 | 14857.076
14468.2887 | 12455.5899
12809.6484 | 16290.9898
12700.3923 | 15095.2804
15245.8054 | 13399.5434
15996.9997 | 8047.5623
14650.7448 | 14128.7943
14327.5501 | 16939.5447
14033.8124 | 18413.2294
14106.8771 | 14317.5686
14250.3854 | 12577.3627
14246.0356 | 12807.6253
14403.8903 | 12487.4947
13845.9604 | 13106.8918
13726.0836 | 13421.7098
14152.8204 | 13885.4939
13426.1656 | 16759.1695
15047.9833 | 13079.0038
13093.1918 | 13093.9205
13678.7564 | 16550.7847
13057.2016 | 15704.7727
13280.8443 | 15806.8175
13583.9374 | 16364.4266
13494.834 | 18684.5489
14576.7029 | 16404.8081
14889.1042 | 14222.2733
14429.8749 | 17774.2687
14995.0697 | 15394.4058
15385.1701 | 15258.7232
14504.7428 | 15211.9844
16196.8587 | 16279.3543
17040.4116 | 17691.4327
16318.1819 | 17051.3729
17585.2353 | 15533.9332
17705.3669 | 15166.1888
17350.9526 | 18570.4781
17093.348 | 15575.0078
17099.122 | 15454.8391
17431.7777 | 15339.8415
17921.9626 | 14913.0154
17280.7389 | 13934.7468
17257.6098 | 15835.1302
18358.0547 | 12572.591
18014.6361 | 11127.4988
17807.7385 | 11478.8035
17741.1611 | 10799.447
17722.2083 | 10871.076
13534.3742 | 13665.4992
13939.9816 | 14734.8808
14254.8545 | 16652.3782
12992.5857 | 16450.2952
13322.7347 | 18659.3227
13743.01 | 17964.0396
15680.6729 | 17253.3735
14356.5718 | 16832.6507
14031.3001 | 19472.3313
14535.4912 | 21334.6056
13785.2437 | 18259.836
12711.0174 | 18641.3587
10504.7462 | 19174.0573
12072.2423 | 18657.6727
13517.3548 | 19800.5785
12204.5087 | 20069.8601
13194.7915 | 17756.8907
12359.5995 | 18139.6663
11772.1976 | 17167.6186
10770.444 | 18014.7221
11895.9955 | 17631.8908
11800.4991 | 17447.3015
12115.3715 | 18225.1855
12586.0287 | 17446.2239
15417.2651 | 15853.1456
12168.667 | 18003.0033
11884.1227 | 17261.9104
12434.7658 | 17219.6004
10031.2016 | 17463.8733
14908.8385 | 20095.6803
10909.9972 | 17113.8489
9712.0553 | 16434.8507
9363.3865 | 17101.4064
9745.3881 | 18108.6373
9838.9844 | 17161.292
10688.0064 | 18818.0877
9868.6919 | 20023.4757
9315.5439 | 13499.9987
8958.2825 | 15725.8926
9285.7482 | 17867.1468
9362.8709 | 17209.7028
8711.1681 | 16583.9938
9311.5219 | 20916.3117
9236.1675 | 18654.3473
9553.4461 | 16701.8741
10851.4493 | 18384.8352
10497.5583 | 21377.6245
13056.473 | 19356.3441
13865.8758 | 23382.372
14408.2781 | 19211.4898
14465.6536 | 16933.6936
14835.4013 | 16398.2531
14477.016 | 16353.4332
16161.4463 | 14671.7146
15156.1264 | 17257.0843
15015.8626 | 15298.7405
15364.887 | 14185.1037
14483.6251 | 14562.0785
14634.9528 | 13312.8393
15764.3779 | 14820.2432
14277.7134 | 17733.812
15533.4828 | 15249.3972
14456.851 | 15963.7363
14273.458 | 16943.0381
14546.5355 | 18567.2023
16308.1046 | 19260.9426
15950.6559 | 18524.8471
14780.9725 | 19823.6585
15319.3714 | 18994.6551
15328.153 | 19010.1541
15674.7477 | 15503.1852
14701.8246 | 14634.2215
13995.7566 | 13594.5463
13516.8017 | 14150.2296
14177.7591 | 16577.4487
16366.4067 | 16619.6732
14722.882 | 16085.3542
13836.7327 | 14718.9647
14112.4938 | 14625.7499
13900.2762 | 17516.1387
15045.4707 | 15881.6565
14453.8779 | 12690.4687
14432.26 | 13567.4081
14947.0469 | 15473.9972
13909.8186 | 13196.4317
13388.1742 | 11104.2727
13635.498 | 11640.6214
13556.5131 | 12714.3765
13385.2872 | 14250.7927
13400.714 | 15517.1409
13764.1571 | 16849.9832
14226.7942 | 13905.9691
14127.1594 | 14675.5287
15145.2255 | 15816.7238
13878.91 | 12087.3553
13463.0891 | 10630.7845
13236.0224 | 8048.9428
13399.0228 | 5126.3249
14968.3214 | 4282.2766
15964.3388 | 5044.6437
15983.2551 | 8040.5322
16153.6697 | 4489.2744
16526.7126 | 5128.2673
15332.4967 | 7778.0894
14673.6789 | 4845.9808
14765.8682 | 8685.6957
15037.7493 | 7239.2438
15076.8219 | 11470.1562
15027.1567 | 8721.3253
13811.351 | 6243.3247
13847.9846 | 5636.801
14790.7265 | 10287.5341
14078.8311 | 12427.8008
14723.6504 | 11969.2677
14824.0905 | 11836.8894
14569.7597 | 12465.8882
14793.1028 | 11271.9987
14888.1463 | 11369.7233
15133.8401 | 18699.1676
11362.191 | 21015.0493
15833.5894 | 14282.6622
12564.2437 | 14076.4618
14466.1941 | 13666.0276
14686.1476 | 14307.9819
15481.4845 | 14967.6205
16678.3355 | 17403.4414
16827.6884 | 16255.7073
16564.9489 | 15063.0289
11665.1793 | 17541.5742
11304.2701 | 19482.1172
12127.8794 | 16244.9399
10823.6626 | 18574.6538
11035.3395 | 16603.4723
12016.4034 | 16645.1881
12302.2016 | 16181.0478
12129.2501 | 15540.1652
12024.4584 | 16108.5963
12662.4645 | 16172.3842
12749.3257 | 16013.04
12364.2545 | 18830.1905
12959.3302 | 19281.62
13578.9234 | 15814.0794
12958.9667 | 16275.8636
15100.7278 | 18163.0044
15206.2688 | 17843.3573
18466.7317 | 17101.8553
16574.3758 | 19980.5628
18237.8739 | 19770.4774
16323.3248 | 19539.3199
17399.7116 | 22390.413
20007.2452 | 20896.157
17496.3144 | 20151.6544
16406.9224 | 21057.1143
15559.9233 | 19851.7607
11984.9933 | 17420.3896
11258.1333 | 17295.4691
14766.5318 | 16331.1287
13449.6629 | 19246.9931
14212.8106 | 17514.7694
16337.9443 | 16983.9985
17800.1172 | 16920.6627
17372.0479 | 17371.0743
15247.1001 | 21239.4356
15917.4118 | 20953.302
15642.7162 | 20500.8106
15892.6766 | 18976.6482
15023.7499 | 19848.3862
15256.3258 | 20150.5955
15575.0918 | 21562.3206
16128.6034 | 18927.6755
16794.7413 | 19094.0156
16498.5698 | 19516.3773
16862.9716 | 18621.2791
16952.9977 | 19037.467
16918.9597 | 20289.9837
16253.343 | 21443.1526
16241.0974 | 21611.403
16208.6699 | 21901.7479
15392.9263 | 19172.4019
14696.6387 | 17855.9979
15939.0297 | 18933.6783
16280.4178 | 18804.3446
16058.3238 | 18270.9784
16015.4868 | 17080.4162
15026.7772 | 20279.7466
15734.1615 | 18608.7965
14510.484 | 20082.6463
14664.8658 | 19344.259
13332.1468 | 18558.0281
15257.6426 | 18182.9391
15310.0883 | 17925.3909
15161.3329 | 19535.962
14876.231 | 24403.8112
12741.7485 | 20375.0182
14576.9617 | 19302.7454
16087.787 | 19712.2811
15827.9018 | 18436.7106
14545.8658 | 19373.896
14135.3137 | 20570.0962
14033.6697 | 21272.6504
14563.8986 | 20269.841
13531.292 | 20242.4442
14591.0726 | 21536.5033
14769.7005 | 18265.6178
14255.5654 | 17822.8997
13089.897 | 17425.1717
13471.1694 | 18400.121
13972.0692 | 16051.3812
13975.6133 | 16579.0355
13865.9511 | 15447.7822
14150.7401 | 15114.7558
13450.879 | 15273.202
13362.8001 | 14334.6416
14510.0988 | 17190.3151
16058.5531 | 17958.6663
14424.1154 | 19982.0352
13419.6133 | 20068.4175
14324.1958 | 20477.1701
14634.2823 | 22197.146
11961.857 | 20815.4644
13533.5738 | 20698.2926
12835.9174 | 20130.9164
12657.5519 | 19802.6653
10502.6852 | 19209.7997
10549.5084 | 19444.5407
11350.2747 | 17661.8819
11033.3064 | 18369.4107
11295.5934 | 20674.3969
11852.9214 | 20660.5261
11832.8797 | 21053.6463
11659.9887 | 16814.1736
12438.8466 | 17622.2351
14269.1201 | 19779.7472
11555.3909 | 17228.1872
15666.9574 | 17415.0949
15853.7495 | 19545.9817
15033.2325 | 19530.8761
15893.3402 | 17902.1784
15099.0014 | 16639.8358
14376.0516 | 16903.2649
15605.5307 | 17219.7266
15129.1631 | 16161.9975
16006.5971 | 16476.6977
15492.5233 | 15769.3978
14833.0542 | 17364.202
13986.4945 | 16831.8405
14283.2718 | 14979.3692
13594.2646 | 13391.1721
16420.1845 | 13725.7767
15794.9339 | 12854.262
15022.6036 | 11063.6168
15566.0309 | 13513.5046
14135.0078 | 12239.1949
15608.1862 | 14886.8493
15733.3223 | 14040.399
15883.3448 | 13098.2928
15129.5496 | 13892.2162
15245.0044 | 15967.3397
15710.9163 | 14854.9484
14315.5589 | 13349.5455
15637.585 | 12463.7475
15842.8988 | 11692.1863
11242.0253 | 10795.1693
13948.0055 | 13749.4879
13949.4435 | 15333.6954
14618.9272 | 13914.3651
15834.3651 | 15541.2641
16031.0221 | 16779.4051
15321.0844 | 14165.1266
14902.8463 | 13950.6867
16565.5907 | 17375.3501
14446.0708 | 17287.6602
13813.8638 | 13614.7117
13376.5046 | 13277.6944
13597.9228 | 14419.4356
12697.8191 | 17636.5977
13833.8248 | 17705.7053
14878.5758 | 15462.0602
16010.7416 | 15482.6504
15660.2083 | 17149.9422
16913.8888 | 16826.7228
17240.0465 | 17895.25
17281.9728 | 20061.3998
17230.81 | 17927.4589
16682.099 | 19743.3231
16338.4821 | 19660.8163
16302.2976 | 17533.2954
16305.7465 | 20858.4855
17859.6169 | 17013.7546
17612.1933 | 16951.9487
17273.9291 | 16430.6721
16485.6709 | 17232.0239
17742.6157 | 17243.4378
17215.984 | 14740.7871
16430.0948 | 16686.5371
16371.0381 | 19018.3964
17153.246 | 17674.7232
16764.2752 | 19012.1015
16467.8045 | 19663.0913
16302.54 | 21952.8483
16985.1184 | 18515.8957
18017.2228 | 19894.6159
17713.977 | 23023.0988
16359.1451 | 21234.5522
16495.6828 | 19082.0067
16420.246 | 22117.8391
16506.6358 | 21666.213
16099.557 | 19732.7322
15825.1262 | 20335.18
16201.5939 | 21673.43
16231.5026 | 19883.2374
16537.7868 | 20282.7047
16371.6958 | 20884.4464
13791.5636 | 19018.8543
12876.0733 | 19527.663
13142.9566 | 20651.6591
14000.543 | 19586.6529
13294.3198 | 19369.7386
11410.294 | 18467.1895
11558.8976 | 15701.871
12548.0472 | 15958.9091
13535.3475 | 19012.2777
13285.2253 | 19588.3208
13744.5339 | 18699.6092
14008.1265 | 20200.9133
12602.5863 | 21567.7283
13745.6218 | 19038.9265
13214.1187 | 20095.6059
11814.0803 | 20085.194
11939.577 | 18501.6692
11509.7726 | 17494.0015
12498.6683 | 16769.8792
12400.8577 | 18875.2448
11344.9258 | 19353.3407
11210.5236 | 17614.2915
11993.7424 | 19637.6828
13910.3794 | 17992.2362
15622.7575 | 14493.8489
15947.1712 | 16669.815
14358.5328 | 17818.8713
12989.8396 | 17813.8944
15732.3792 | 20842.4862
16884.0334 | 19928.4143
15159.9114 | 18136.2992
14080.1062 | 19249.7879
14256.0221 | 19766.4999
14493.618 | 16167.2536
15575.6362 | 16662.9673
14790.0445 | 15419.4955
15401.9492 | 15929.7024
16427.2527 | 18764.9103
15974.7952 | 19254.3467
16188.6134 | 18404.0949
15723.6066 | 20025.0145
16030.8309 | 21047.6975
16402.8689 | 21165.4715
16591.3617 | 20665.8443
16774.367 | 20257.1689
16428.1026 | 21399.3936
15800.2892 | 20739.9478
16248.7435 | 18827.0539
16630.193 | 20741.6877
17048.3343 | 21607.537
16678.22 | 20526.1714
15963.6384 | 21419.7921
17267.4156 | 20022.0482
16815.9641 | 20229.168
17188.4098 | 23133.4029
17390.985 | 18556.9524
17193.9965 | 19109.2916
17290.601 | 18301.1123
16709.4094 | 17910.2651
16670.2034 | 18842.2657
15966.1377 | 21396.2074
16436.1686 | 18072.1824
16589.5986 | 17803.3546
16308.8319 | 18481.9941
13109.8009 | 18115.3886
13457.4402 | 17009.5184
14090.7728 | 14817.9172
14087.9114 | 14150.684
13092.3122 | 14772.1414
15274.3635 | 16378.752
12845.3229 | 18651.1674
13021.4686 | 20273.6837
12756.3498 | 21430.2375
13533.872 | 17534.5245
13519.6276 | 16767.298
14976.9132 | 19424.7024
14212.7243 | 21102.875
13837.3199 | 22464.4022
14747.2149 | 21341.7493
16032.6408 | 20673.8982
16086.2358 | 18360.2673
15788.1799 | 18333.0485
16303.6667 | 21279.8646
16264.6365 | 19917.4027
16114.7854 | 21394.9916
16081.9772 | 18569.9859
16130.7962 | 17614.0415
15104.2454 | 18375.3077
14683.1834 | 20305.8196
14763.3033 | 16241.2846
15199.3293 | 14262.9094
15427.568 | 14011.9309
15038.7699 | 17315.295
14807.7434 | 15298.5847
16953.831 | 14236.5704
15613.1958 | 13019.4267
15841.8223 | 13125.686
16013.6962 | 14810.2372
16088.8134 | 13162.7469
13400.9454 | 12754.5977
16071.5368 | 14387.9651
16627.7224 | 16925.874
16017.6698 | 15023.1678
16302.4336 | 15413.7271
16266.2139 | 15078.495
16960.0475 | 17317.6694
16992.7365 | 16841.1862
16900.8285 | 18230.5509
17383.7217 | 18239.0927
17538.0488 | 20066.2554
17324.0506 | 22899.7666
17102.1437 | 26097.5236
17436.9898 | 22767.0747
17361.2224 | 21350.7693
17615.909 | 19938.9555
17520.2612 | 18981.6729
17149.9311 | 20959.7774
13066.3392 | 15447.79
14966.5838 | 16514.8039
20088.616 | 18190.1769
18534.4154 | 18258.3509
18911.7426 | 15436.084
18868.3273 | 18909.7099
18573.0374 | 17718.0291
18707.179 | 17174.661
18298.2395 | 17452.8847
18591.088 | 18023.2453
18320.6129 | 17956.2719
18038.6682 | 18409.7175
16720.5159 | 17876.2703
15874.7448 | 16472.8186
17063.1442 | 12862.5854
18045.8672 | 16819.9924
18357.5919 | 16403.1531
17293.9288 | 16191.6497
17368.1865 | 15947.1938
17508.2613 | 14559.2625
17944.9595 | 17767.5383
19018.7565 | 16418.8117
19081.0291 | 20083.2029
18684.9348 | 16869.6032
17729.5306 | 16233.6267
19429.4864 | 17969.2037
21130.0038 | 17174.9553
21687.8894 | 17500.6959
21513.0474 | 19695.972
22036.5684 | 19379.0006
22187.8254 | 18880.5929
21957.5548 | 19459.0224
22332.3074 | 20184.6997
22306.5294 | 22202.0539
22425.6592 | 20315.6203
18268.8464 | 18663.4054
18385.4481 | 18910.7626
17759.4301 | 20942.9543
17718.4425 | 22433.8702
15823.9057 | 25174.4159
16608.6066 | 22962.5486
16555.5276 | 21814.403
16439.7719 | 20404.092
16466.7226 | 22735.4578
17814.5406 | 21623.264
15617.2619 | 24486.3413
15680.2261 | 23550.3321
15941.0813 | 21727.7051
14679.1792 | 22682.4709
12070.6346 | 22229.0014
14416.4193 | 24181.2133
14574.8842 | 23756.2193
14188.1629 | 21662.4985
14664.067 | 20325.3594
15042.0092 | 21270.8663
15290.8544 | 19577.8163
14878.4337 | 20011.4334
15036.479 | 23154.6016
14903.0086 | 21015.0415
15191.228 | 19910.1412
15209.07 | 19068.2131
15865.8825 | 22657.6418
16901.563 | 22723.0887
15412.7297 | 23976.868
15011.3564 | 23681.1608
15529.7207 | 22579.5779
14038.9696 | 22951.5573
15024.72 | 19995.4617
16112.5067 | 19322.6743
18843.1616 | 19832.1327
16074.7889 | 21733.4688
16161.6835 | 18960.499
15851.0809 | 19840.7467
15661.4615 | 18117.9982
16133.6203 | 18524.3559
15477.4396 | 19125.7883
16272.0626 | 23053.4683
15650.8402 | 19902.3754
15984.3197 | 19066.4385
16092.0648 | 18089.5863
15673.2081 | 19977.5208
15731.6886 | 17589.2991
13745.9425 | 21338.4454
16233.6485 | 18617.1195
16140.7302 | 17781.6353
16462.1413 | 19896.7458
16279.5385 | 19177.6597
16088.4124 | 18830.075
16276.1317 | 19179.0682
16811.0666 | 20615.8477
17736.2402 | 22666.9935
17207.4254 | 21326.8276
16274.4184 | 19876.7536
17249.0648 | 20599.625
17196.1934 | 20490.4694
17742.7961 | 20968.7526
17631.1463 | 22409.4736
17555.9612 | 21150.52
17820.7528 | 19468.431
16990.7899 | 20443.8603
17914.8334 | 20060.2833
17264.6014 | 20960.4194
17363.3795 | 19045.4257
21451.4102 | 19987.0027
18726.7546 | 22432.2142
17971.6726 | 21230.6867
17922.3935 | 21489.689
17267.7794 | 17375.3465
17465.7757 | 17728.5557
17628.6505 | 16538.7769
18205.0852 | 20018.1635
18182.4457 | 22294.5503
20204.537 | 21136.3463
19193.3767 | 23204.1824
16852.016 | 20323.9511
17381.6506 | 20523.7159
17813.0944 | 21121.5554
18566.2698 | 20031.7853
18681.0524 | 20900.3481
18205.3468 | 22969.6893
14677.7964 | 20943.8726
13078.3514 | 20362.1442
15163.3941 | 19221.7388
17533.2199 | 20915.2381
21060.4161 | 19949.1539
17227.2008 | 21006.2656
17426.6927 | 21743.9547
17372.2081 | 21986.999
13668.3652 | 18806.8599
13945.8384 | 18315.7696
13649.2249 | 16303.1272
16286.5646 | 19384.0835
15673.6633 | 21883.9316
14606.9881 | 21931.4719
15736.7994 | 17402.8312
15350.0965 | 17649.4685
15596.5507 | 17592.7489
16238.2318 | 19608.6969
15588.5978 | 20393.7436
15294.222 | 19180.7378
14802.4423 | 18568.1296
13861.599 | 19152.07
14208.834 | 18699.524
14522.344 | 20554.4586
14703.6834 | 17993.0505
13053.8567 | 16603.647
13660.2308 | 16556.8011
12429.1828 | 15493.2772
12608.568 | 15541.8359
13265.4533 | 17500.5105
13297.6507 | 16516.9613
13881.5184 | 14443.4406
12787.9417 | 15572.4249
14530.9336 | 14703.8576
13207.868 | 16389.4207
14326.3909 | 16679.6916
14474.7548 | 15607.5349
13943.1058 | 16982.0102
14587.8079 | 18070.3292
15452.7195 | 18081.7662
15524.7033 | 20349.8381
15229.0853 | 25183.0284
16257.1979 | 22649.0302
16831.6105 | 18601.6593
16484.0009 | 19753.0599
17290.4089 | 20479.7391
17904.1168 | 24790.3986
18316.8183 | 22108.9596
18380.1849 | 22079.6127
17471.0779 | 22468.3065
18394.8683 | 21788.8554
18109.3913 | 23288.2287
18248.3066 | 23816.6087
18211.5604 | 21260.1724
18765.3318 | 23866.5699
18739.1724 | 22456.1445
18129.1419 | 23641.249
18485.6929 | 25223.3837
17992.0489 | 25561.2343
18775.6353 | 23499.9993
19056.1572 | 23110.6787
17361.385 | 22725.1506
17104.1357 | 24482.8367
17540.922 | 24905.3265
17495.7547 | 23418.2561
17669.0273 | 23042.887
17534.6538 | 23610.4303
17004.6642 | 23912.5309
14565.1719 | 25205.3117
14885.488 | 23136.8635
15629.9698 | 21189.1162
15337.2252 | 22430.2492
15195.3352 | 22265.733
14820.1729 | 22251.4111
15525.9647 | 23731.4118
14677.3443 | 22790.8739
16693.6556 | 27139.7877
17198.8867 | 23652.1624
15038.8419 | 23934.5403
14567.8654 | 22367.5719
14673.046 | 24692.2974
13772.5739 | 25504.8738
14644.5419 | 24261.2367
13526.64 | 23530.2765
14716.7913 | 21840.317
13129.3413 | 22538.8445
12773.2712 | 21924.4353
12651.1135 | 20945.8109
11969.3079 | 21163.506
12639.6937 | 18695.5956
12915.0693 | 18137.6802
11891.2693 | 18471.6158
11243.525 | 19597.8435
13830.4715 | 21776.3585
11193.1268 | 18674.175
12369.5568 | 19382.2759
12270.1164 | 18029.9075
11210.7418 | 17436.1853
12228.7689 | 19614.5318
12062.2326 | 18986.8187
11417.3829 | 20535.0492
10760.3688 | 18327.6188
10729.9451 | 18041.6742
10559.3804 | 18171.8737
10699.1462 | 19171.1807
10714.8858 | 19073.0109
11354.0982 | 17512.52
11539.842 | 18706.6743
10911.1523 | 18625.0832
11921.4179 | 18152.423
11668.1852 | 18728.9044
12763.5805 | 17630.0699
12756.6835 | 20070.4007
12228.1355 | 20106.6457
11855.5686 | 18203.3193
12395.7993 | 18878.6061
12256.5852 | 20276.4548
12702.1082 | 20319.3964
12325.8199 | 20191.1143
12494.1367 | 24767.6286
13261.083 | 26806.3722
15260.0603 | 26667.8364
13294.6819 | 24410.3742
13756.902 | 23974.844
13693.3895 | 23973.6611
12422.1748 | 23938.8243
14854.7229 | 19033.4792
13874.8598 | 18559.3343
12873.1851 | 18773.8714
13438.5315 | 19817.2148
12577.3999 | 19880.3212
12827.1334 | 23339.5852
12804.2667 | 21953.0925
12881.6252 | 19263.1339
13614.1313 | 18173.0444
13896.0147 | 21213.0534
15272.2427 | 20989.4582
14947.8843 | 20947.864
14215.7815 | 24840.4816
12857.1317 | 28749.5495
14466.9004 | 24854.0443
16345.1579 | 23219.2129
14507.475 | 24672.0557
13549.2885 | 26474.0534
14666.7441 | 24600.4667
17290.1789 | 26540.6663
15581.0262 | 24359.5328
17281.0196 | 24247.9877
17244.2547 | 25950.978
17287.5707 | 24763.112
16692.5391 | 25418.29
17716.5996 | 25153.3762
17803.9921 | 27477.0236
18040.5612 | 26824.3394
19180.069 | 24922.5469
19479.6749 | 24227.4828
18262.1972 | 25295.8235
18194.7405 | 25615.5526
18176.1293 | 27971.0856
17677.4817 | 25069.2952
17522.2374 | 24771.4296
18167.5166 | 23785.693
16935.0965 | 24603.2047
17089.5515 | 26048.1316
17550.3434 | 26367.7882
17715.9295 | 24110.7857
17002.0005 | 25204.0914
16944.403 | 25370.9971
15615.1315 | 23458.1995
18368.7031 | 27156.5742
11910.6629 | 25009.898
13505.9325 | 24195.9164
15026.5442 | 24815.5672
16151.025 | 22412.4755
15663.507 | 21961.9967
14883.0813 | 22314.0949
13107.6418 | 21741.6617
14861.866 | 18912.0183
14649.4861 | 21351.3742
15377.0825 | 22319.9488
14740.2555 | 22761.3508
11824.0451 | 23449.7998
11503.0003 | 24957.1921
13969.5575 | 23188.326
15267.7638 | 23156.1747
17795.1505 | 23127.4581
13555.833 | 22108.066
13068.3887 | 20368.8214
14536.2505 | 21294.9436
13618.6743 | 21384.9531
13526.9001 | 19792.251
13633.8495 | 19351.874
14050.4139 | 19512.9833
14492.4698 | 19390.862
18208.4204 | 21911.5771
15475.092 | 23669.042
15818.7306 | 20752.2894
16220.5562 | 20735.1544
16075.6316 | 21170.1153
14970.2925 | 20145.6891
12882.2738 | 21948.7016
13542.441 | 22299.9725
14270.2021 | 21730.4396
14275.2165 | 20977.5476
14645.189 | 21234.4922
15551.1881 | 23414.5556
15324.9176 | 22769.7938
14870.091 | 23653.7685
14388.4263 | 25080.4965
14418.1069 | 24400.1736
13458.5136 | 22567.6046
13989.801 | 21659.2737
14653.7775 | 21097.727
14663.6396 | 21083.8485
14408.9645 | 23722.2656
14422.1703 | 20921.8958
13076.7003 | 20848.803
18504.9212 | 19998.4823
14746.4788 | 20805.5013
14555.186 | 18995.4153
14314.4922 | 20039.7262
13129.6411 | 17924.8532
14664.2158 | 16503.2256
15475.5246 | 15097.1171
12274.8968 | 15079.6015
11591.177 | 15025.6143
10055.0668 | 15574.1525
14548.1408 | 13842.4453
14539.8951 | 12866.321
15821.6636 | 13154.4781
16019.0344 | 15840.9451
14880.7404 | 14933.1558
13542.8655 | 17603.3674
12993.5777 | 15550.1837
14677.7647 | 15417.1237
16343.942 | 14947.0985
16735.1196 | 14873.4298
16602.9568 | 15843.3331
14655.938 | 16460.6314
17755.5475 | 18444.9028
15889.156 | 16952.9871
17788.6047 | 19202.1477
16338.7413 | 18045.3613
15809.7113 | 17991.4231
15624.7108 | 18978.4412
18450.4939 | 19111.3859
18576.6186 | 16032.7598
18521.2107 | 17111.1248
18673.7851 | 18277.1982
18904.9802 | 17878.4657
17484.6402 | 19168.4718
18110.8521 | 23946.3297
17707.641 | 20957.2548
17378.6216 | 21918.7939
17369.641 | 23196.5306
17256.3206 | 21331.3909
17108.4662 | 20983.6647
17185.7101 | 24532.7698
16895.7099 | 25823.1648
16666.6391 | 22974.9612
16975.908 | 22512.529
17010.5448 | 22106.036
17058.7487 | 23030.3479
16487.329 | 21941.1907
16366.4811 | 20559.327
17563.0501 | 20926.7205
15995.5183 | 19745.1104
16470.6137 | 18217.5207
16015.5014 | 16104.1996
15646.2352 | 16972.2332
16999.9349 | 19373.881
17089.9982 | 18122.9032
14877.8972 | 17175.2137
16410.1656 | 17504.4611
17828.3059 | 16364.4078
17830.4291 | 16288.9574
16638.1386 | 19954.0946
13921.3475 | 19060.1502
15116.2873 | 18476.266
14484.7031 | 17403.3
16933.8892 | 15886.7193
17065.2213 | 16103.5369
17578.0901 | 18684.3559
15611.2077 | 17593.6638
18436.4406 | 18098.421
18372.3863 | 19004.3826
16868.9653 | 20411.2283
16784.9744 | 21154.0898
16488.1416 | 22275.8646
17186.4636 | 24337.9677
18151.1489 | 21660.6516
18284.2707 | 21983.7017
17781.2733 | 18815.9639
16049.1953 | 17569.2319
16476.3808 | 17904.7784
14670.4031 | 16801.4919
16906.0028 | 19539.9763
16058.3734 | 17005.5009
17336.8013 | 16272.9679
18013.9247 | 18625.4634
17670.5981 | 16244.5804
17926.3598 | 16235.9562
17506.7579 | 16931.3874
17356.0434 | 16795.9041
17288.0685 | 20105.8205
16329.6769 | 19405.1187
16394.5089 | 17629.7357
15487.813 | 19094.4699
16011.218 | 20455.8399
16394.3783 | 22385.9123
17050.671 | 22636.6093
16085.2827 | 20978.4238
16638.525 | 21980.3522
17351.0738 | 22656.5237
15684.4066 | 20921.923
18435.98 | 22396.9019
16745.5741 | 19888.0059
17639.8074 | 24051.7017
16967.9908 | 21000.3531
16501.033 | 23858.4797
16364.9632 | 23177.649
15105.8089 | 23042.3364
14986.9616 | 22804.4333
13485.8001 | 23895.0544
12638.0662 | 23228.7936
14770.9315 | 22431.9749
11626.5953 | 24727.0426
12069.5155 | 25897.0725
11586.2066 | 22570.4285
11854.4073 | 22012.6615
12027.4631 | 21832.6906
13771.7539 | 22884.8571
12161.8314 | 24414.4558
15948.4408 | 22373.0264
12906.1758 | 22343.4522
12379.0403 | 25167.6994
12130.6403 | 25050.823
12329.1267 | 22776.8182
13757.3982 | 22778.5445
16055.5055 | 22312.3041
15680.1363 | 22503.5207
13895.7473 | 21746.1933
14395.5555 | 22441.672
13590.1823 | 23874.6851
15049.3852 | 25972.1795
11115.7205 | 22755.2268
11183.2169 | 19929.6406
13440.4279 | 19731.361
12945.8268 | 23663.5027
12936.1221 | 21968.845
13881.5498 | 22213.4381
12233.511 | 23036.7408
13273.4444 | 22947.3071
11134.9079 | 22580.9522
11522.1807 | 22705.6415
12206.6664 | 24316.6021
13559.7965 | 23953.2349
11092.1649 | 23878.1001
10703.0695 | 21796.1711
10931.2751 | 24196.0285
12924.2754 | 22317.3632
14137.853 | 21684.2761
11670.6033 | 21730.4521
16955.9204 | 20871.5158
11119.5498 | 20422.5073
13137.9197 | 21603.3998
12015.8281 | 24137.086
11036.5627 | 21478.1055
12015.8078 | 20144.6592
9580.471 | 19080.8882
10969.2625 | 23688.2739
11105.3144 | 22498.0197
11252.8386 | 22561.2819
11275.2328 | 23054.5804
12057.0513 | 22677.381
11591.066 | 22399.1529
11618.4371 | 23949.8021
11795.4616 | 21827.2418
10790.451 | 20358.5453
10893.8763 | 19930.9144
9350.4524 | 22066.4143
11615.5598 | 23084.9416
11501.9435 | 22725.6989
12107.278 | 21617.8035
15502.9793 | 22228.3571
14056.5 | 23392.3749
12371.4755 | 22728.0018
13342.5044 | 23999.4696
16552.0799 | 20771.895
15316.781 | 21894.815
13822.6456 | 20893.5858
14302.4097 | 21387.4911
13609.0829 | 18973.5404
14433.5059 | 17730.5066
14254.3053 | 20424.2187
11882.4424 | 19176.3017
15014.215 | 21883.8765
16309.5413 | 21303.8853
14064.6499 | 22960.302
12754.3433 | 21075.9005
10731.4168 | 18336.1189
8631.0306 | 18722.9629
11222.7324 | 18491.9143
11401.9191 | 19437.5064
12873.7623 | 19280.1002
12823.1469 | 17054.9346
13050.4171 | 15427.3361
13114.5111 | 14304.1847
16314.9651 | 14764.1529
11755.358 | 17147.7787
10832.3547 | 17610.6597
12338.7551 | 15663.2376
12035.2573 | 16000.4177
11416.693 | 15791.7909
12743.4256 | 17557.1358
13324.113 | 16709.7467
13558.5206 | 19203.1462
13320.7082 | 17655.4617
12707.0367 | 17172.7076
13490.3236 | 20658.3413
10337.4436 | 20718.6918
9935.0652 | 20399.4054
9634.7131 | 17937.1092
11499.3247 | 21341.0667
9432.8092 | 20256.8323
9405.3275 | 18808.1075
9576.2869 | 19297.301
9481.6333 | 20067.6623
10899.9441 | 16909.1998
9578.1842 | 17573.4732
9744.6278 | 16206.6644
9890.0359 | 18573.6996
9471.9469 | 17084.304
9221.5847 | 17140.2406
9404.0493 | 16955.1204
9868.7301 | 19546.809
10968.6041 | 19199.5045
14610.3273 | 19859.8819
13632.6314 | 20638.5311
13734.1884 | 22217.2322
13618.3516 | 19989.9122
13459.808 | 22123.6985
14117.4116 | 23180.152
12150.6861 | 21353.996
14717.0021 | 22064.8231
14508.3359 | 24948.803
13941.0936 | 20665.333
13562.305 | 18004.1501
14773.4519 | 18778.8794
13383.5707 | 18728.8759
12603.9241 | 18300.2731
12273.3592 | 20543.8416
13631.0745 | 22401.25
13197.1365 | 22395.02
13542.8634 | 23322.3304
12639.4589 | 21077.0698
13199.9818 | 19670.4162
9043.8876 | 20189.7354
10789.7581 | 20759.6219
12576.4827 | 20592.6779
12150.9666 | 19877.7533
10859.6084 | 19293.3657
11946.926 | 17891.981
11508.2929 | 19770.8854
9587.9667 | 19380.7002
10848.639 | 20772.1575
14243.4773 | 20633.8895
15225.5093 | 20796.6191
15528.2529 | 20624.0809
15979.7188 | 18273.7421
15529.3251 | 17635.3714
15516.7223 | 19190.6522
15286.5751 | 19067.7387
15155.1867 | 21768.3426
15733.4693 | 17662.9749
15757.3588 | 17330.6133
15995.8562 | 18077.1986
15862.5361 | 18966.7781
16358.0432 | 17957.8331
16626.722 | 17025.5645
16191.7208 | 17713.127
15619.4106 | 20272.9261
15184.1423 | 21355.1215
15877.9188 | 22285.5293
15892.5742 | 24012.8969
15535.9115 | 20364.9633
18940.3813 | 19900.096
15599.3338 | 21655.5491
15043.9024 | 19921.6528
15162.3932 | 22083.3351
15675.3987 | 20852.6781
15738.6593 | 22054.564
15918.3699 | 22080.0633
17153.7327 | 21516.3445
15578.4085 | 21220.051
15508.1176 | 21738.8201
15293.7773 | 23794.8273
15104.1132 | 22495.5175
15110.2124 | 23705.4303
15730.8871 | 21464.9963
17589.1159 | 21807.7788
15500.7444 | 22100.9951
15287.3695 | 24829.9998
18077.4322 | 22043.502
17871.4386 | 21220.851
16214.2416 | 21828.7124
14532.386 | 20314.2285
14983.1632 | 19074.4022
14994.7151 | 21983.0951
15571.8979 | 20823.8456
18866.1519 | 21580.1087
16732.1044 | 18968.0829
16088.6198 | 18247.5714
16911.9992 | 20383.7134
16487.1541 | 18883.0923
15940.482 | 24964.7536
15346.8578 | 23185.4459
16048.9259 | 21741.2096
15906.744 | 20063.6454
16615.3929 | 20391.626
18106.435 | 20955.3148
18131.3157 | 24486.7659
18251.8748 | 23522.5253
Note on H51: Erik Salo: This is the deficit that occurs when the plant cannot supply enough energy due to demand exceeding capacity or demand exceeding ramp-up ability.
Note on H59: Erik Salo: This is the remaining deficit after using storage as much as possible and using extra generation where available.
Note on J5: Erik Salo: Half of round trip losses are taken into account when storing, half when using stored energy.

## Heat Leading CHP
Plant specifications |  | Storage Specifications |  |  | Energy Source Specifications |  |  |  |  | Summary results
Biomass CHP |  |  |  |  | Biomass | [5 empty] | Steam | [5 empty] | Power
Plant thermal capacity kW | 24300 |  | Thermal storage | Electrical Storage | Cost £/t | 120 |  |  |  |  | Net Demand for Biomass CHP | Plant output (37) | Waste (19) | Plant Supply Deficit (23) | Deficit After Using Storage (35) | Energy taken from storage | Net Demand for Biomass CHP | Plant output (38) | Waste (Export) (53) | Plant Supply Deficit (53B) | Deficit After Using Storage (Import) (65) | Energy taken from storage
Ramp rate %/h | 100% | Round trip efficiency % | 57% | 55% | Net Energy Content MWh/t | 5.7 |  |  |  | Nr of hours |  |  | 105 | 145 | 145 |  |  |  | 4107 | 4653 | 4653
Electrical capacity kW | 19700 | Self discharge %/hour | 0.042% | 0.042% | CO2 emissions t/MWh | 0.012 |  |  |  | Sum, MWh | 150673.3149 | 150788.2658 | 240.2308 | 125.28 | 125.28 | 0 | 126162.0939 | 122194.7049 | 11350.1685 | 15316.9275 | 15316.9275 | 0
H/P ratio | 1.234 | Charging rate (kWh/hour) | 206400 | 30000 | Alternative boiler fuel |  |  |  |  | Max, MW | 28.7495 | 24.3 | 5.8174 | 4.4495 | 4.4495 |  | 22.4257 | 19.6921 | 12.3903 | 15.0587 | 15.0587
Turndown limit | 20% | Discharging rate (kWh/hour) | 17200 | 30000 | Cost £/t | 120 |  |  |  | Average, MW | 17.2002 | 17.2133 | 0.027424 | 0.014301 | 0.014301 |  | 14.4021 | 13.9492 | 1.2957 | 1.7485 | 1.7485
Electrical Efficiency | 23% | Unit capacity kWh | 206400 | 200000 | Net Energy Content MWh/t | 5.7 |  |  |  | % of hours |  |  | 1.199% | 1.655% | 1.655% |  |  |  | 46.88% | 53.12% | 53.12%
Boiler Efficiency | 85% | Unit Cost £ | 24000000 | 7560000 | CO2 emissions t/MWh | 0.012 | [7 empty] | % of hours autonomous | 98.34% |  |  |  |  | % of hours autonomous | 46.88%
Cost £ | 55500000 | O & M Cost £/kWh provided | 0.6% | 2.1% | Alternative generator fuel | [8 empty] | % of hours total autonomy | 45.38%
O & M Cost £/kWh total output | 0.006 | Unit O & M Cost £/year | 0 | 0 | Cost £/t | 120
O & M Cost £/year | 457000 | Projected Life Span (years) | 20 | 20 | Net Energy Content MWh/t | 5.7 |  |  |  |  | Heat Leading CHP
Projected Life Span (years) | 30 | Number of storage units | 0 | 0 | CO2 emissions t/MWh | 0.012 |  |  |  | ANNUAL CO2, t | 13451.7964
Alternative (peak load/backup) Boiler |  | Total capacity kWh | 0 | 0 | Grid electricity |  |  |  |  | ANNUAL COST, £ | 15032251.5311
Thermal Capacity kW | 28750 | Total charging rate (kWh/hour) | 0 | 0 | Cost £/MWh | 130 |  |  |  | Total Energy Input, MWh | 531281.3255
Boiler Efficiency | 85% | Total discharging rate (kWh/hour) | 0 | 0 | Net income from export £/MWh | 40 |  |  |  | Equipment cost, £ | 1850000
Cost £ | 18400000 | Charge efficiency | 78.5% | 77.5% | CO2 emissions t/MWh | 0.462 |  |  |  | O&M cost, £ | 460187.688
O & M Cost £/kWh steam output | 0.004 | Discharge efficiency | 72.61% | 70.97% | [5 empty] | Fuel use, t | 93207.2501
O & M Cost £/year | 0 | Total cost £ | 0 | 0 | [5 empty] | Fuel cost, £ | 11184870.0096
Projected Life Span (years) | 20 | Total O & M Cost £/year | 0 | 0 | [5 empty] | CO2 emissions, t | 6375.3759
Alternative Generator | [9 empty] | Electricity import cost, £ | 1991200.5738
Electrical Capacity kW | 22430 | [8 empty] | CO2 from electricity import, t | 7076.4205
Ramp rate %/h | 100% | [8 empty] | Electricity export income, £ | 454006.7403
Turndown limit | 40%
Electrical Efficiency | 30%
Cost £ | 46654400
O & M Cost £/kWh power output | 0.0056
O & M Cost £/year | 520376
Projected Life Span (years) | 25
[35 empty] | % of hours | 0.016553 | [30 empty] | % of hours | 0.53116
Nr of hours | 8758 | [17 empty] | Nr of hours | 105 |  |  | Nr of hours | 145 | [10 empty] | Nr of hours | 145 | [17 empty] | Nr of hours | 4107 | 4653 | [10 empty] | Nr of hours | 4653
Sum | 150673314.9157 | [17 empty] | Sum | 240230.8314 |  |  | Sum | 125279.9559 |  |  | 0 | 0 |  |  |  |  | 0 | 0 | Sum | 125279.9559 |  | 150788265.7912 | 126162093.8834 | 122194704.8551 | [13 empty] | Sum | 11350168.5067 | 15316927.4907 |  |  | 0 | 0 |  |  |  |  | 0 | 0 | Sum | 15316927.4907
Max | 28749.5495 | [17 empty] | Max | 5817.3668 |  |  | Max | 4449.5495 | [10 empty] | Max | 4449.5495 |  | 24300 | 22425.6592 | 19692.0583 | [13 empty] | Max | 12390.2795 | 15058.729 | [10 empty] | Max | 15058.729
Average | 17200.1501 | [17 empty] | Average | 27.4236 |  |  | Average | 14.3014 | [10 empty] | Average | 14.3014 |  | 17213.2724 | 14402.0655 | 13949.1672 | [13 empty] | Average | 1295.6813 | 1748.5077 | [10 empty] | Average | 1748.5077
| Steam | [37 empty] | Power
|  | 1 | 2 | 3 | 4 | 5 | 6 | 7 | 8 | 9 | 10 | 11 | 12 | 13 | 14 | 15 | 16 | 17 | 18 | 19 | 20 | 21 | 22 | 23 | 24 | 25 | 26 | 27 | 28 | 29 | 30 | 31 | 32 | 33 | 34 | 35 | 36 | 37 |  | 38 | 39 | 40 | 41 | 42 | 43 | 44 | 45 | 46 | 47 | 48 | 49 | 50 | 51 | 52 | 53 | 54 | 55 | 56 | 57 | 58 | 59 | 60 | 61 | 62 | 63 | 64 | 65 | 66 | 67
| Net Demand for Biomass CHP | Storage charge level in beginning of hour | Previous hour's output < this hour's demand? | Scenario | Surplus*charge efficiency > available storage room? | Surplus* charge efficiency > charge rate? | Stored | Stored 2 | Surplus 2 | Surplus 3 | Surplus 4 | surplus 4 * charge efficiency > charge rate? | Stored 3 | Stored 4 | Surplus 5 | Final surplus | Lowest possible output | Low limit > previous hour's generation - final surplus ? | This hour's plant output | Waste | Highest possible output | this hour's demand > upper limit? | This hour's output | Deficit | Deficit / discharge efficiency > energy in storage ? | deficit / discharge efficiency > discharge rate ? | Storage use | Storage use 2 | Deficit 2 | Deficit 3 | Deficit 4 | energy in storage > discharge rate ? | Storage use 3 | Storage use 4 | Deficit 5 | Import | Storage charge level at the end of hour | This hour's plant output | Net Demand for Biomass CHP | This hour's plant output | Storage charge level in beginning of hour | Previous hour's output < this hour's demand? | Scenario | Surplus*charge efficiency > available storage room? | Surplus* charge efficiency > charge rate? | Stored | Stored 2 | Surplus 2 | Surplus 3 | Surplus 4 | surplus 4 * charge efficiency > charge rate? | Stored 3 | Stored 4 | Surplus 5 | Final surplus (Waste) | Deficit | Deficit / discharge efficiency > energy in storage ? | deficit / discharge efficiency > discharge rate ? | Storage use | Storage use 2 | Deficit 2 | Deficit 3 | Deficit 4 | energy in storage > discharge rate ? | Storage use 3 | Storage use 4 | Deficit 5 | Import (final deficit) | Storage charge level at the end of hour
|  | 37: 24300 |  | 19692.0583
| 16547.8182 | 0 | no | Surplus | yes |  | 0 | 0 | 0 | 7752.1818 | 0 | no | 0 | 0 | 0 | 7752.1818 | 4860 | no | 16547.8182 | 0 | 24300 |  |  | 0 |  |  | 0 | 0 | 0 | 0 | 0 |  | 0 | 0 | 0 | 0 | 0 | 16547.8182 | 11604.8534 | 13409.9013 | 0 | no | Surplus | yes |  | 0 | 0 | 0 | 8087.205 | 0 | no | 0 | 0 | 0 | 8087.205 | 0 |  |  | 0 | 0 | 0 | 0 | 0 |  | 0 | 0 | 0 | 0 | 0
| 21982.9786 | 0 | yes | Deficit |  |  | 0 | 0 | 0 | 0 | 0 |  | 0 | 0 | 0 | 0 | 4860 | no |  | 0 | 24300 | no | 21982.9786 | 0 | no | no | 0 | 0 | 0 | 0 | 0 |  | 0 | 0 | 0 | 0 | 0 | 21982.9786 | 10971.1056 | 17814.4073 | 0 | no | Surplus | yes |  | 0 | 0 | 0 | 2438.7957 | 0 | no | 0 | 0 | 0 | 2438.7957 | 0 |  |  | 0 | 0 | 0 | 0 | 0 |  | 0 | 0 | 0 | 0 | 0
| 21842.0741 | 0 | no | Surplus | yes |  | 0 | 0 | 0 | 140.9045 | 0 | no | 0 | 0 | 0 | 140.9045 | 4860 | no | 21842.0741 | 0 | 24300 |  |  | 0 |  |  | 0 | 0 | 0 | 0 | 0 |  | 0 | 0 | 0 | 0 | 0 | 21842.0741 | 10894.1297 | 17700.2221 | 0 | no | Surplus | yes |  | 0 | 0 | 0 | 6920.2776 | 0 | no | 0 | 0 | 0 | 6920.2776 | 0 |  |  | 0 | 0 | 0 | 0 | 0 |  | 0 | 0 | 0 | 0 | 0
| 16678.2014 | 0 | no | Surplus | yes |  | 0 | 0 | 0 | 5163.8727 | 0 | no | 0 | 0 | 0 | 5163.8727 | 4860 | no | 16678.2014 | 0 | 24300 |  |  | 0 |  |  | 0 | 0 | 0 | 0 | 0 |  | 0 | 0 | 0 | 0 | 0 | 16678.2014 | 11376.6673 | 13515.5603 | 0 | no | Surplus | yes |  | 0 | 0 | 0 | 6323.5548 | 0 | no | 0 | 0 | 0 | 6323.5548 | 0 |  |  | 0 | 0 | 0 | 0 | 0 |  | 0 | 0 | 0 | 0 | 0
| 21875.6042 | 0 | yes | Deficit |  |  | 0 | 0 | 0 | 0 | 0 |  | 0 | 0 | 0 | 0 | 4860 | no |  | 0 | 24300 | no | 21875.6042 | 0 | no | no | 0 | 0 | 0 | 0 | 0 |  | 0 | 0 | 0 | 0 | 0 | 21875.6042 | 12255.4565 | 17727.394 | 0 | no | Surplus | yes |  | 0 | 0 | 0 | 1260.1038 | 0 | no | 0 | 0 | 0 | 1260.1038 | 0 |  |  | 0 | 0 | 0 | 0 | 0 |  | 0 | 0 | 0 | 0 | 0
| 21351.2195 | 0 | no | Surplus | yes |  | 0 | 0 | 0 | 524.3847 | 0 | no | 0 | 0 | 0 | 524.3847 | 4860 | no | 21351.2195 | 0 | 24300 |  |  | 0 |  |  | 0 | 0 | 0 | 0 | 0 |  | 0 | 0 | 0 | 0 | 0 | 21351.2195 | 11185.6529 | 17302.4469 | 0 | no | Surplus | yes |  | 0 | 0 | 0 | 6541.7411 | 0 | no | 0 | 0 | 0 | 6541.7411 | 0 |  |  | 0 | 0 | 0 | 0 | 0 |  | 0 | 0 | 0 | 0 | 0
| 22960.2534 | 0 | yes | Deficit |  |  | 0 | 0 | 0 | 0 | 0 |  | 0 | 0 | 0 | 0 | 4860 | no |  | 0 | 24300 | no | 22960.2534 | 0 | no | no | 0 | 0 | 0 | 0 | 0 |  | 0 | 0 | 0 | 0 | 0 | 22960.2534 | 12097.4134 | 18606.3642 | 0 | no | Surplus | yes |  | 0 | 0 | 0 | 5205.0335 | 0 | no | 0 | 0 | 0 | 5205.0335 | 0 |  |  | 0 | 0 | 0 | 0 | 0 |  | 0 | 0 | 0 | 0 | 0
| 21817.0214 | 0 | no | Surplus | yes |  | 0 | 0 | 0 | 1143.232 | 0 | no | 0 | 0 | 0 | 1143.232 | 4860 | no | 21817.0214 | 0 | 24300 |  |  | 0 |  |  | 0 | 0 | 0 | 0 | 0 |  | 0 | 0 | 0 | 0 | 0 | 21817.0214 | 15271.5603 | 17679.9201 | 0 | no | Surplus | yes |  | 0 | 0 | 0 | 3334.8039 | 0 | no | 0 | 0 | 0 | 3334.8039 | 0 |  |  | 0 | 0 | 0 | 0 | 0 |  | 0 | 0 | 0 | 0 | 0
| 21133.8491 | 0 | no | Surplus | yes |  | 0 | 0 | 0 | 683.1723 | 0 | no | 0 | 0 | 0 | 683.1723 | 4860 | no | 21133.8491 | 0 | 24300 |  |  | 0 |  |  | 0 | 0 | 0 | 0 | 0 |  | 0 | 0 | 0 | 0 | 0 | 21133.8491 | 13442.5182 | 17126.2959 | 0 | no | Surplus | yes |  | 0 | 0 | 0 | 4237.402 | 0 | no | 0 | 0 | 0 | 4237.402 | 0 |  |  | 0 | 0 | 0 | 0 | 0 |  | 0 | 0 | 0 | 0 | 0
| 18907.0577 | 0 | no | Surplus | yes |  | 0 | 0 | 0 | 2226.7915 | 0 | no | 0 | 0 | 0 | 2226.7915 | 4860 | no | 18907.0577 | 0 | 24300 |  |  | 0 |  |  | 0 | 0 | 0 | 0 | 0 |  | 0 | 0 | 0 | 0 | 0 | 18907.0577 | 12318.1556 | 15321.7647 | 0 | no | Surplus | yes |  | 0 | 0 | 0 | 4808.1403 | 0 | no | 0 | 0 | 0 | 4808.1403 | 0 |  |  | 0 | 0 | 0 | 0 | 0 |  | 0 | 0 | 0 | 0 | 0
| 18713.4723 | 0 | no | Surplus | yes |  | 0 | 0 | 0 | 193.5853 | 0 | no | 0 | 0 | 0 | 193.5853 | 4860 | no | 18713.4723 | 0 | 24300 |  |  | 0 |  |  | 0 | 0 | 0 | 0 | 0 |  | 0 | 0 | 0 | 0 | 0 | 18713.4723 | 12044.4357 | 15164.8885 | 0 | no | Surplus | yes |  | 0 | 0 | 0 | 3277.329 | 0 | no | 0 | 0 | 0 | 3277.329 | 0 |  |  | 0 | 0 | 0 | 0 | 0 |  | 0 | 0 | 0 | 0 | 0
| 20398.4337 | 0 | yes | Deficit |  |  | 0 | 0 | 0 | 0 | 0 |  | 0 | 0 | 0 | 0 | 4860 | no |  | 0 | 24300 | no | 20398.4337 | 0 | no | no | 0 | 0 | 0 | 0 | 0 |  | 0 | 0 | 0 | 0 | 0 | 20398.4337 | 12649.8512 | 16530.3353 | 0 | no | Surplus | yes |  | 0 | 0 | 0 | 2515.0373 | 0 | no | 0 | 0 | 0 | 2515.0373 | 0 |  |  | 0 | 0 | 0 | 0 | 0 |  | 0 | 0 | 0 | 0 | 0
| 19640.0846 | 0 | no | Surplus | yes |  | 0 | 0 | 0 | 758.3492 | 0 | no | 0 | 0 | 0 | 758.3492 | 4860 | no | 19640.0846 | 0 | 24300 |  |  | 0 |  |  | 0 | 0 | 0 | 0 | 0 |  | 0 | 0 | 0 | 0 | 0 | 19640.0846 | 11871.0666 | 15915.7897 | 0 | no | Surplus | yes |  | 0 | 0 | 0 | 4659.2687 | 0 | no | 0 | 0 | 0 | 4659.2687 | 0 |  |  | 0 | 0 | 0 | 0 | 0 |  | 0 | 0 | 0 | 0 | 0
| 19239.0833 | 0 | no | Surplus | yes |  | 0 | 0 | 0 | 401.0012 | 0 | no | 0 | 0 | 0 | 401.0012 | 4860 | no | 19239.0833 | 0 | 24300 |  |  | 0 |  |  | 0 | 0 | 0 | 0 | 0 |  | 0 | 0 | 0 | 0 | 0 | 19239.0833 | 12100.2418 | 15590.8293 | 0 | no | Surplus | yes |  | 0 | 0 | 0 | 3815.5479 | 0 | no | 0 | 0 | 0 | 3815.5479 | 0 |  |  | 0 | 0 | 0 | 0 | 0 |  | 0 | 0 | 0 | 0 | 0
| 19885.0729 | 0 | yes | Deficit |  |  | 0 | 0 | 0 | 0 | 0 |  | 0 | 0 | 0 | 0 | 4860 | no |  | 0 | 24300 | no | 19885.0729 | 0 | no | no | 0 | 0 | 0 | 0 | 0 |  | 0 | 0 | 0 | 0 | 0 | 19885.0729 | 13774.8283 | 16114.3216 | 0 | no | Surplus | yes |  | 0 | 0 | 0 | 1816.0009 | 0 | no | 0 | 0 | 0 | 1816.0009 | 0 |  |  | 0 | 0 | 0 | 0 | 0 |  | 0 | 0 | 0 | 0 | 0
| 22110.0719 | 0 | yes | Deficit |  |  | 0 | 0 | 0 | 0 | 0 |  | 0 | 0 | 0 | 0 | 4860 | no |  | 0 | 24300 | no | 22110.0719 | 0 | no | no | 0 | 0 | 0 | 0 | 0 |  | 0 | 0 | 0 | 0 | 0 | 22110.0719 | 14571.4493 | 17917.4002 | 0 | no | Surplus | yes |  | 0 | 0 | 0 | 1542.8724 | 0 | no | 0 | 0 | 0 | 1542.8724 | 0 |  |  | 0 | 0 | 0 | 0 | 0 |  | 0 | 0 | 0 | 0 | 0
| 20335.5702 | 0 | no | Surplus | yes |  | 0 | 0 | 0 | 1774.5016 | 0 | no | 0 | 0 | 0 | 1774.5016 | 4860 | no | 20335.5702 | 0 | 24300 |  |  | 0 |  |  | 0 | 0 | 0 | 0 | 0 |  | 0 | 0 | 0 | 0 | 0 | 20335.5702 | 14568.7849 | 16479.3924 | 0 | no | Surplus | yes |  | 0 | 0 | 0 | 3348.6154 | 0 | no | 0 | 0 | 0 | 3348.6154 | 0 |  |  | 0 | 0 | 0 | 0 | 0 |  | 0 | 0 | 0 | 0 | 0
| 19574.7703 | 0 | no | Surplus | yes |  | 0 | 0 | 0 | 760.8 | 0 | no | 0 | 0 | 0 | 760.8 | 4860 | no | 19574.7703 | 0 | 24300 |  |  | 0 |  |  | 0 | 0 | 0 | 0 | 0 |  | 0 | 0 | 0 | 0 | 0 | 19574.7703 | 15000.0569 | 15862.8609 | 0 | no | Surplus | yes |  | 0 | 0 | 0 | 1479.3356 | 0 | no | 0 | 0 | 0 | 1479.3356 | 0 |  |  | 0 | 0 | 0 | 0 | 0 |  | 0 | 0 | 0 | 0 | 0
| 22036.0701 | 0 | yes | Deficit |  |  | 0 | 0 | 0 | 0 | 0 |  | 0 | 0 | 0 | 0 | 4860 | no |  | 0 | 24300 | no | 22036.0701 | 0 | no | no | 0 | 0 | 0 | 0 | 0 |  | 0 | 0 | 0 | 0 | 0 | 22036.0701 | 16302.8419 | 17857.4312 | 0 | yes | Deficit |  |  | 0 | 0 | 0 | 0 | 0 |  | 0 | 0 | 0 | 0 | 439.9811 | yes |  | 0 | 0 | 0 | 439.9811 | 0 | no | 0 | 0 | 0 | 439.9811 | 0
| 22432.0217 | 0 | yes | Deficit |  |  | 0 | 0 | 0 | 0 | 0 |  | 0 | 0 | 0 | 0 | 4860 | no |  | 0 | 24300 | no | 22432.0217 | 0 | no | no | 0 | 0 | 0 | 0 | 0 |  | 0 | 0 | 0 | 0 | 0 | 22432.0217 | 14620.4807 | 18178.2996 | 0 | no | Surplus | yes |  | 0 | 0 | 0 | 3236.9506 | 0 | no | 0 | 0 | 0 | 3236.9506 | 0 |  |  | 0 | 0 | 0 | 0 | 0 |  | 0 | 0 | 0 | 0 | 0
| 25020.22 | 0 | yes | Deficit |  |  | 0 | 0 | 0 | 0 | 0 |  | 0 | 0 | 0 | 0 | 4860 | no |  | 0 | 24300 | yes | 24300 | 720.22 | yes |  | 0 | 0 | 0 | 720.22 | 0 | no | 0 | 0 | 0 | 720.22 | 0 | 24300 | 13469.5081 | 19692.0583 | 0 | no | Surplus | yes |  | 0 | 0 | 0 | 4708.7915 | 0 | no | 0 | 0 | 0 | 4708.7915 | 0 |  |  | 0 | 0 | 0 | 0 | 0 |  | 0 | 0 | 0 | 0 | 0
| 22539.9387 | 0 | no | Surplus | yes |  | 0 | 0 | 0 | 1760.0613 | 0 | no | 0 | 0 | 0 | 1760.0613 | 4860 | no | 22539.9387 | 0 | 24300 |  |  | 0 |  |  | 0 | 0 | 0 | 0 | 0 |  | 0 | 0 | 0 | 0 | 0 | 22539.9387 | 15661.1959 | 18265.7526 | 0 | no | Surplus | yes |  | 0 | 0 | 0 | 4030.8625 | 0 | no | 0 | 0 | 0 | 4030.8625 | 0 |  |  | 0 | 0 | 0 | 0 | 0 |  | 0 | 0 | 0 | 0 | 0
| 22164.5857 | 0 | no | Surplus | yes |  | 0 | 0 | 0 | 375.353 | 0 | no | 0 | 0 | 0 | 375.353 | 4860 | no | 22164.5857 | 0 | 24300 |  |  | 0 |  |  | 0 | 0 | 0 | 0 | 0 |  | 0 | 0 | 0 | 0 | 0 | 22164.5857 | 13775.193 | 17961.5767 | 0 | no | Surplus | yes |  | 0 | 0 | 0 | 4490.5596 | 0 | no | 0 | 0 | 0 | 4490.5596 | 0 |  |  | 0 | 0 | 0 | 0 | 0 |  | 0 | 0 | 0 | 0 | 0
| 23339.0788 | 0 | yes | Deficit |  |  | 0 | 0 | 0 | 0 | 0 |  | 0 | 0 | 0 | 0 | 4860 | no |  | 0 | 24300 | no | 23339.0788 | 0 | no | no | 0 | 0 | 0 | 0 | 0 |  | 0 | 0 | 0 | 0 | 0 | 23339.0788 | 13431.2949 | 18913.354 | 0 | no | Surplus | yes |  | 0 | 0 | 0 | 4530.2819 | 0 | no | 0 | 0 | 0 | 4530.2819 | 0 |  |  | 0 | 0 | 0 | 0 | 0 |  | 0 | 0 | 0 | 0 | 0
| 22841.9591 | 0 | no | Surplus | yes |  | 0 | 0 | 0 | 497.1197 | 0 | no | 0 | 0 | 0 | 497.1197 | 4860 | no | 22841.9591 | 0 | 24300 |  |  | 0 |  |  | 0 | 0 | 0 | 0 | 0 |  | 0 | 0 | 0 | 0 | 0 | 22841.9591 | 15588.491 | 18510.5017 | 0 | no | Surplus | yes |  | 0 | 0 | 0 | 3324.863 | 0 | no | 0 | 0 | 0 | 3324.863 | 0 |  |  | 0 | 0 | 0 | 0 | 0 |  | 0 | 0 | 0 | 0 | 0
| 22359.9856 | 0 | no | Surplus | yes |  | 0 | 0 | 0 | 481.9736 | 0 | no | 0 | 0 | 0 | 481.9736 | 4860 | no | 22359.9856 | 0 | 24300 |  |  | 0 |  |  | 0 | 0 | 0 | 0 | 0 |  | 0 | 0 | 0 | 0 | 0 | 22359.9856 | 15336.6771 | 18119.9235 | 0 | no | Surplus | yes |  | 0 | 0 | 0 | 3173.8246 | 0 | no | 0 | 0 | 0 | 3173.8246 | 0 |  |  | 0 | 0 | 0 | 0 | 0 |  | 0 | 0 | 0 | 0 | 0
| 20274.9123 | 0 | no | Surplus | yes |  | 0 | 0 | 0 | 2085.0733 | 0 | no | 0 | 0 | 0 | 2085.0733 | 4860 | no | 20274.9123 | 0 | 24300 |  |  | 0 |  |  | 0 | 0 | 0 | 0 | 0 |  | 0 | 0 | 0 | 0 | 0 | 20274.9123 | 15094.3348 | 16430.2369 | 0 | no | Surplus | yes |  | 0 | 0 | 0 | 3025.5886 | 0 | no | 0 | 0 | 0 | 3025.5886 | 0 |  |  | 0 | 0 | 0 | 0 | 0 |  | 0 | 0 | 0 | 0 | 0
| 19336.2375 | 0 | no | Surplus | yes |  | 0 | 0 | 0 | 938.6748 | 0 | no | 0 | 0 | 0 | 938.6748 | 4860 | no | 19336.2375 | 0 | 24300 |  |  | 0 |  |  | 0 | 0 | 0 | 0 | 0 |  | 0 | 0 | 0 | 0 | 0 | 19336.2375 | 15359.3428 | 15669.5604 | 0 | no | Surplus | yes |  | 0 | 0 | 0 | 1070.8941 | 0 | no | 0 | 0 | 0 | 1070.8941 | 0 |  |  | 0 | 0 | 0 | 0 | 0 |  | 0 | 0 | 0 | 0 | 0
| 18732.5222 | 0 | no | Surplus | yes |  | 0 | 0 | 0 | 603.7154 | 0 | no | 0 | 0 | 0 | 603.7154 | 4860 | no | 18732.5222 | 0 | 24300 |  |  | 0 |  |  | 0 | 0 | 0 | 0 | 0 |  | 0 | 0 | 0 | 0 | 0 | 18732.5222 | 15290.3361 | 15180.3259 | 0 | no | Surplus | yes |  | 0 | 0 | 0 | 379.2243 | 0 | no | 0 | 0 | 0 | 379.2243 | 0 |  |  | 0 | 0 | 0 | 0 | 0 |  | 0 | 0 | 0 | 0 | 0
| 18412.4341 | 0 | no | Surplus | yes |  | 0 | 0 | 0 | 320.088 | 0 | no | 0 | 0 | 0 | 320.088 | 4860 | no | 18412.4341 | 0 | 24300 |  |  | 0 |  |  | 0 | 0 | 0 | 0 | 0 |  | 0 | 0 | 0 | 0 | 0 | 18412.4341 | 14895.202 | 14920.9353 | 0 | no | Surplus | yes |  | 0 | 0 | 0 | 285.1239 | 0 | no | 0 | 0 | 0 | 285.1239 | 0 |  |  | 0 | 0 | 0 | 0 | 0 |  | 0 | 0 | 0 | 0 | 0
| 19319.4736 | 0 | yes | Deficit |  |  | 0 | 0 | 0 | 0 | 0 |  | 0 | 0 | 0 | 0 | 4860 | no |  | 0 | 24300 | no | 19319.4736 | 0 | no | no | 0 | 0 | 0 | 0 | 0 |  | 0 | 0 | 0 | 0 | 0 | 19319.4736 | 15683.3324 | 15655.9754 | 0 | yes | Deficit |  |  | 0 | 0 | 0 | 0 | 0 |  | 0 | 0 | 0 | 0 | 762.3971 | yes |  | 0 | 0 | 0 | 762.3971 | 0 | no | 0 | 0 | 0 | 762.3971 | 0
| 20157.6726 | 0 | yes | Deficit |  |  | 0 | 0 | 0 | 0 | 0 |  | 0 | 0 | 0 | 0 | 4860 | no |  | 0 | 24300 | no | 20157.6726 | 0 | no | no | 0 | 0 | 0 | 0 | 0 |  | 0 | 0 | 0 | 0 | 0 | 20157.6726 | 15867.7812 | 16335.229 | 0 | yes | Deficit |  |  | 0 | 0 | 0 | 0 | 0 |  | 0 | 0 | 0 | 0 | 211.8058 | yes |  | 0 | 0 | 0 | 211.8058 | 0 | no | 0 | 0 | 0 | 211.8058 | 0
| 20706.4813 | 0 | yes | Deficit |  |  | 0 | 0 | 0 | 0 | 0 |  | 0 | 0 | 0 | 0 | 4860 | no |  | 0 | 24300 | no | 20706.4813 | 0 | no | no | 0 | 0 | 0 | 0 | 0 |  | 0 | 0 | 0 | 0 | 0 | 20706.4813 | 16196.6692 | 16779.9687 | 0 | no | Surplus | yes |  | 0 | 0 | 0 | 138.5599 | 0 | no | 0 | 0 | 0 | 138.5599 | 0 |  |  | 0 | 0 | 0 | 0 | 0 |  | 0 | 0 | 0 | 0 | 0
| 20036.6498 | 0 | no | Surplus | yes |  | 0 | 0 | 0 | 669.8315 | 0 | no | 0 | 0 | 0 | 669.8315 | 4860 | no | 20036.6498 | 0 | 24300 |  |  | 0 |  |  | 0 | 0 | 0 | 0 | 0 |  | 0 | 0 | 0 | 0 | 0 | 20036.6498 | 16016.9248 | 16237.1554 | 0 | no | Surplus | yes |  | 0 | 0 | 0 | 763.0439 | 0 | no | 0 | 0 | 0 | 763.0439 | 0 |  |  | 0 | 0 | 0 | 0 | 0 |  | 0 | 0 | 0 | 0 | 0
| 20002.8961 | 0 | no | Surplus | yes |  | 0 | 0 | 0 | 33.7537 | 0 | no | 0 | 0 | 0 | 33.7537 | 4860 | no | 20002.8961 | 0 | 24300 |  |  | 0 |  |  | 0 | 0 | 0 | 0 | 0 |  | 0 | 0 | 0 | 0 | 0 | 20002.8961 | 15955.0091 | 16209.8024 | 0 | no | Surplus | yes |  | 0 | 0 | 0 | 282.1464 | 0 | no | 0 | 0 | 0 | 282.1464 | 0 |  |  | 0 | 0 | 0 | 0 | 0 |  | 0 | 0 | 0 | 0 | 0
| 19381.6025 | 0 | no | Surplus | yes |  | 0 | 0 | 0 | 621.2936 | 0 | no | 0 | 0 | 0 | 621.2936 | 4860 | no | 19381.6025 | 0 | 24300 |  |  | 0 |  |  | 0 | 0 | 0 | 0 | 0 |  | 0 | 0 | 0 | 0 | 0 | 19381.6025 | 16728.3104 | 15706.323 | 0 | yes | Deficit |  |  | 0 | 0 | 0 | 0 | 0 |  | 0 | 0 | 0 | 0 | 518.5081 | yes |  | 0 | 0 | 0 | 518.5081 | 0 | no | 0 | 0 | 0 | 518.5081 | 0
| 19082.6091 | 0 | no | Surplus | yes |  | 0 | 0 | 0 | 298.9935 | 0 | no | 0 | 0 | 0 | 298.9935 | 4860 | no | 19082.6091 | 0 | 24300 |  |  | 0 |  |  | 0 | 0 | 0 | 0 | 0 |  | 0 | 0 | 0 | 0 | 0 | 19082.6091 | 16897.1907 | 15464.0268 | 0 | yes | Deficit |  |  | 0 | 0 | 0 | 0 | 0 |  | 0 | 0 | 0 | 0 | 1190.8678 | yes |  | 0 | 0 | 0 | 1190.8678 | 0 | no | 0 | 0 | 0 | 1190.8678 | 0
| 19608.2204 | 0 | yes | Deficit |  |  | 0 | 0 | 0 | 0 | 0 |  | 0 | 0 | 0 | 0 | 4860 | no |  | 0 | 24300 | no | 19608.2204 | 0 | no | no | 0 | 0 | 0 | 0 | 0 |  | 0 | 0 | 0 | 0 | 0 | 19608.2204 | 16762.0006 | 15889.9679 | 0 | yes | Deficit |  |  | 0 | 0 | 0 | 0 | 0 |  | 0 | 0 | 0 | 0 | 1297.9739 | yes |  | 0 | 0 | 0 | 1297.9739 | 0 | no | 0 | 0 | 0 | 1297.9739 | 0
| 21656.6953 | 0 | yes | Deficit |  |  | 0 | 0 | 0 | 0 | 0 |  | 0 | 0 | 0 | 0 | 4860 | no |  | 0 | 24300 | no | 21656.6953 | 0 | no | no | 0 | 0 | 0 | 0 | 0 |  | 0 | 0 | 0 | 0 | 0 | 21656.6953 | 16899.3317 | 17549.9962 | 0 | yes | Deficit |  |  | 0 | 0 | 0 | 0 | 0 |  | 0 | 0 | 0 | 0 | 1009.3637 | yes |  | 0 | 0 | 0 | 1009.3637 | 0 | no | 0 | 0 | 0 | 1009.3637 | 0
| 23692.4601 | 0 | yes | Deficit |  |  | 0 | 0 | 0 | 0 | 0 |  | 0 | 0 | 0 | 0 | 4860 | no |  | 0 | 24300 | no | 23692.4601 | 0 | no | no | 0 | 0 | 0 | 0 | 0 |  | 0 | 0 | 0 | 0 | 0 | 23692.4601 | 16860.1191 | 19199.7246 | 0 | no | Surplus | yes |  | 0 | 0 | 0 | 689.8771 | 0 | no | 0 | 0 | 0 | 689.8771 | 0 |  |  | 0 | 0 | 0 | 0 | 0 |  | 0 | 0 | 0 | 0 | 0
| 23635.3615 | 0 | no | Surplus | yes |  | 0 | 0 | 0 | 57.0986 | 0 | no | 0 | 0 | 0 | 57.0986 | 4860 | no | 23635.3615 | 0 | 24300 |  |  | 0 |  |  | 0 | 0 | 0 | 0 | 0 |  | 0 | 0 | 0 | 0 | 0 | 23635.3615 | 16661.9241 | 19153.4534 | 0 | no | Surplus | yes |  | 0 | 0 | 0 | 2537.8005 | 0 | no | 0 | 0 | 0 | 2537.8005 | 0 |  |  | 0 | 0 | 0 | 0 | 0 |  | 0 | 0 | 0 | 0 | 0
| 21649.0654 | 0 | no | Surplus | yes |  | 0 | 0 | 0 | 1986.2962 | 0 | no | 0 | 0 | 0 | 1986.2962 | 4860 | no | 21649.0654 | 0 | 24300 |  |  | 0 |  |  | 0 | 0 | 0 | 0 | 0 |  | 0 | 0 | 0 | 0 | 0 | 21649.0654 | 18233.3045 | 17543.8131 | 0 | no | Surplus | yes |  | 0 | 0 | 0 | 920.1489 | 0 | no | 0 | 0 | 0 | 920.1489 | 0 |  |  | 0 | 0 | 0 | 0 | 0 |  | 0 | 0 | 0 | 0 | 0
| 20990.136 | 0 | no | Surplus | yes |  | 0 | 0 | 0 | 658.9294 | 0 | no | 0 | 0 | 0 | 658.9294 | 4860 | no | 20990.136 | 0 | 24300 |  |  | 0 |  |  | 0 | 0 | 0 | 0 | 0 |  | 0 | 0 | 0 | 0 | 0 | 20990.136 | 18418.7749 | 17009.8347 | 0 | yes | Deficit |  |  | 0 | 0 | 0 | 0 | 0 |  | 0 | 0 | 0 | 0 | 874.9618 | yes |  | 0 | 0 | 0 | 874.9618 | 0 | no | 0 | 0 | 0 | 874.9618 | 0
| 19684.8229 | 0 | no | Surplus | yes |  | 0 | 0 | 0 | 1305.313 | 0 | no | 0 | 0 | 0 | 1305.313 | 4860 | no | 19684.8229 | 0 | 24300 |  |  | 0 |  |  | 0 | 0 | 0 | 0 | 0 |  | 0 | 0 | 0 | 0 | 0 | 19684.8229 | 18026.7743 | 15952.0445 | 0 | yes | Deficit |  |  | 0 | 0 | 0 | 0 | 0 |  | 0 | 0 | 0 | 0 | 1016.9396 | yes |  | 0 | 0 | 0 | 1016.9396 | 0 | no | 0 | 0 | 0 | 1016.9396 | 0
| 21329.7521 | 0 | yes | Deficit |  |  | 0 | 0 | 0 | 0 | 0 |  | 0 | 0 | 0 | 0 | 4860 | no |  | 0 | 24300 | no | 21329.7521 | 0 | no | no | 0 | 0 | 0 | 0 | 0 |  | 0 | 0 | 0 | 0 | 0 | 21329.7521 | 17877.2435 | 17285.0503 | 0 | yes | Deficit |  |  | 0 | 0 | 0 | 0 | 0 |  | 0 | 0 | 0 | 0 | 1925.199 | yes |  | 0 | 0 | 0 | 1925.199 | 0 | no | 0 | 0 | 0 | 1925.199 | 0
| 22018.7439 | 0 | yes | Deficit |  |  | 0 | 0 | 0 | 0 | 0 |  | 0 | 0 | 0 | 0 | 4860 | no |  | 0 | 24300 | no | 22018.7439 | 0 | no | no | 0 | 0 | 0 | 0 | 0 |  | 0 | 0 | 0 | 0 | 0 | 22018.7439 | 16794.9428 | 17843.3905 | 0 | no | Surplus | yes |  | 0 | 0 | 0 | 490.1075 | 0 | no | 0 | 0 | 0 | 490.1075 | 0 |  |  | 0 | 0 | 0 | 0 | 0 |  | 0 | 0 | 0 | 0 | 0
| 25562.5413 | 0 | yes | Deficit |  |  | 0 | 0 | 0 | 0 | 0 |  | 0 | 0 | 0 | 0 | 4860 | no |  | 0 | 24300 | yes | 24300 | 1262.5413 | yes |  | 0 | 0 | 0 | 1262.5413 | 0 | no | 0 | 0 | 0 | 1262.5413 | 0 | 24300 | 15173.0545 | 19692.0583 | 0 | no | Surplus | yes |  | 0 | 0 | 0 | 2670.3361 | 0 | no | 0 | 0 | 0 | 2670.3361 | 0 |  |  | 0 | 0 | 0 | 0 | 0 |  | 0 | 0 | 0 | 0 | 0
| 21291.4446 | 0 | no | Surplus | yes |  | 0 | 0 | 0 | 3008.5554 | 0 | no | 0 | 0 | 0 | 3008.5554 | 4860 | no | 21291.4446 | 0 | 24300 |  |  | 0 |  |  | 0 | 0 | 0 | 0 | 0 |  | 0 | 0 | 0 | 0 | 0 | 21291.4446 | 15232.8606 | 17254.007 | 0 | no | Surplus | yes |  | 0 | 0 | 0 | 4459.1978 | 0 | no | 0 | 0 | 0 | 4459.1978 | 0 |  |  | 0 | 0 | 0 | 0 | 0 |  | 0 | 0 | 0 | 0 | 0
| 19620.7623 | 0 | no | Surplus | yes |  | 0 | 0 | 0 | 1670.6823 | 0 | no | 0 | 0 | 0 | 1670.6823 | 4860 | no | 19620.7623 | 0 | 24300 |  |  | 0 |  |  | 0 | 0 | 0 | 0 | 0 |  | 0 | 0 | 0 | 0 | 0 | 19620.7623 | 16471.8661 | 15900.1315 | 0 | no | Surplus | yes |  | 0 | 0 | 0 | 782.1409 | 0 | no | 0 | 0 | 0 | 782.1409 | 0 |  |  | 0 | 0 | 0 | 0 | 0 |  | 0 | 0 | 0 | 0 | 0
| 19095.5328 | 0 | no | Surplus | yes |  | 0 | 0 | 0 | 525.2295 | 0 | no | 0 | 0 | 0 | 525.2295 | 4860 | no | 19095.5328 | 0 | 24300 |  |  | 0 |  |  | 0 | 0 | 0 | 0 | 0 |  | 0 | 0 | 0 | 0 | 0 | 19095.5328 | 16571.9587 | 15474.4998 | 0 | yes | Deficit |  |  | 0 | 0 | 0 | 0 | 0 |  | 0 | 0 | 0 | 0 | 671.8272 | yes |  | 0 | 0 | 0 | 671.8272 | 0 | no | 0 | 0 | 0 | 671.8272 | 0
| 20866.844 | 0 | yes | Deficit |  |  | 0 | 0 | 0 | 0 | 0 |  | 0 | 0 | 0 | 0 | 4860 | no |  | 0 | 24300 | no | 20866.844 | 0 | no | no | 0 | 0 | 0 | 0 | 0 |  | 0 | 0 | 0 | 0 | 0 | 20866.844 | 16245.7009 | 16909.9222 | 0 | yes | Deficit |  |  | 0 | 0 | 0 | 0 | 0 |  | 0 | 0 | 0 | 0 | 771.2011 | yes |  | 0 | 0 | 0 | 771.2011 | 0 | no | 0 | 0 | 0 | 771.2011 | 0
| 21128.2746 | 0 | yes | Deficit |  |  | 0 | 0 | 0 | 0 | 0 |  | 0 | 0 | 0 | 0 | 4860 | no |  | 0 | 24300 | no | 21128.2746 | 0 | no | no | 0 | 0 | 0 | 0 | 0 |  | 0 | 0 | 0 | 0 | 0 | 21128.2746 | 15841.9461 | 17121.7785 | 0 | no | Surplus | yes |  | 0 | 0 | 0 | 1067.9762 | 0 | no | 0 | 0 | 0 | 1067.9762 | 0 |  |  | 0 | 0 | 0 | 0 | 0 |  | 0 | 0 | 0 | 0 | 0
| 22625.351 | 0 | yes | Deficit |  |  | 0 | 0 | 0 | 0 | 0 |  | 0 | 0 | 0 | 0 | 4860 | no |  | 0 | 24300 | no | 22625.351 | 0 | no | no | 0 | 0 | 0 | 0 | 0 |  | 0 | 0 | 0 | 0 | 0 | 22625.351 | 15668.9363 | 18334.9684 | 0 | no | Surplus | yes |  | 0 | 0 | 0 | 1452.8422 | 0 | no | 0 | 0 | 0 | 1452.8422 | 0 |  |  | 0 | 0 | 0 | 0 | 0 |  | 0 | 0 | 0 | 0 | 0
| 22666.3875 | 0 | yes | Deficit |  |  | 0 | 0 | 0 | 0 | 0 |  | 0 | 0 | 0 | 0 | 4860 | no |  | 0 | 24300 | no | 22666.3875 | 0 | no | no | 0 | 0 | 0 | 0 | 0 |  | 0 | 0 | 0 | 0 | 0 | 22666.3875 | 14598.4667 | 18368.2233 | 0 | no | Surplus | yes |  | 0 | 0 | 0 | 3736.5017 | 0 | no | 0 | 0 | 0 | 3736.5017 | 0 |  |  | 0 | 0 | 0 | 0 | 0 |  | 0 | 0 | 0 | 0 | 0
| 20947.2674 | 0 | no | Surplus | yes |  | 0 | 0 | 0 | 1719.1201 | 0 | no | 0 | 0 | 0 | 1719.1201 | 4860 | no | 20947.2674 | 0 | 24300 |  |  | 0 |  |  | 0 | 0 | 0 | 0 | 0 |  | 0 | 0 | 0 | 0 | 0 | 20947.2674 | 16663.9757 | 16975.0951 | 0 | no | Surplus | yes |  | 0 | 0 | 0 | 1704.2476 | 0 | no | 0 | 0 | 0 | 1704.2476 | 0 |  |  | 0 | 0 | 0 | 0 | 0 |  | 0 | 0 | 0 | 0 | 0
| 19114.0393 | 0 | no | Surplus | yes |  | 0 | 0 | 0 | 1833.2281 | 0 | no | 0 | 0 | 0 | 1833.2281 | 4860 | no | 19114.0393 | 0 | 24300 |  |  | 0 |  |  | 0 | 0 | 0 | 0 | 0 |  | 0 | 0 | 0 | 0 | 0 | 19114.0393 | 18426.3575 | 15489.497 | 0 | yes | Deficit |  |  | 0 | 0 | 0 | 0 | 0 |  | 0 | 0 | 0 | 0 | 1451.2624 | yes |  | 0 | 0 | 0 | 1451.2624 | 0 | no | 0 | 0 | 0 | 1451.2624 | 0
| 18314.1254 | 0 | no | Surplus | yes |  | 0 | 0 | 0 | 799.9139 | 0 | no | 0 | 0 | 0 | 799.9139 | 4860 | no | 18314.1254 | 0 | 24300 |  |  | 0 |  |  | 0 | 0 | 0 | 0 | 0 |  | 0 | 0 | 0 | 0 | 0 | 18314.1254 | 13025.2939 | 14841.2685 | 0 | no | Surplus | yes |  | 0 | 0 | 0 | 2464.2031 | 0 | no | 0 | 0 | 0 | 2464.2031 | 0 |  |  | 0 | 0 | 0 | 0 | 0 |  | 0 | 0 | 0 | 0 | 0
| 18717.2363 | 0 | yes | Deficit |  |  | 0 | 0 | 0 | 0 | 0 |  | 0 | 0 | 0 | 0 | 4860 | no |  | 0 | 24300 | no | 18717.2363 | 0 | no | no | 0 | 0 | 0 | 0 | 0 |  | 0 | 0 | 0 | 0 | 0 | 18717.2363 | 12518.7394 | 15167.9387 | 0 | no | Surplus | yes |  | 0 | 0 | 0 | 2322.5291 | 0 | no | 0 | 0 | 0 | 2322.5291 | 0 |  |  | 0 | 0 | 0 | 0 | 0 |  | 0 | 0 | 0 | 0 | 0
| 10761.4961 | 0 | no | Surplus | yes |  | 0 | 0 | 0 | 7955.7403 | 0 | no | 0 | 0 | 0 | 7955.7403 | 4860 | no | 10761.4961 | 0 | 24300 |  |  | 0 |  |  | 0 | 0 | 0 | 0 | 0 |  | 0 | 0 | 0 | 0 | 0 | 10761.4961 | 11442.9131 | 8720.8234 | 0 | no | Surplus | yes |  | 0 | 0 | 0 | 3725.0256 | 0 | no | 0 | 0 | 0 | 3725.0256 | 0 |  |  | 0 | 0 | 0 | 0 | 0 |  | 0 | 0 | 0 | 0 | 0
| 1381.8623 | 0 | no | Surplus | yes |  | 0 | 0 | 0 | 9379.6337 | 0 | no | 0 | 0 | 0 | 9379.6337 | 4860 | yes | 4860 | 3478.1377 | 21522.9921 |  |  | 0 |  |  | 0 | 0 | 0 | 0 | 0 |  | 0 | 0 | 0 | 0 | 0 | 4860 | 13133.814 | 3938.4117 | 0 | yes | Deficit |  |  | 0 | 0 | 0 | 0 | 0 |  | 0 | 0 | 0 | 0 | 4412.9907 | yes |  | 0 | 0 | 0 | 4412.9907 | 0 | no | 0 | 0 | 0 | 4412.9907 | 0
| 5911.9362 | 0 | yes | Deficit |  |  | 0 | 0 | 0 | 0 | 0 |  | 0 | 0 | 0 | 0 | 4860 | no |  | 0 | 9720 | no | 5911.9362 | 0 | no | no | 0 | 0 | 0 | 0 | 0 |  | 0 | 0 | 0 | 0 | 0 | 5911.9362 | 12675.3933 | 4790.8721 | 0 | yes | Deficit |  |  | 0 | 0 | 0 | 0 | 0 |  | 0 | 0 | 0 | 0 | 8736.9816 | yes |  | 0 | 0 | 0 | 8736.9816 | 0 | no | 0 | 0 | 0 | 8736.9816 | 0
| 5840.9435 | 0 | no | Surplus | yes |  | 0 | 0 | 0 | 70.9927 | 0 | no | 0 | 0 | 0 | 70.9927 | 4860 | no | 5840.9435 | 0 | 11823.8724 |  |  | 0 |  |  | 0 | 0 | 0 | 0 | 0 |  | 0 | 0 | 0 | 0 | 0 | 5840.9435 | 11567.9055 | 4733.3416 | 0 | yes | Deficit |  |  | 0 | 0 | 0 | 0 | 0 |  | 0 | 0 | 0 | 0 | 6777.0333 | yes |  | 0 | 0 | 0 | 6777.0333 | 0 | no | 0 | 0 | 0 | 6777.0333 | 0
| 13652.5334 | 0 | yes | Deficit |  |  | 0 | 0 | 0 | 0 | 0 |  | 0 | 0 | 0 | 0 | 4860 | no |  | 0 | 11681.887 | yes | 11681.887 | 1970.6463 | yes |  | 0 | 0 | 0 | 1970.6463 | 0 | no | 0 | 0 | 0 | 1970.6463 | 0 | 11681.887 | 11772.7037 | 9466.6831 | 0 | yes | Deficit |  |  | 0 | 0 | 0 | 0 | 0 |  | 0 | 0 | 0 | 0 | 7039.3621 | yes |  | 0 | 0 | 0 | 7039.3621 | 0 | no | 0 | 0 | 0 | 7039.3621 | 0
| 10349.139 | 0 | no | Surplus | yes |  | 0 | 0 | 0 | 1332.748 | 0 | no | 0 | 0 | 0 | 1332.748 | 4860 | no | 10349.139 | 0 | 23363.774 |  |  | 0 |  |  | 0 | 0 | 0 | 0 | 0 |  | 0 | 0 | 0 | 0 | 0 | 10349.139 | 7904.1271 | 8386.6605 | 0 | no | Surplus | yes |  | 0 | 0 | 0 | 1562.556 | 0 | no | 0 | 0 | 0 | 1562.556 | 0 |  |  | 0 | 0 | 0 | 0 | 0 |  | 0 | 0 | 0 | 0 | 0
| 5354.425 | 0 | no | Surplus | yes |  | 0 | 0 | 0 | 4994.714 | 0 | no | 0 | 0 | 0 | 4994.714 | 4860 | no | 5354.425 | 0 | 20698.278 |  |  | 0 |  |  | 0 | 0 | 0 | 0 | 0 |  | 0 | 0 | 0 | 0 | 0 | 5354.425 | 9447.1311 | 4339.0802 | 0 | yes | Deficit |  |  | 0 | 0 | 0 | 0 | 0 |  | 0 | 0 | 0 | 0 | 1060.4707 | yes |  | 0 | 0 | 0 | 1060.4707 | 0 | no | 0 | 0 | 0 | 1060.4707 | 0
| 5727.6123 | 0 | yes | Deficit |  |  | 0 | 0 | 0 | 0 | 0 |  | 0 | 0 | 0 | 0 | 4860 | no |  | 0 | 10708.85 | no | 5727.6123 | 0 | no | no | 0 | 0 | 0 | 0 | 0 |  | 0 | 0 | 0 | 0 | 0 | 5727.6123 | 9860.4408 | 4641.501 | 0 | yes | Deficit |  |  | 0 | 0 | 0 | 0 | 0 |  | 0 | 0 | 0 | 0 | 5521.3606 | yes |  | 0 | 0 | 0 | 5521.3606 | 0 | no | 0 | 0 | 0 | 5521.3606 | 0
| 10093.7102 | 0 | yes | Deficit |  |  | 0 | 0 | 0 | 0 | 0 |  | 0 | 0 | 0 | 0 | 4860 | no |  | 0 | 11455.2245 | no | 10093.7102 | 0 | no | no | 0 | 0 | 0 | 0 | 0 |  | 0 | 0 | 0 | 0 | 0 | 10093.7102 | 10616.7517 | 8179.6679 | 0 | yes | Deficit |  |  | 0 | 0 | 0 | 0 | 0 |  | 0 | 0 | 0 | 0 | 5975.2507 | yes |  | 0 | 0 | 0 | 5975.2507 | 0 | no | 0 | 0 | 0 | 5975.2507 | 0
| 15603.0134 | 0 | yes | Deficit |  |  | 0 | 0 | 0 | 0 | 0 |  | 0 | 0 | 0 | 0 | 4860 | no |  | 0 | 20187.4204 | no | 15603.0134 | 0 | no | no | 0 | 0 | 0 | 0 | 0 |  | 0 | 0 | 0 | 0 | 0 | 15603.0134 | 10774.2084 | 12644.2572 | 0 | yes | Deficit |  |  | 0 | 0 | 0 | 0 | 0 |  | 0 | 0 | 0 | 0 | 2594.5405 | yes |  | 0 | 0 | 0 | 2594.5405 | 0 | no | 0 | 0 | 0 | 2594.5405 | 0
| 17634.6941 | 0 | yes | Deficit |  |  | 0 | 0 | 0 | 0 | 0 |  | 0 | 0 | 0 | 0 | 4860 | no |  | 0 | 24300 | no | 17634.6941 | 0 | no | no | 0 | 0 | 0 | 0 | 0 |  | 0 | 0 | 0 | 0 | 0 | 17634.6941 | 11143.8369 | 14290.6759 | 0 | no | Surplus | yes |  | 0 | 0 | 0 | 1500.4203 | 0 | no | 0 | 0 | 0 | 1500.4203 | 0 |  |  | 0 | 0 | 0 | 0 | 0 |  | 0 | 0 | 0 | 0 | 0
| 17875.3261 | 0 | yes | Deficit |  |  | 0 | 0 | 0 | 0 | 0 |  | 0 | 0 | 0 | 0 | 4860 | no |  | 0 | 24300 | no | 17875.3261 | 0 | no | no | 0 | 0 | 0 | 0 | 0 |  | 0 | 0 | 0 | 0 | 0 | 17875.3261 | 12002.7612 | 14485.6776 | 0 | no | Surplus | yes |  | 0 | 0 | 0 | 2287.9147 | 0 | no | 0 | 0 | 0 | 2287.9147 | 0 |  |  | 0 | 0 | 0 | 0 | 0 |  | 0 | 0 | 0 | 0 | 0
| 22300.2693 | 0 | yes | Deficit |  |  | 0 | 0 | 0 | 0 | 0 |  | 0 | 0 | 0 | 0 | 4860 | no |  | 0 | 24300 | no | 22300.2693 | 0 | no | no | 0 | 0 | 0 | 0 | 0 |  | 0 | 0 | 0 | 0 | 0 | 22300.2693 | 11390.8193 | 18071.5311 | 0 | no | Surplus | yes |  | 0 | 0 | 0 | 3094.8583 | 0 | no | 0 | 0 | 0 | 3094.8583 | 0 |  |  | 0 | 0 | 0 | 0 | 0 |  | 0 | 0 | 0 | 0 | 0
| 17655.9571 | 0 | no | Surplus | yes |  | 0 | 0 | 0 | 4644.3122 | 0 | no | 0 | 0 | 0 | 4644.3122 | 4860 | no | 17655.9571 | 0 | 24300 |  |  | 0 |  |  | 0 | 0 | 0 | 0 | 0 |  | 0 | 0 | 0 | 0 | 0 | 17655.9571 | 11798.3162 | 14307.9069 | 0 | no | Surplus | yes |  | 0 | 0 | 0 | 6273.2148 | 0 | no | 0 | 0 | 0 | 6273.2148 | 0 |  |  | 0 | 0 | 0 | 0 | 0 |  | 0 | 0 | 0 | 0 | 0
| 16743.9792 | 0 | no | Surplus | yes |  | 0 | 0 | 0 | 911.9778 | 0 | no | 0 | 0 | 0 | 911.9778 | 4860 | no | 16743.9792 | 0 | 24300 |  |  | 0 |  |  | 0 | 0 | 0 | 0 | 0 |  | 0 | 0 | 0 | 0 | 0 | 16743.9792 | 11999.1518 | 13568.8649 | 0 | no | Surplus | yes |  | 0 | 0 | 0 | 2308.7551 | 0 | no | 0 | 0 | 0 | 2308.7551 | 0 |  |  | 0 | 0 | 0 | 0 | 0 |  | 0 | 0 | 0 | 0 | 0
| 16912.969 | 0 | yes | Deficit |  |  | 0 | 0 | 0 | 0 | 0 |  | 0 | 0 | 0 | 0 | 4860 | no |  | 0 | 24300 | no | 16912.969 | 0 | no | no | 0 | 0 | 0 | 0 | 0 |  | 0 | 0 | 0 | 0 | 0 | 16912.969 | 10699.054 | 13705.8095 | 0 | no | Surplus | yes |  | 0 | 0 | 0 | 2869.8108 | 0 | no | 0 | 0 | 0 | 2869.8108 | 0 |  |  | 0 | 0 | 0 | 0 | 0 |  | 0 | 0 | 0 | 0 | 0
| 17096.8043 | 0 | yes | Deficit |  |  | 0 | 0 | 0 | 0 | 0 |  | 0 | 0 | 0 | 0 | 4860 | no |  | 0 | 24300 | no | 17096.8043 | 0 | no | no | 0 | 0 | 0 | 0 | 0 |  | 0 | 0 | 0 | 0 | 0 | 17096.8043 | 10345.2249 | 13854.7847 | 0 | no | Surplus | yes |  | 0 | 0 | 0 | 3360.5846 | 0 | no | 0 | 0 | 0 | 3360.5846 | 0 |  |  | 0 | 0 | 0 | 0 | 0 |  | 0 | 0 | 0 | 0 | 0
| 14839.3814 | 0 | no | Surplus | yes |  | 0 | 0 | 0 | 2257.4229 | 0 | no | 0 | 0 | 0 | 2257.4229 | 4860 | no | 14839.3814 | 0 | 24300 |  |  | 0 |  |  | 0 | 0 | 0 | 0 | 0 |  | 0 | 0 | 0 | 0 | 0 | 14839.3814 | 11674.4942 | 12025.4307 | 0 | no | Surplus | yes |  | 0 | 0 | 0 | 2180.2905 | 0 | no | 0 | 0 | 0 | 2180.2905 | 0 |  |  | 0 | 0 | 0 | 0 | 0 |  | 0 | 0 | 0 | 0 | 0
| 15194.0126 | 0 | yes | Deficit |  |  | 0 | 0 | 0 | 0 | 0 |  | 0 | 0 | 0 | 0 | 4860 | no |  | 0 | 24300 | no | 15194.0126 | 0 | no | no | 0 | 0 | 0 | 0 | 0 |  | 0 | 0 | 0 | 0 | 0 | 15194.0126 | 10995.4859 | 12312.8141 | 0 | no | Surplus | yes |  | 0 | 0 | 0 | 1029.9447 | 0 | no | 0 | 0 | 0 | 1029.9447 | 0 |  |  | 0 | 0 | 0 | 0 | 0 |  | 0 | 0 | 0 | 0 | 0
| 15530.752 | 0 | yes | Deficit |  |  | 0 | 0 | 0 | 0 | 0 |  | 0 | 0 | 0 | 0 | 4860 | no |  | 0 | 24300 | no | 15530.752 | 0 | no | no | 0 | 0 | 0 | 0 | 0 |  | 0 | 0 | 0 | 0 | 0 | 15530.752 | 11124.3433 | 12585.6985 | 0 | no | Surplus | yes |  | 0 | 0 | 0 | 1188.4708 | 0 | no | 0 | 0 | 0 | 1188.4708 | 0 |  |  | 0 | 0 | 0 | 0 | 0 |  | 0 | 0 | 0 | 0 | 0
| 16490.5189 | 0 | yes | Deficit |  |  | 0 | 0 | 0 | 0 | 0 |  | 0 | 0 | 0 | 0 | 4860 | no |  | 0 | 24300 | no | 16490.5189 | 0 | no | no | 0 | 0 | 0 | 0 | 0 |  | 0 | 0 | 0 | 0 | 0 | 16490.5189 | 11511.7861 | 13363.4675 | 0 | no | Surplus | yes |  | 0 | 0 | 0 | 1073.9125 | 0 | no | 0 | 0 | 0 | 1073.9125 | 0 |  |  | 0 | 0 | 0 | 0 | 0 |  | 0 | 0 | 0 | 0 | 0
| 15353.1875 | 0 | no | Surplus | yes |  | 0 | 0 | 0 | 1137.3314 | 0 | no | 0 | 0 | 0 | 1137.3314 | 4860 | no | 15353.1875 | 0 | 24300 |  |  | 0 |  |  | 0 | 0 | 0 | 0 | 0 |  | 0 | 0 | 0 | 0 | 0 | 15353.1875 | 12201.9566 | 12441.8051 | 0 | no | Surplus | yes |  | 0 | 0 | 0 | 1161.5109 | 0 | no | 0 | 0 | 0 | 1161.5109 | 0 |  |  | 0 | 0 | 0 | 0 | 0 |  | 0 | 0 | 0 | 0 | 0
| 16145.4633 | 0 | yes | Deficit |  |  | 0 | 0 | 0 | 0 | 0 |  | 0 | 0 | 0 | 0 | 4860 | no |  | 0 | 24300 | no | 16145.4633 | 0 | no | no | 0 | 0 | 0 | 0 | 0 |  | 0 | 0 | 0 | 0 | 0 | 16145.4633 | 12809.6823 | 13083.8438 | 0 | yes | Deficit |  |  | 0 | 0 | 0 | 0 | 0 |  | 0 | 0 | 0 | 0 | 367.8772 | yes |  | 0 | 0 | 0 | 367.8772 | 0 | no | 0 | 0 | 0 | 367.8772 | 0
| 16947.4523 | 0 | yes | Deficit |  |  | 0 | 0 | 0 | 0 | 0 |  | 0 | 0 | 0 | 0 | 4860 | no |  | 0 | 24300 | no | 16947.4523 | 0 | no | no | 0 | 0 | 0 | 0 | 0 |  | 0 | 0 | 0 | 0 | 0 | 16947.4523 | 12304.842 | 13733.7539 | 0 | no | Surplus | yes |  | 0 | 0 | 0 | 779.0018 | 0 | no | 0 | 0 | 0 | 779.0018 | 0 |  |  | 0 | 0 | 0 | 0 | 0 |  | 0 | 0 | 0 | 0 | 0
| 16116.0742 | 0 | no | Surplus | yes |  | 0 | 0 | 0 | 831.378 | 0 | no | 0 | 0 | 0 | 831.378 | 4860 | no | 16116.0742 | 0 | 24300 |  |  | 0 |  |  | 0 | 0 | 0 | 0 | 0 |  | 0 | 0 | 0 | 0 | 0 | 16116.0742 | 12275.2447 | 13060.0278 | 0 | no | Surplus | yes |  | 0 | 0 | 0 | 1458.5092 | 0 | no | 0 | 0 | 0 | 1458.5092 | 0 |  |  | 0 | 0 | 0 | 0 | 0 |  | 0 | 0 | 0 | 0 | 0
| 15648.6457 | 0 | no | Surplus | yes |  | 0 | 0 | 0 | 467.4286 | 0 | no | 0 | 0 | 0 | 467.4286 | 4860 | no | 15648.6457 | 0 | 24300 |  |  | 0 |  |  | 0 | 0 | 0 | 0 | 0 |  | 0 | 0 | 0 | 0 | 0 | 15648.6457 | 11666.9588 | 12681.2364 | 0 | no | Surplus | yes |  | 0 | 0 | 0 | 1393.069 | 0 | no | 0 | 0 | 0 | 1393.069 | 0 |  |  | 0 | 0 | 0 | 0 | 0 |  | 0 | 0 | 0 | 0 | 0
| 18605.909 | 0 | yes | Deficit |  |  | 0 | 0 | 0 | 0 | 0 |  | 0 | 0 | 0 | 0 | 4860 | no |  | 0 | 24300 | no | 18605.909 | 0 | no | no | 0 | 0 | 0 | 0 | 0 |  | 0 | 0 | 0 | 0 | 0 | 18605.909 | 9825.6031 | 15077.722 | 0 | no | Surplus | yes |  | 0 | 0 | 0 | 2855.6333 | 0 | no | 0 | 0 | 0 | 2855.6333 | 0 |  |  | 0 | 0 | 0 | 0 | 0 |  | 0 | 0 | 0 | 0 | 0
| 18188.8302 | 0 | no | Surplus | yes |  | 0 | 0 | 0 | 417.0787 | 0 | no | 0 | 0 | 0 | 417.0787 | 4860 | no | 18188.8302 | 0 | 24300 |  |  | 0 |  |  | 0 | 0 | 0 | 0 | 0 |  | 0 | 0 | 0 | 0 | 0 | 18188.8302 | 10510.7944 | 14739.7328 | 0 | no | Surplus | yes |  | 0 | 0 | 0 | 4566.9276 | 0 | no | 0 | 0 | 0 | 4566.9276 | 0 |  |  | 0 | 0 | 0 | 0 | 0 |  | 0 | 0 | 0 | 0 | 0
| 18249.7961 | 0 | yes | Deficit |  |  | 0 | 0 | 0 | 0 | 0 |  | 0 | 0 | 0 | 0 | 4860 | no |  | 0 | 24300 | no | 18249.7961 | 0 | no | no | 0 | 0 | 0 | 0 | 0 |  | 0 | 0 | 0 | 0 | 0 | 18249.7961 | 11446.3513 | 14789.1378 | 0 | no | Surplus | yes |  | 0 | 0 | 0 | 3293.3814 | 0 | no | 0 | 0 | 0 | 3293.3814 | 0 |  |  | 0 | 0 | 0 | 0 | 0 |  | 0 | 0 | 0 | 0 | 0
| 18644.1442 | 0 | yes | Deficit |  |  | 0 | 0 | 0 | 0 | 0 |  | 0 | 0 | 0 | 0 | 4860 | no |  | 0 | 24300 | no | 18644.1442 | 0 | no | no | 0 | 0 | 0 | 0 | 0 |  | 0 | 0 | 0 | 0 | 0 | 18644.1442 | 11418.3643 | 15108.7068 | 0 | no | Surplus | yes |  | 0 | 0 | 0 | 3370.7735 | 0 | no | 0 | 0 | 0 | 3370.7735 | 0 |  |  | 0 | 0 | 0 | 0 | 0 |  | 0 | 0 | 0 | 0 | 0
| 21106.0354 | 0 | yes | Deficit |  |  | 0 | 0 | 0 | 0 | 0 |  | 0 | 0 | 0 | 0 | 4860 | no |  | 0 | 24300 | no | 21106.0354 | 0 | no | no | 0 | 0 | 0 | 0 | 0 |  | 0 | 0 | 0 | 0 | 0 | 21106.0354 | 11434.9632 | 17103.7564 | 0 | no | Surplus | yes |  | 0 | 0 | 0 | 3673.7437 | 0 | no | 0 | 0 | 0 | 3673.7437 | 0 |  |  | 0 | 0 | 0 | 0 | 0 |  | 0 | 0 | 0 | 0 | 0
| 21002.7789 | 0 | no | Surplus | yes |  | 0 | 0 | 0 | 103.2565 | 0 | no | 0 | 0 | 0 | 103.2565 | 4860 | no | 21002.7789 | 0 | 24300 |  |  | 0 |  |  | 0 | 0 | 0 | 0 | 0 |  | 0 | 0 | 0 | 0 | 0 | 21002.7789 | 10454.5475 | 17020.0801 | 0 | no | Surplus | yes |  | 0 | 0 | 0 | 6649.2089 | 0 | no | 0 | 0 | 0 | 6649.2089 | 0 |  |  | 0 | 0 | 0 | 0 | 0 |  | 0 | 0 | 0 | 0 | 0
| 22035.9523 | 0 | yes | Deficit |  |  | 0 | 0 | 0 | 0 | 0 |  | 0 | 0 | 0 | 0 | 4860 | no |  | 0 | 24300 | no | 22035.9523 | 0 | no | no | 0 | 0 | 0 | 0 | 0 |  | 0 | 0 | 0 | 0 | 0 | 22035.9523 | 10283.0053 | 17857.3357 | 0 | no | Surplus | yes |  | 0 | 0 | 0 | 6737.0748 | 0 | no | 0 | 0 | 0 | 6737.0748 | 0 |  |  | 0 | 0 | 0 | 0 | 0 |  | 0 | 0 | 0 | 0 | 0
| 22502.6077 | 0 | yes | Deficit |  |  | 0 | 0 | 0 | 0 | 0 |  | 0 | 0 | 0 | 0 | 4860 | no |  | 0 | 24300 | no | 22502.6077 | 0 | no | no | 0 | 0 | 0 | 0 | 0 |  | 0 | 0 | 0 | 0 | 0 | 22502.6077 | 10504.1013 | 18235.5005 | 0 | no | Surplus | yes |  | 0 | 0 | 0 | 7353.2345 | 0 | no | 0 | 0 | 0 | 7353.2345 | 0 |  |  | 0 | 0 | 0 | 0 | 0 |  | 0 | 0 | 0 | 0 | 0
| 21495.9945 | 0 | no | Surplus | yes |  | 0 | 0 | 0 | 1006.6131 | 0 | no | 0 | 0 | 0 | 1006.6131 | 4860 | no | 21495.9945 | 0 | 24300 |  |  | 0 |  |  | 0 | 0 | 0 | 0 | 0 |  | 0 | 0 | 0 | 0 | 0 | 21495.9945 | 11304.9295 | 17419.7687 | 0 | no | Surplus | yes |  | 0 | 0 | 0 | 6930.571 | 0 | no | 0 | 0 | 0 | 6930.571 | 0 |  |  | 0 | 0 | 0 | 0 | 0 |  | 0 | 0 | 0 | 0 | 0
| 23075.0853 | 0 | yes | Deficit |  |  | 0 | 0 | 0 | 0 | 0 |  | 0 | 0 | 0 | 0 | 4860 | no |  | 0 | 24300 | no | 23075.0853 | 0 | no | no | 0 | 0 | 0 | 0 | 0 |  | 0 | 0 | 0 | 0 | 0 | 23075.0853 | 13045.5791 | 18699.4208 | 0 | no | Surplus | yes |  | 0 | 0 | 0 | 4374.1895 | 0 | no | 0 | 0 | 0 | 4374.1895 | 0 |  |  | 0 | 0 | 0 | 0 | 0 |  | 0 | 0 | 0 | 0 | 0
| 23814.5228 | 0 | yes | Deficit |  |  | 0 | 0 | 0 | 0 | 0 |  | 0 | 0 | 0 | 0 | 4860 | no |  | 0 | 24300 | no | 23814.5228 | 0 | no | no | 0 | 0 | 0 | 0 | 0 |  | 0 | 0 | 0 | 0 | 0 | 23814.5228 | 13518.7087 | 19298.6408 | 0 | no | Surplus | yes |  | 0 | 0 | 0 | 5180.7121 | 0 | no | 0 | 0 | 0 | 5180.7121 | 0 |  |  | 0 | 0 | 0 | 0 | 0 |  | 0 | 0 | 0 | 0 | 0
| 21750.2505 | 0 | no | Surplus | yes |  | 0 | 0 | 0 | 2064.2723 | 0 | no | 0 | 0 | 0 | 2064.2723 | 4860 | no | 21750.2505 | 0 | 24300 |  |  | 0 |  |  | 0 | 0 | 0 | 0 | 0 |  | 0 | 0 | 0 | 0 | 0 | 21750.2505 | 14187.5772 | 17625.8108 | 0 | no | Surplus | yes |  | 0 | 0 | 0 | 5111.0636 | 0 | no | 0 | 0 | 0 | 5111.0636 | 0 |  |  | 0 | 0 | 0 | 0 | 0 |  | 0 | 0 | 0 | 0 | 0
| 20845.5068 | 0 | no | Surplus | yes |  | 0 | 0 | 0 | 904.7437 | 0 | no | 0 | 0 | 0 | 904.7437 | 4860 | no | 20845.5068 | 0 | 24300 |  |  | 0 |  |  | 0 | 0 | 0 | 0 | 0 |  | 0 | 0 | 0 | 0 | 0 | 20845.5068 | 13105.9199 | 16892.6311 | 0 | no | Surplus | yes |  | 0 | 0 | 0 | 4519.8909 | 0 | no | 0 | 0 | 0 | 4519.8909 | 0 |  |  | 0 | 0 | 0 | 0 | 0 |  | 0 | 0 | 0 | 0 | 0
| 23277.6956 | 0 | yes | Deficit |  |  | 0 | 0 | 0 | 0 | 0 |  | 0 | 0 | 0 | 0 | 4860 | no |  | 0 | 24300 | no | 23277.6956 | 0 | no | no | 0 | 0 | 0 | 0 | 0 |  | 0 | 0 | 0 | 0 | 0 | 23277.6956 | 13127.7769 | 18863.6107 | 0 | no | Surplus | yes |  | 0 | 0 | 0 | 3764.8542 | 0 | no | 0 | 0 | 0 | 3764.8542 | 0 |  |  | 0 | 0 | 0 | 0 | 0 |  | 0 | 0 | 0 | 0 | 0
| 20236.9384 | 0 | no | Surplus | yes |  | 0 | 0 | 0 | 3040.7572 | 0 | no | 0 | 0 | 0 | 3040.7572 | 4860 | no | 20236.9384 | 0 | 24300 |  |  | 0 |  |  | 0 | 0 | 0 | 0 | 0 |  | 0 | 0 | 0 | 0 | 0 | 20236.9384 | 13668.1892 | 16399.4638 | 0 | no | Surplus | yes |  | 0 | 0 | 0 | 5195.4215 | 0 | no | 0 | 0 | 0 | 5195.4215 | 0 |  |  | 0 | 0 | 0 | 0 | 0 |  | 0 | 0 | 0 | 0 | 0
| 20443.1086 | 0 | yes | Deficit |  |  | 0 | 0 | 0 | 0 | 0 |  | 0 | 0 | 0 | 0 | 4860 | no |  | 0 | 24300 | no | 20443.1086 | 0 | no | no | 0 | 0 | 0 | 0 | 0 |  | 0 | 0 | 0 | 0 | 0 | 20443.1086 | 12958.0382 | 16566.5386 | 0 | no | Surplus | yes |  | 0 | 0 | 0 | 3441.4256 | 0 | no | 0 | 0 | 0 | 3441.4256 | 0 |  |  | 0 | 0 | 0 | 0 | 0 |  | 0 | 0 | 0 | 0 | 0
| 20281.6453 | 0 | no | Surplus | yes |  | 0 | 0 | 0 | 161.4633 | 0 | no | 0 | 0 | 0 | 161.4633 | 4860 | no | 20281.6453 | 0 | 24300 |  |  | 0 |  |  | 0 | 0 | 0 | 0 | 0 |  | 0 | 0 | 0 | 0 | 0 | 20281.6453 | 13091.0422 | 16435.6931 | 0 | no | Surplus | yes |  | 0 | 0 | 0 | 3475.4963 | 0 | no | 0 | 0 | 0 | 3475.4963 | 0 |  |  | 0 | 0 | 0 | 0 | 0 |  | 0 | 0 | 0 | 0 | 0
| 20170.7858 | 0 | no | Surplus | yes |  | 0 | 0 | 0 | 110.8595 | 0 | no | 0 | 0 | 0 | 110.8595 | 4860 | no | 20170.7858 | 0 | 24300 |  |  | 0 |  |  | 0 | 0 | 0 | 0 | 0 |  | 0 | 0 | 0 | 0 | 0 | 20170.7858 | 13262.0496 | 16345.8556 | 0 | no | Surplus | yes |  | 0 | 0 | 0 | 3173.6435 | 0 | no | 0 | 0 | 0 | 3173.6435 | 0 |  |  | 0 | 0 | 0 | 0 | 0 |  | 0 | 0 | 0 | 0 | 0
| 23585.4566 | 0 | yes | Deficit |  |  | 0 | 0 | 0 | 0 | 0 |  | 0 | 0 | 0 | 0 | 4860 | no |  | 0 | 24300 | no | 23585.4566 | 0 | no | no | 0 | 0 | 0 | 0 | 0 |  | 0 | 0 | 0 | 0 | 0 | 23585.4566 | 12368.2276 | 19113.0118 | 0 | no | Surplus | yes |  | 0 | 0 | 0 | 3977.628 | 0 | no | 0 | 0 | 0 | 3977.628 | 0 |  |  | 0 | 0 | 0 | 0 | 0 |  | 0 | 0 | 0 | 0 | 0
| 20309.3649 | 0 | no | Surplus | yes |  | 0 | 0 | 0 | 3276.0917 | 0 | no | 0 | 0 | 0 | 3276.0917 | 4860 | no | 20309.3649 | 0 | 24300 |  |  | 0 |  |  | 0 | 0 | 0 | 0 | 0 |  | 0 | 0 | 0 | 0 | 0 | 20309.3649 | 11818.7794 | 16458.1563 | 0 | no | Surplus | yes |  | 0 | 0 | 0 | 7294.2325 | 0 | no | 0 | 0 | 0 | 7294.2325 | 0 |  |  | 0 | 0 | 0 | 0 | 0 |  | 0 | 0 | 0 | 0 | 0
| 19720.6922 | 0 | no | Surplus | yes |  | 0 | 0 | 0 | 588.6727 | 0 | no | 0 | 0 | 0 | 588.6727 | 4860 | no | 19720.6922 | 0 | 24300 |  |  | 0 |  |  | 0 | 0 | 0 | 0 | 0 |  | 0 | 0 | 0 | 0 | 0 | 19720.6922 | 11353.5985 | 15981.112 | 0 | no | Surplus | yes |  | 0 | 0 | 0 | 5104.5578 | 0 | no | 0 | 0 | 0 | 5104.5578 | 0 |  |  | 0 | 0 | 0 | 0 | 0 |  | 0 | 0 | 0 | 0 | 0
| 19047.4832 | 0 | no | Surplus | yes |  | 0 | 0 | 0 | 673.209 | 0 | no | 0 | 0 | 0 | 673.209 | 4860 | no | 19047.4832 | 0 | 24300 |  |  | 0 |  |  | 0 | 0 | 0 | 0 | 0 |  | 0 | 0 | 0 | 0 | 0 | 19047.4832 | 12476.8391 | 15435.5617 | 0 | no | Surplus | yes |  | 0 | 0 | 0 | 3504.2729 | 0 | no | 0 | 0 | 0 | 3504.2729 | 0 |  |  | 0 | 0 | 0 | 0 | 0 |  | 0 | 0 | 0 | 0 | 0
| 17019.9411 | 0 | no | Surplus | yes |  | 0 | 0 | 0 | 2027.542 | 0 | no | 0 | 0 | 0 | 2027.542 | 4860 | no | 17019.9411 | 0 | 24300 |  |  | 0 |  |  | 0 | 0 | 0 | 0 | 0 |  | 0 | 0 | 0 | 0 | 0 | 17019.9411 | 12128.6581 | 13792.4969 | 0 | no | Surplus | yes |  | 0 | 0 | 0 | 3306.9036 | 0 | no | 0 | 0 | 0 | 3306.9036 | 0 |  |  | 0 | 0 | 0 | 0 | 0 |  | 0 | 0 | 0 | 0 | 0
| 17837.226 | 0 | yes | Deficit |  |  | 0 | 0 | 0 | 0 | 0 |  | 0 | 0 | 0 | 0 | 4860 | no |  | 0 | 24300 | no | 17837.226 | 0 | no | no | 0 | 0 | 0 | 0 | 0 |  | 0 | 0 | 0 | 0 | 0 | 17837.226 | 12283.7483 | 14454.8022 | 0 | no | Surplus | yes |  | 0 | 0 | 0 | 1508.7486 | 0 | no | 0 | 0 | 0 | 1508.7486 | 0 |  |  | 0 | 0 | 0 | 0 | 0 |  | 0 | 0 | 0 | 0 | 0
| 16775.9473 | 0 | no | Surplus | yes |  | 0 | 0 | 0 | 1061.2786 | 0 | no | 0 | 0 | 0 | 1061.2786 | 4860 | no | 16775.9473 | 0 | 24300 |  |  | 0 |  |  | 0 | 0 | 0 | 0 | 0 |  | 0 | 0 | 0 | 0 | 0 | 16775.9473 | 10280.6898 | 13594.7709 | 0 | no | Surplus | yes |  | 0 | 0 | 0 | 4174.1125 | 0 | no | 0 | 0 | 0 | 4174.1125 | 0 |  |  | 0 | 0 | 0 | 0 | 0 |  | 0 | 0 | 0 | 0 | 0
| 17104.8552 | 0 | yes | Deficit |  |  | 0 | 0 | 0 | 0 | 0 |  | 0 | 0 | 0 | 0 | 4860 | no |  | 0 | 24300 | no | 17104.8552 | 0 | no | no | 0 | 0 | 0 | 0 | 0 |  | 0 | 0 | 0 | 0 | 0 | 17104.8552 | 11018.6633 | 13861.3089 | 0 | no | Surplus | yes |  | 0 | 0 | 0 | 2576.1076 | 0 | no | 0 | 0 | 0 | 2576.1076 | 0 |  |  | 0 | 0 | 0 | 0 | 0 |  | 0 | 0 | 0 | 0 | 0
| 18012.6374 | 0 | yes | Deficit |  |  | 0 | 0 | 0 | 0 | 0 |  | 0 | 0 | 0 | 0 | 4860 | no |  | 0 | 24300 | no | 18012.6374 | 0 | no | no | 0 | 0 | 0 | 0 | 0 |  | 0 | 0 | 0 | 0 | 0 | 18012.6374 | 10685.9782 | 14596.9509 | 0 | no | Surplus | yes |  | 0 | 0 | 0 | 3175.3307 | 0 | no | 0 | 0 | 0 | 3175.3307 | 0 |  |  | 0 | 0 | 0 | 0 | 0 |  | 0 | 0 | 0 | 0 | 0
| 17021.6597 | 0 | no | Surplus | yes |  | 0 | 0 | 0 | 990.9777 | 0 | no | 0 | 0 | 0 | 990.9777 | 4860 | no | 17021.6597 | 0 | 24300 |  |  | 0 |  |  | 0 | 0 | 0 | 0 | 0 |  | 0 | 0 | 0 | 0 | 0 | 17021.6597 | 8718.3467 | 13793.8895 | 0 | no | Surplus | yes |  | 0 | 0 | 0 | 5878.6042 | 0 | no | 0 | 0 | 0 | 5878.6042 | 0 |  |  | 0 | 0 | 0 | 0 | 0 |  | 0 | 0 | 0 | 0 | 0
| 20324.3842 | 0 | yes | Deficit |  |  | 0 | 0 | 0 | 0 | 0 |  | 0 | 0 | 0 | 0 | 4860 | no |  | 0 | 24300 | no | 20324.3842 | 0 | no | no | 0 | 0 | 0 | 0 | 0 |  | 0 | 0 | 0 | 0 | 0 | 20324.3842 | 10113.8736 | 16470.3276 | 0 | no | Surplus | yes |  | 0 | 0 | 0 | 3680.0159 | 0 | no | 0 | 0 | 0 | 3680.0159 | 0 |  |  | 0 | 0 | 0 | 0 | 0 |  | 0 | 0 | 0 | 0 | 0
| 17664.6323 | 0 | no | Surplus | yes |  | 0 | 0 | 0 | 2659.7518 | 0 | no | 0 | 0 | 0 | 2659.7518 | 4860 | no | 17664.6323 | 0 | 24300 |  |  | 0 |  |  | 0 | 0 | 0 | 0 | 0 |  | 0 | 0 | 0 | 0 | 0 | 17664.6323 | 10967.1936 | 14314.9371 | 0 | no | Surplus | yes |  | 0 | 0 | 0 | 5503.1339 | 0 | no | 0 | 0 | 0 | 5503.1339 | 0 |  |  | 0 | 0 | 0 | 0 | 0 |  | 0 | 0 | 0 | 0 | 0
| 16854.6996 | 0 | no | Surplus | yes |  | 0 | 0 | 0 | 809.9328 | 0 | no | 0 | 0 | 0 | 809.9328 | 4860 | no | 16854.6996 | 0 | 24300 |  |  | 0 |  |  | 0 | 0 | 0 | 0 | 0 |  | 0 | 0 | 0 | 0 | 0 | 16854.6996 | 5982.7377 | 13658.5896 | 0 | no | Surplus | yes |  | 0 | 0 | 0 | 8332.1993 | 0 | no | 0 | 0 | 0 | 8332.1993 | 0 |  |  | 0 | 0 | 0 | 0 | 0 |  | 0 | 0 | 0 | 0 | 0
| 16811.4882 | 0 | no | Surplus | yes |  | 0 | 0 | 0 | 43.2114 | 0 | no | 0 | 0 | 0 | 43.2114 | 4860 | no | 16811.4882 | 0 | 24300 |  |  | 0 |  |  | 0 | 0 | 0 | 0 | 0 |  | 0 | 0 | 0 | 0 | 0 | 16811.4882 | 4037.1879 | 13623.5723 | 0 | no | Surplus | yes |  | 0 | 0 | 0 | 9621.4017 | 0 | no | 0 | 0 | 0 | 9621.4017 | 0 |  |  | 0 | 0 | 0 | 0 | 0 |  | 0 | 0 | 0 | 0 | 0
| 15842.5713 | 0 | no | Surplus | yes |  | 0 | 0 | 0 | 968.9169 | 0 | no | 0 | 0 | 0 | 968.9169 | 4860 | no | 15842.5713 | 0 | 24300 |  |  | 0 |  |  | 0 | 0 | 0 | 0 | 0 |  | 0 | 0 | 0 | 0 | 0 | 15842.5713 | 4734.9833 | 12838.3884 | 0 | no | Surplus | yes |  | 0 | 0 | 0 | 8888.5889 | 0 | no | 0 | 0 | 0 | 8888.5889 | 0 |  |  | 0 | 0 | 0 | 0 | 0 |  | 0 | 0 | 0 | 0 | 0
| 17058.3221 | 0 | yes | Deficit |  |  | 0 | 0 | 0 | 0 | 0 |  | 0 | 0 | 0 | 0 | 4860 | no |  | 0 | 24300 | no | 17058.3221 | 0 | no | no | 0 | 0 | 0 | 0 | 0 |  | 0 | 0 | 0 | 0 | 0 | 17058.3221 | 5527.0977 | 13823.5997 | 0 | no | Surplus | yes |  | 0 | 0 | 0 | 7311.2906 | 0 | no | 0 | 0 | 0 | 7311.2906 | 0 |  |  | 0 | 0 | 0 | 0 | 0 |  | 0 | 0 | 0 | 0 | 0
| 19549.1424 | 0 | yes | Deficit |  |  | 0 | 0 | 0 | 0 | 0 |  | 0 | 0 | 0 | 0 | 4860 | no |  | 0 | 24300 | no | 19549.1424 | 0 | no | no | 0 | 0 | 0 | 0 | 0 |  | 0 | 0 | 0 | 0 | 0 | 19549.1424 | 11037.8191 | 15842.0927 | 0 | no | Surplus | yes |  | 0 | 0 | 0 | 2785.7806 | 0 | no | 0 | 0 | 0 | 2785.7806 | 0 |  |  | 0 | 0 | 0 | 0 | 0 |  | 0 | 0 | 0 | 0 | 0
| 19911.4661 | 0 | yes | Deficit |  |  | 0 | 0 | 0 | 0 | 0 |  | 0 | 0 | 0 | 0 | 4860 | no |  | 0 | 24300 | no | 19911.4661 | 0 | no | no | 0 | 0 | 0 | 0 | 0 |  | 0 | 0 | 0 | 0 | 0 | 19911.4661 | 10122.4977 | 16135.7099 | 0 | no | Surplus | yes |  | 0 | 0 | 0 | 5719.5951 | 0 | no | 0 | 0 | 0 | 5719.5951 | 0 |  |  | 0 | 0 | 0 | 0 | 0 |  | 0 | 0 | 0 | 0 | 0
| 18172.7598 | 0 | no | Surplus | yes |  | 0 | 0 | 0 | 1738.7063 | 0 | no | 0 | 0 | 0 | 1738.7063 | 4860 | no | 18172.7598 | 0 | 24300 |  |  | 0 |  |  | 0 | 0 | 0 | 0 | 0 |  | 0 | 0 | 0 | 0 | 0 | 18172.7598 | 10568.6228 | 14726.7097 | 0 | no | Surplus | yes |  | 0 | 0 | 0 | 5567.0871 | 0 | no | 0 | 0 | 0 | 5567.0871 | 0 |  |  | 0 | 0 | 0 | 0 | 0 |  | 0 | 0 | 0 | 0 | 0
| 16848.5485 | 0 | no | Surplus | yes |  | 0 | 0 | 0 | 1324.2113 | 0 | no | 0 | 0 | 0 | 1324.2113 | 4860 | no | 16848.5485 | 0 | 24300 |  |  | 0 |  |  | 0 | 0 | 0 | 0 | 0 |  | 0 | 0 | 0 | 0 | 0 | 16848.5485 | 9381.0378 | 13653.6049 | 0 | no | Surplus | yes |  | 0 | 0 | 0 | 5345.6719 | 0 | no | 0 | 0 | 0 | 5345.6719 | 0 |  |  | 0 | 0 | 0 | 0 | 0 |  | 0 | 0 | 0 | 0 | 0
| 18069.7036 | 0 | yes | Deficit |  |  | 0 | 0 | 0 | 0 | 0 |  | 0 | 0 | 0 | 0 | 4860 | no |  | 0 | 24300 | no | 18069.7036 | 0 | no | no | 0 | 0 | 0 | 0 | 0 |  | 0 | 0 | 0 | 0 | 0 | 18069.7036 | 9425.2777 | 14643.1958 | 0 | no | Surplus | yes |  | 0 | 0 | 0 | 4228.3272 | 0 | no | 0 | 0 | 0 | 4228.3272 | 0 |  |  | 0 | 0 | 0 | 0 | 0 |  | 0 | 0 | 0 | 0 | 0
| 21690.5964 | 0 | yes | Deficit |  |  | 0 | 0 | 0 | 0 | 0 |  | 0 | 0 | 0 | 0 | 4860 | no |  | 0 | 24300 | no | 21690.5964 | 0 | no | no | 0 | 0 | 0 | 0 | 0 |  | 0 | 0 | 0 | 0 | 0 | 21690.5964 | 10069.2692 | 17577.4687 | 0 | no | Surplus | yes |  | 0 | 0 | 0 | 4573.9266 | 0 | no | 0 | 0 | 0 | 4573.9266 | 0 |  |  | 0 | 0 | 0 | 0 | 0 |  | 0 | 0 | 0 | 0 | 0
| 22722.4982 | 0 | yes | Deficit |  |  | 0 | 0 | 0 | 0 | 0 |  | 0 | 0 | 0 | 0 | 4860 | no |  | 0 | 24300 | no | 22722.4982 | 0 | no | no | 0 | 0 | 0 | 0 | 0 |  | 0 | 0 | 0 | 0 | 0 | 22722.4982 | 8949.4868 | 18413.6938 | 0 | no | Surplus | yes |  | 0 | 0 | 0 | 8627.9819 | 0 | no | 0 | 0 | 0 | 8627.9819 | 0 |  |  | 0 | 0 | 0 | 0 | 0 |  | 0 | 0 | 0 | 0 | 0
| 21330.0614 | 0 | no | Surplus | yes |  | 0 | 0 | 0 | 1392.4368 | 0 | no | 0 | 0 | 0 | 1392.4368 | 4860 | no | 21330.0614 | 0 | 24300 |  |  | 0 |  |  | 0 | 0 | 0 | 0 | 0 |  | 0 | 0 | 0 | 0 | 0 | 21330.0614 | 9175.1104 | 17285.301 | 0 | no | Surplus | yes |  | 0 | 0 | 0 | 9238.5835 | 0 | no | 0 | 0 | 0 | 9238.5835 | 0 |  |  | 0 | 0 | 0 | 0 | 0 |  | 0 | 0 | 0 | 0 | 0
| 20620.899 | 0 | no | Surplus | yes |  | 0 | 0 | 0 | 709.1624 | 0 | no | 0 | 0 | 0 | 709.1624 | 4860 | no | 20620.899 | 0 | 24300 |  |  | 0 |  |  | 0 | 0 | 0 | 0 | 0 |  | 0 | 0 | 0 | 0 | 0 | 20620.899 | 7489.511 | 16710.6151 | 0 | no | Surplus | yes |  | 0 | 0 | 0 | 9795.79 | 0 | no | 0 | 0 | 0 | 9795.79 | 0 |  |  | 0 | 0 | 0 | 0 | 0 |  | 0 | 0 | 0 | 0 | 0
| 22137.5184 | 0 | yes | Deficit |  |  | 0 | 0 | 0 | 0 | 0 |  | 0 | 0 | 0 | 0 | 4860 | no |  | 0 | 24300 | no | 22137.5184 | 0 | no | no | 0 | 0 | 0 | 0 | 0 |  | 0 | 0 | 0 | 0 | 0 | 22137.5184 | 7900.9356 | 17939.6422 | 0 | no | Surplus | yes |  | 0 | 0 | 0 | 8809.6795 | 0 | no | 0 | 0 | 0 | 8809.6795 | 0 |  |  | 0 | 0 | 0 | 0 | 0 |  | 0 | 0 | 0 | 0 | 0
| 23680.5877 | 0 | yes | Deficit |  |  | 0 | 0 | 0 | 0 | 0 |  | 0 | 0 | 0 | 0 | 4860 | no |  | 0 | 24300 | no | 23680.5877 | 0 | no | no | 0 | 0 | 0 | 0 | 0 |  | 0 | 0 | 0 | 0 | 0 | 23680.5877 | 9045.5199 | 19190.1035 | 0 | no | Surplus | yes |  | 0 | 0 | 0 | 8894.1222 | 0 | no | 0 | 0 | 0 | 8894.1222 | 0 |  |  | 0 | 0 | 0 | 0 | 0 |  | 0 | 0 | 0 | 0 | 0
| 19669.3405 | 0 | no | Surplus | yes |  | 0 | 0 | 0 | 4011.2472 | 0 | no | 0 | 0 | 0 | 4011.2472 | 4860 | no | 19669.3405 | 0 | 24300 |  |  | 0 |  |  | 0 | 0 | 0 | 0 | 0 |  | 0 | 0 | 0 | 0 | 0 | 19669.3405 | 9377.7007 | 15939.498 | 0 | no | Surplus | yes |  | 0 | 0 | 0 | 9812.4028 | 0 | no | 0 | 0 | 0 | 9812.4028 | 0 |  |  | 0 | 0 | 0 | 0 | 0 |  | 0 | 0 | 0 | 0 | 0
| 20073.5668 | 0 | yes | Deficit |  |  | 0 | 0 | 0 | 0 | 0 |  | 0 | 0 | 0 | 0 | 4860 | no |  | 0 | 24300 | no | 20073.5668 | 0 | no | no | 0 | 0 | 0 | 0 | 0 |  | 0 | 0 | 0 | 0 | 0 | 20073.5668 | 10163.7579 | 16267.072 | 0 | no | Surplus | yes |  | 0 | 0 | 0 | 5775.7401 | 0 | no | 0 | 0 | 0 | 5775.7401 | 0 |  |  | 0 | 0 | 0 | 0 | 0 |  | 0 | 0 | 0 | 0 | 0
| 21107.2914 | 0 | yes | Deficit |  |  | 0 | 0 | 0 | 0 | 0 |  | 0 | 0 | 0 | 0 | 4860 | no |  | 0 | 24300 | no | 21107.2914 | 0 | no | no | 0 | 0 | 0 | 0 | 0 |  | 0 | 0 | 0 | 0 | 0 | 21107.2914 | 10723.1291 | 17104.7742 | 0 | no | Surplus | yes |  | 0 | 0 | 0 | 5543.9429 | 0 | no | 0 | 0 | 0 | 5543.9429 | 0 |  |  | 0 | 0 | 0 | 0 | 0 |  | 0 | 0 | 0 | 0 | 0
| 21264.4946 | 0 | yes | Deficit |  |  | 0 | 0 | 0 | 0 | 0 |  | 0 | 0 | 0 | 0 | 4860 | no |  | 0 | 24300 | no | 21264.4946 | 0 | no | no | 0 | 0 | 0 | 0 | 0 |  | 0 | 0 | 0 | 0 | 0 | 21264.4946 | 10520.9774 | 17232.1674 | 0 | no | Surplus | yes |  | 0 | 0 | 0 | 6583.7968 | 0 | no | 0 | 0 | 0 | 6583.7968 | 0 |  |  | 0 | 0 | 0 | 0 | 0 |  | 0 | 0 | 0 | 0 | 0
| 20630.3043 | 0 | no | Surplus | yes |  | 0 | 0 | 0 | 634.1904 | 0 | no | 0 | 0 | 0 | 634.1904 | 4860 | no | 20630.3043 | 0 | 24300 |  |  | 0 |  |  | 0 | 0 | 0 | 0 | 0 |  | 0 | 0 | 0 | 0 | 0 | 20630.3043 | 9729.8842 | 16718.2368 | 0 | no | Surplus | yes |  | 0 | 0 | 0 | 7502.2832 | 0 | no | 0 | 0 | 0 | 7502.2832 | 0 |  |  | 0 | 0 | 0 | 0 | 0 |  | 0 | 0 | 0 | 0 | 0
| 21124.1955 | 0 | yes | Deficit |  |  | 0 | 0 | 0 | 0 | 0 |  | 0 | 0 | 0 | 0 | 4860 | no |  | 0 | 24300 | no | 21124.1955 | 0 | no | no | 0 | 0 | 0 | 0 | 0 |  | 0 | 0 | 0 | 0 | 0 | 21124.1955 | 7767.8336 | 17118.4728 | 0 | no | Surplus | yes |  | 0 | 0 | 0 | 8950.4033 | 0 | no | 0 | 0 | 0 | 8950.4033 | 0 |  |  | 0 | 0 | 0 | 0 | 0 |  | 0 | 0 | 0 | 0 | 0
| 23275.4076 | 0 | yes | Deficit |  |  | 0 | 0 | 0 | 0 | 0 |  | 0 | 0 | 0 | 0 | 4860 | no |  | 0 | 24300 | no | 23275.4076 | 0 | no | no | 0 | 0 | 0 | 0 | 0 |  | 0 | 0 | 0 | 0 | 0 | 23275.4076 | 8129.2456 | 18861.7566 | 0 | no | Surplus | yes |  | 0 | 0 | 0 | 8989.2272 | 0 | no | 0 | 0 | 0 | 8989.2272 | 0 |  |  | 0 | 0 | 0 | 0 | 0 |  | 0 | 0 | 0 | 0 | 0
| 23421.3101 | 0 | yes | Deficit |  |  | 0 | 0 | 0 | 0 | 0 |  | 0 | 0 | 0 | 0 | 4860 | no |  | 0 | 24300 | no | 23421.3101 | 0 | no | no | 0 | 0 | 0 | 0 | 0 |  | 0 | 0 | 0 | 0 | 0 | 23421.3101 | 8889.7446 | 18979.9919 | 0 | no | Surplus | yes |  | 0 | 0 | 0 | 9972.012 | 0 | no | 0 | 0 | 0 | 9972.012 | 0 |  |  | 0 | 0 | 0 | 0 | 0 |  | 0 | 0 | 0 | 0 | 0
| 21801.4299 | 0 | no | Surplus | yes |  | 0 | 0 | 0 | 1619.8802 | 0 | no | 0 | 0 | 0 | 1619.8802 | 4860 | no | 21801.4299 | 0 | 24300 |  |  | 0 |  |  | 0 | 0 | 0 | 0 | 0 |  | 0 | 0 | 0 | 0 | 0 | 21801.4299 | 10394.7774 | 17667.2852 | 0 | no | Surplus | yes |  | 0 | 0 | 0 | 8585.2145 | 0 | no | 0 | 0 | 0 | 8585.2145 | 0 |  |  | 0 | 0 | 0 | 0 | 0 |  | 0 | 0 | 0 | 0 | 0
| 22683.2446 | 0 | yes | Deficit |  |  | 0 | 0 | 0 | 0 | 0 |  | 0 | 0 | 0 | 0 | 4860 | no |  | 0 | 24300 | no | 22683.2446 | 0 | no | no | 0 | 0 | 0 | 0 | 0 |  | 0 | 0 | 0 | 0 | 0 | 22683.2446 | 9742.236 | 18381.8838 | 0 | no | Surplus | yes |  | 0 | 0 | 0 | 7925.0492 | 0 | no | 0 | 0 | 0 | 7925.0492 | 0 |  |  | 0 | 0 | 0 | 0 | 0 |  | 0 | 0 | 0 | 0 | 0
| 23383.8895 | 0 | yes | Deficit |  |  | 0 | 0 | 0 | 0 | 0 |  | 0 | 0 | 0 | 0 | 4860 | no |  | 0 | 24300 | no | 23383.8895 | 0 | no | no | 0 | 0 | 0 | 0 | 0 |  | 0 | 0 | 0 | 0 | 0 | 23383.8895 | 9514.8417 | 18949.6673 | 0 | no | Surplus | yes |  | 0 | 0 | 0 | 8867.0421 | 0 | no | 0 | 0 | 0 | 8867.0421 | 0 |  |  | 0 | 0 | 0 | 0 | 0 |  | 0 | 0 | 0 | 0 | 0
| 22264.6062 | 0 | no | Surplus | yes |  | 0 | 0 | 0 | 1119.2833 | 0 | no | 0 | 0 | 0 | 1119.2833 | 4860 | no | 22264.6062 | 0 | 24300 |  |  | 0 |  |  | 0 | 0 | 0 | 0 | 0 |  | 0 | 0 | 0 | 0 | 0 | 22264.6062 | 9172.896 | 18042.6307 | 0 | no | Surplus | yes |  | 0 | 0 | 0 | 9776.7714 | 0 | no | 0 | 0 | 0 | 9776.7714 | 0 |  |  | 0 | 0 | 0 | 0 | 0 |  | 0 | 0 | 0 | 0 | 0
| 24323.2742 | 0 | yes | Deficit |  |  | 0 | 0 | 0 | 0 | 0 |  | 0 | 0 | 0 | 0 | 4860 | no |  | 0 | 24300 | yes | 24300 | 23.2742 | yes |  | 0 | 0 | 0 | 23.2742 | 0 | no | 0 | 0 | 0 | 23.2742 | 0 | 24300 | 9756.9498 | 19692.0583 | 0 | no | Surplus | yes |  | 0 | 0 | 0 | 8285.6808 | 0 | no | 0 | 0 | 0 | 8285.6808 | 0 |  |  | 0 | 0 | 0 | 0 | 0 |  | 0 | 0 | 0 | 0 | 0
| 24104.2006 | 0 | no | Surplus | yes |  | 0 | 0 | 0 | 195.7994 | 0 | no | 0 | 0 | 0 | 195.7994 | 4860 | no | 24104.2006 | 0 | 24300 |  |  | 0 |  |  | 0 | 0 | 0 | 0 | 0 |  | 0 | 0 | 0 | 0 | 0 | 24104.2006 | 9796.4997 | 19533.3878 | 0 | no | Surplus | yes |  | 0 | 0 | 0 | 9895.5586 | 0 | no | 0 | 0 | 0 | 9895.5586 | 0 |  |  | 0 | 0 | 0 | 0 | 0 |  | 0 | 0 | 0 | 0 | 0
| 21620.4508 | 0 | no | Surplus | yes |  | 0 | 0 | 0 | 2483.7497 | 0 | no | 0 | 0 | 0 | 2483.7497 | 4860 | no | 21620.4508 | 0 | 24300 |  |  | 0 |  |  | 0 | 0 | 0 | 0 | 0 |  | 0 | 0 | 0 | 0 | 0 | 21620.4508 | 11918.4147 | 17520.6247 | 0 | no | Surplus | yes |  | 0 | 0 | 0 | 7614.9731 | 0 | no | 0 | 0 | 0 | 7614.9731 | 0 |  |  | 0 | 0 | 0 | 0 | 0 |  | 0 | 0 | 0 | 0 | 0
| 23177.5754 | 0 | yes | Deficit |  |  | 0 | 0 | 0 | 0 | 0 |  | 0 | 0 | 0 | 0 | 4860 | no |  | 0 | 24300 | no | 23177.5754 | 0 | no | no | 0 | 0 | 0 | 0 | 0 |  | 0 | 0 | 0 | 0 | 0 | 23177.5754 | 12043.8236 | 18782.476 | 0 | no | Surplus | yes |  | 0 | 0 | 0 | 5476.801 | 0 | no | 0 | 0 | 0 | 5476.801 | 0 |  |  | 0 | 0 | 0 | 0 | 0 |  | 0 | 0 | 0 | 0 | 0
| 22362.9916 | 0 | no | Surplus | yes |  | 0 | 0 | 0 | 814.5838 | 0 | no | 0 | 0 | 0 | 814.5838 | 4860 | no | 22362.9916 | 0 | 24300 |  |  | 0 |  |  | 0 | 0 | 0 | 0 | 0 |  | 0 | 0 | 0 | 0 | 0 | 22362.9916 | 12165.026 | 18122.3595 | 0 | no | Surplus | yes |  | 0 | 0 | 0 | 6617.45 | 0 | no | 0 | 0 | 0 | 6617.45 | 0 |  |  | 0 | 0 | 0 | 0 | 0 |  | 0 | 0 | 0 | 0 | 0
| 20736.2054 | 0 | no | Surplus | yes |  | 0 | 0 | 0 | 1626.7863 | 0 | no | 0 | 0 | 0 | 1626.7863 | 4860 | no | 20736.2054 | 0 | 24300 |  |  | 0 |  |  | 0 | 0 | 0 | 0 | 0 |  | 0 | 0 | 0 | 0 | 0 | 20736.2054 | 12562.555 | 16804.0562 | 0 | no | Surplus | yes |  | 0 | 0 | 0 | 5559.8045 | 0 | no | 0 | 0 | 0 | 5559.8045 | 0 |  |  | 0 | 0 | 0 | 0 | 0 |  | 0 | 0 | 0 | 0 | 0
| 20899.3544 | 0 | yes | Deficit |  |  | 0 | 0 | 0 | 0 | 0 |  | 0 | 0 | 0 | 0 | 4860 | no |  | 0 | 24300 | no | 20899.3544 | 0 | no | no | 0 | 0 | 0 | 0 | 0 |  | 0 | 0 | 0 | 0 | 0 | 20899.3544 | 12000.5761 | 16936.2678 | 0 | no | Surplus | yes |  | 0 | 0 | 0 | 4803.4801 | 0 | no | 0 | 0 | 0 | 4803.4801 | 0 |  |  | 0 | 0 | 0 | 0 | 0 |  | 0 | 0 | 0 | 0 | 0
| 21901.9284 | 0 | yes | Deficit |  |  | 0 | 0 | 0 | 0 | 0 |  | 0 | 0 | 0 | 0 | 4860 | no |  | 0 | 24300 | no | 21901.9284 | 0 | no | no | 0 | 0 | 0 | 0 | 0 |  | 0 | 0 | 0 | 0 | 0 | 21901.9284 | 12334.3361 | 17748.7264 | 0 | no | Surplus | yes |  | 0 | 0 | 0 | 4601.9316 | 0 | no | 0 | 0 | 0 | 4601.9316 | 0 |  |  | 0 | 0 | 0 | 0 | 0 |  | 0 | 0 | 0 | 0 | 0
| 20208.3777 | 0 | no | Surplus | yes |  | 0 | 0 | 0 | 1693.5506 | 0 | no | 0 | 0 | 0 | 1693.5506 | 4860 | no | 20208.3777 | 0 | 24300 |  |  | 0 |  |  | 0 | 0 | 0 | 0 | 0 |  | 0 | 0 | 0 | 0 | 0 | 20208.3777 | 10550.9551 | 16376.3191 | 0 | no | Surplus | yes |  | 0 | 0 | 0 | 7197.7713 | 0 | no | 0 | 0 | 0 | 7197.7713 | 0 |  |  | 0 | 0 | 0 | 0 | 0 |  | 0 | 0 | 0 | 0 | 0
| 20719.925 | 0 | yes | Deficit |  |  | 0 | 0 | 0 | 0 | 0 |  | 0 | 0 | 0 | 0 | 4860 | no |  | 0 | 24300 | no | 20719.925 | 0 | no | no | 0 | 0 | 0 | 0 | 0 |  | 0 | 0 | 0 | 0 | 0 | 20719.925 | 10914.4182 | 16790.863 | 0 | no | Surplus | yes |  | 0 | 0 | 0 | 5461.9008 | 0 | no | 0 | 0 | 0 | 5461.9008 | 0 |  |  | 0 | 0 | 0 | 0 | 0 |  | 0 | 0 | 0 | 0 | 0
| 19577.8536 | 0 | no | Surplus | yes |  | 0 | 0 | 0 | 1142.0714 | 0 | no | 0 | 0 | 0 | 1142.0714 | 4860 | no | 19577.8536 | 0 | 24300 |  |  | 0 |  |  | 0 | 0 | 0 | 0 | 0 |  | 0 | 0 | 0 | 0 | 0 | 19577.8536 | 10916.8975 | 15865.3595 | 0 | no | Surplus | yes |  | 0 | 0 | 0 | 5873.9655 | 0 | no | 0 | 0 | 0 | 5873.9655 | 0 |  |  | 0 | 0 | 0 | 0 | 0 |  | 0 | 0 | 0 | 0 | 0
| 20895.1243 | 0 | yes | Deficit |  |  | 0 | 0 | 0 | 0 | 0 |  | 0 | 0 | 0 | 0 | 4860 | no |  | 0 | 24300 | no | 20895.1243 | 0 | no | no | 0 | 0 | 0 | 0 | 0 |  | 0 | 0 | 0 | 0 | 0 | 20895.1243 | 10775.8983 | 16932.8398 | 0 | no | Surplus | yes |  | 0 | 0 | 0 | 5089.4612 | 0 | no | 0 | 0 | 0 | 5089.4612 | 0 |  |  | 0 | 0 | 0 | 0 | 0 |  | 0 | 0 | 0 | 0 | 0
| 21804.3247 | 0 | yes | Deficit |  |  | 0 | 0 | 0 | 0 | 0 |  | 0 | 0 | 0 | 0 | 4860 | no |  | 0 | 24300 | no | 21804.3247 | 0 | no | no | 0 | 0 | 0 | 0 | 0 |  | 0 | 0 | 0 | 0 | 0 | 21804.3247 | 10499.0446 | 17669.6311 | 0 | no | Surplus | yes |  | 0 | 0 | 0 | 6433.7952 | 0 | no | 0 | 0 | 0 | 6433.7952 | 0 |  |  | 0 | 0 | 0 | 0 | 0 |  | 0 | 0 | 0 | 0 | 0
| 19228.9058 | 0 | no | Surplus | yes |  | 0 | 0 | 0 | 2575.419 | 0 | no | 0 | 0 | 0 | 2575.419 | 4860 | no | 19228.9058 | 0 | 24300 |  |  | 0 |  |  | 0 | 0 | 0 | 0 | 0 |  | 0 | 0 | 0 | 0 | 0 | 19228.9058 | 8922.0992 | 15582.5817 | 0 | no | Surplus | yes |  | 0 | 0 | 0 | 8747.5318 | 0 | no | 0 | 0 | 0 | 8747.5318 | 0 |  |  | 0 | 0 | 0 | 0 | 0 |  | 0 | 0 | 0 | 0 | 0
| 19464.5959 | 0 | yes | Deficit |  |  | 0 | 0 | 0 | 0 | 0 |  | 0 | 0 | 0 | 0 | 4860 | no |  | 0 | 24300 | no | 19464.5959 | 0 | no | no | 0 | 0 | 0 | 0 | 0 |  | 0 | 0 | 0 | 0 | 0 | 19464.5959 | 11560.4878 | 15773.5785 | 0 | no | Surplus | yes |  | 0 | 0 | 0 | 4022.0939 | 0 | no | 0 | 0 | 0 | 4022.0939 | 0 |  |  | 0 | 0 | 0 | 0 | 0 |  | 0 | 0 | 0 | 0 | 0
| 19940.4945 | 0 | yes | Deficit |  |  | 0 | 0 | 0 | 0 | 0 |  | 0 | 0 | 0 | 0 | 4860 | no |  | 0 | 24300 | no | 19940.4945 | 0 | no | no | 0 | 0 | 0 | 0 | 0 |  | 0 | 0 | 0 | 0 | 0 | 19940.4945 | 8322.5793 | 16159.2338 | 0 | no | Surplus | yes |  | 0 | 0 | 0 | 7450.9992 | 0 | no | 0 | 0 | 0 | 7450.9992 | 0 |  |  | 0 | 0 | 0 | 0 | 0 |  | 0 | 0 | 0 | 0 | 0
| 21062.35 | 0 | yes | Deficit |  |  | 0 | 0 | 0 | 0 | 0 |  | 0 | 0 | 0 | 0 | 4860 | no |  | 0 | 24300 | no | 21062.35 | 0 | no | no | 0 | 0 | 0 | 0 | 0 |  | 0 | 0 | 0 | 0 | 0 | 21062.35 | 5295.7721 | 17068.355 | 0 | no | Surplus | yes |  | 0 | 0 | 0 | 10863.4618 | 0 | no | 0 | 0 | 0 | 10863.4618 | 0 |  |  | 0 | 0 | 0 | 0 | 0 |  | 0 | 0 | 0 | 0 | 0
| 21456.5241 | 0 | yes | Deficit |  |  | 0 | 0 | 0 | 0 | 0 |  | 0 | 0 | 0 | 0 | 4860 | no |  | 0 | 24300 | no | 21456.5241 | 0 | no | no | 0 | 0 | 0 | 0 | 0 |  | 0 | 0 | 0 | 0 | 0 | 21456.5241 | 8883.6431 | 17387.7829 | 0 | no | Surplus | yes |  | 0 | 0 | 0 | 8184.7118 | 0 | no | 0 | 0 | 0 | 8184.7118 | 0 |  |  | 0 | 0 | 0 | 0 | 0 |  | 0 | 0 | 0 | 0 | 0
| 21568.9936 | 0 | yes | Deficit |  |  | 0 | 0 | 0 | 0 | 0 |  | 0 | 0 | 0 | 0 | 4860 | no |  | 0 | 24300 | no | 21568.9936 | 0 | no | no | 0 | 0 | 0 | 0 | 0 |  | 0 | 0 | 0 | 0 | 0 | 21568.9936 | 9099.8589 | 17478.9251 | 0 | no | Surplus | yes |  | 0 | 0 | 0 | 8287.924 | 0 | no | 0 | 0 | 0 | 8287.924 | 0 |  |  | 0 | 0 | 0 | 0 | 0 |  | 0 | 0 | 0 | 0 | 0
| 20203.5778 | 0 | no | Surplus | yes |  | 0 | 0 | 0 | 1365.4158 | 0 | no | 0 | 0 | 0 | 1365.4158 | 4860 | no | 20203.5778 | 0 | 24300 |  |  | 0 |  |  | 0 | 0 | 0 | 0 | 0 |  | 0 | 0 | 0 | 0 | 0 | 20203.5778 | 10463.7332 | 16372.4293 | 0 | no | Surplus | yes |  | 0 | 0 | 0 | 7015.1919 | 0 | no | 0 | 0 | 0 | 7015.1919 | 0 |  |  | 0 | 0 | 0 | 0 | 0 |  | 0 | 0 | 0 | 0 | 0
| 18920.9996 | 0 | no | Surplus | yes |  | 0 | 0 | 0 | 1282.5782 | 0 | no | 0 | 0 | 0 | 1282.5782 | 4860 | no | 18920.9996 | 0 | 24300 |  |  | 0 |  |  | 0 | 0 | 0 | 0 | 0 |  | 0 | 0 | 0 | 0 | 0 | 18920.9996 | 10907.2895 | 15333.0629 | 0 | no | Surplus | yes |  | 0 | 0 | 0 | 5465.1398 | 0 | no | 0 | 0 | 0 | 5465.1398 | 0 |  |  | 0 | 0 | 0 | 0 | 0 |  | 0 | 0 | 0 | 0 | 0
| 16677.5667 | 0 | no | Surplus | yes |  | 0 | 0 | 0 | 2243.4329 | 0 | no | 0 | 0 | 0 | 2243.4329 | 4860 | no | 16677.5667 | 0 | 24300 |  |  | 0 |  |  | 0 | 0 | 0 | 0 | 0 |  | 0 | 0 | 0 | 0 | 0 | 16677.5667 | 11183.3041 | 13515.0459 | 0 | no | Surplus | yes |  | 0 | 0 | 0 | 4149.7588 | 0 | no | 0 | 0 | 0 | 4149.7588 | 0 |  |  | 0 | 0 | 0 | 0 | 0 |  | 0 | 0 | 0 | 0 | 0
| 16780.6007 | 0 | yes | Deficit |  |  | 0 | 0 | 0 | 0 | 0 |  | 0 | 0 | 0 | 0 | 4860 | no |  | 0 | 24300 | no | 16780.6007 | 0 | no | no | 0 | 0 | 0 | 0 | 0 |  | 0 | 0 | 0 | 0 | 0 | 16780.6007 | 11131.1727 | 13598.5419 | 0 | no | Surplus | yes |  | 0 | 0 | 0 | 2383.8733 | 0 | no | 0 | 0 | 0 | 2383.8733 | 0 |  |  | 0 | 0 | 0 | 0 | 0 |  | 0 | 0 | 0 | 0 | 0
| 17764.9533 | 0 | yes | Deficit |  |  | 0 | 0 | 0 | 0 | 0 |  | 0 | 0 | 0 | 0 | 4860 | no |  | 0 | 24300 | no | 17764.9533 | 0 | no | no | 0 | 0 | 0 | 0 | 0 |  | 0 | 0 | 0 | 0 | 0 | 17764.9533 | 10476.6689 | 14396.2344 | 0 | no | Surplus | yes |  | 0 | 0 | 0 | 3121.873 | 0 | no | 0 | 0 | 0 | 3121.873 | 0 |  |  | 0 | 0 | 0 | 0 | 0 |  | 0 | 0 | 0 | 0 | 0
| 19354.2095 | 0 | yes | Deficit |  |  | 0 | 0 | 0 | 0 | 0 |  | 0 | 0 | 0 | 0 | 4860 | no |  | 0 | 24300 | no | 19354.2095 | 0 | no | no | 0 | 0 | 0 | 0 | 0 |  | 0 | 0 | 0 | 0 | 0 | 19354.2095 | 9161.2479 | 15684.1244 | 0 | no | Surplus | yes |  | 0 | 0 | 0 | 5234.9865 | 0 | no | 0 | 0 | 0 | 5234.9865 | 0 |  |  | 0 | 0 | 0 | 0 | 0 |  | 0 | 0 | 0 | 0 | 0
| 17956.4863 | 0 | no | Surplus | yes |  | 0 | 0 | 0 | 1397.7232 | 0 | no | 0 | 0 | 0 | 1397.7232 | 4860 | no | 17956.4863 | 0 | 24300 |  |  | 0 |  |  | 0 | 0 | 0 | 0 | 0 |  | 0 | 0 | 0 | 0 | 0 | 17956.4863 | 9971.7482 | 14551.4475 | 0 | no | Surplus | yes |  | 0 | 0 | 0 | 5712.3762 | 0 | no | 0 | 0 | 0 | 5712.3762 | 0 |  |  | 0 | 0 | 0 | 0 | 0 |  | 0 | 0 | 0 | 0 | 0
| 15640.4989 | 0 | no | Surplus | yes |  | 0 | 0 | 0 | 2315.9874 | 0 | no | 0 | 0 | 0 | 2315.9874 | 4860 | no | 15640.4989 | 0 | 24300 |  |  | 0 |  |  | 0 | 0 | 0 | 0 | 0 |  | 0 | 0 | 0 | 0 | 0 | 15640.4989 | 9701.688 | 12674.6344 | 0 | no | Surplus | yes |  | 0 | 0 | 0 | 4849.7595 | 0 | no | 0 | 0 | 0 | 4849.7595 | 0 |  |  | 0 | 0 | 0 | 0 | 0 |  | 0 | 0 | 0 | 0 | 0
| 16680.3182 | 0 | yes | Deficit |  |  | 0 | 0 | 0 | 0 | 0 |  | 0 | 0 | 0 | 0 | 4860 | no |  | 0 | 24300 | no | 16680.3182 | 0 | no | no | 0 | 0 | 0 | 0 | 0 |  | 0 | 0 | 0 | 0 | 0 | 16680.3182 | 10937.3461 | 13517.2757 | 0 | no | Surplus | yes |  | 0 | 0 | 0 | 1737.2883 | 0 | no | 0 | 0 | 0 | 1737.2883 | 0 |  |  | 0 | 0 | 0 | 0 | 0 |  | 0 | 0 | 0 | 0 | 0
| 14646.342 | 0 | no | Surplus | yes |  | 0 | 0 | 0 | 2033.9762 | 0 | no | 0 | 0 | 0 | 2033.9762 | 4860 | no | 14646.342 | 0 | 24300 |  |  | 0 |  |  | 0 | 0 | 0 | 0 | 0 |  | 0 | 0 | 0 | 0 | 0 | 14646.342 | 10350.7934 | 11868.9968 | 0 | no | Surplus | yes |  | 0 | 0 | 0 | 3166.4823 | 0 | no | 0 | 0 | 0 | 3166.4823 | 0 |  |  | 0 | 0 | 0 | 0 | 0 |  | 0 | 0 | 0 | 0 | 0
| 14372.1156 | 0 | no | Surplus | yes |  | 0 | 0 | 0 | 274.2265 | 0 | no | 0 | 0 | 0 | 274.2265 | 4860 | no | 14372.1156 | 0 | 24300 |  |  | 0 |  |  | 0 | 0 | 0 | 0 | 0 |  | 0 | 0 | 0 | 0 | 0 | 14372.1156 | 10795.1212 | 11646.7711 | 0 | no | Surplus | yes |  | 0 | 0 | 0 | 1073.8755 | 0 | no | 0 | 0 | 0 | 1073.8755 | 0 |  |  | 0 | 0 | 0 | 0 | 0 |  | 0 | 0 | 0 | 0 | 0
| 14985.0374 | 0 | yes | Deficit |  |  | 0 | 0 | 0 | 0 | 0 |  | 0 | 0 | 0 | 0 | 4860 | no |  | 0 | 24300 | no | 14985.0374 | 0 | no | no | 0 | 0 | 0 | 0 | 0 |  | 0 | 0 | 0 | 0 | 0 | 14985.0374 | 10197.3885 | 12143.4663 | 0 | no | Surplus | yes |  | 0 | 0 | 0 | 1449.3826 | 0 | no | 0 | 0 | 0 | 1449.3826 | 0 |  |  | 0 | 0 | 0 | 0 | 0 |  | 0 | 0 | 0 | 0 | 0
| 15682.2642 | 0 | yes | Deficit |  |  | 0 | 0 | 0 | 0 | 0 |  | 0 | 0 | 0 | 0 | 4860 | no |  | 0 | 24300 | no | 15682.2642 | 0 | no | no | 0 | 0 | 0 | 0 | 0 |  | 0 | 0 | 0 | 0 | 0 | 15682.2642 | 11501.4683 | 12708.4799 | 0 | no | Surplus | yes |  | 0 | 0 | 0 | 641.998 | 0 | no | 0 | 0 | 0 | 641.998 | 0 |  |  | 0 | 0 | 0 | 0 | 0 |  | 0 | 0 | 0 | 0 | 0
| 16190.7351 | 0 | yes | Deficit |  |  | 0 | 0 | 0 | 0 | 0 |  | 0 | 0 | 0 | 0 | 4860 | no |  | 0 | 24300 | no | 16190.7351 | 0 | no | no | 0 | 0 | 0 | 0 | 0 |  | 0 | 0 | 0 | 0 | 0 | 16190.7351 | 13875.2571 | 13120.5309 | 0 | yes | Deficit |  |  | 0 | 0 | 0 | 0 | 0 |  | 0 | 0 | 0 | 0 | 1166.7772 | yes |  | 0 | 0 | 0 | 1166.7772 | 0 | no | 0 | 0 | 0 | 1166.7772 | 0
| 17322.3341 | 0 | yes | Deficit |  |  | 0 | 0 | 0 | 0 | 0 |  | 0 | 0 | 0 | 0 | 4860 | no |  | 0 | 24300 | no | 17322.3341 | 0 | no | no | 0 | 0 | 0 | 0 | 0 |  | 0 | 0 | 0 | 0 | 0 | 17322.3341 | 14225.3539 | 14037.5479 | 0 | yes | Deficit |  |  | 0 | 0 | 0 | 0 | 0 |  | 0 | 0 | 0 | 0 | 1104.8231 | yes |  | 0 | 0 | 0 | 1104.8231 | 0 | no | 0 | 0 | 0 | 1104.8231 | 0
| 13940.5202 | 0 | no | Surplus | yes |  | 0 | 0 | 0 | 3381.8139 | 0 | no | 0 | 0 | 0 | 3381.8139 | 4860 | no | 13940.5202 | 0 | 24300 |  |  | 0 |  |  | 0 | 0 | 0 | 0 | 0 |  | 0 | 0 | 0 | 0 | 0 | 13940.5202 | 12917.2769 | 11297.018 | 0 | no | Surplus | yes |  | 0 | 0 | 0 | 1120.271 | 0 | no | 0 | 0 | 0 | 1120.271 | 0 |  |  | 0 | 0 | 0 | 0 | 0 |  | 0 | 0 | 0 | 0 | 0
| 11784.0955 | 0 | no | Surplus | yes |  | 0 | 0 | 0 | 2156.4247 | 0 | no | 0 | 0 | 0 | 2156.4247 | 4860 | no | 11784.0955 | 0 | 24300 |  |  | 0 |  |  | 0 | 0 | 0 | 0 | 0 |  | 0 | 0 | 0 | 0 | 0 | 11784.0955 | 11032.5129 | 9549.5101 | 0 | no | Surplus | yes |  | 0 | 0 | 0 | 264.5051 | 0 | no | 0 | 0 | 0 | 264.5051 | 0 |  |  | 0 | 0 | 0 | 0 | 0 |  | 0 | 0 | 0 | 0 | 0
| 9919.6749 | 0 | no | Surplus | yes |  | 0 | 0 | 0 | 1864.4206 | 0 | no | 0 | 0 | 0 | 1864.4206 | 4860 | no | 9919.6749 | 0 | 23568.191 |  |  | 0 |  |  | 0 | 0 | 0 | 0 | 0 |  | 0 | 0 | 0 | 0 | 0 | 9919.6749 | 10815.855 | 8038.6344 | 0 | yes | Deficit |  |  | 0 | 0 | 0 | 0 | 0 |  | 0 | 0 | 0 | 0 | 1266.3449 | yes |  | 0 | 0 | 0 | 1266.3449 | 0 | no | 0 | 0 | 0 | 1266.3449 | 0
| 9045.4289 | 0 | no | Surplus | yes |  | 0 | 0 | 0 | 874.246 | 0 | no | 0 | 0 | 0 | 874.246 | 4860 | no | 9045.4289 | 0 | 19839.3498 |  |  | 0 |  |  | 0 | 0 | 0 | 0 | 0 |  | 0 | 0 | 0 | 0 | 0 | 9045.4289 | 11620.2858 | 7330.1693 | 0 | yes | Deficit |  |  | 0 | 0 | 0 | 0 | 0 |  | 0 | 0 | 0 | 0 | 3581.6513 | yes |  | 0 | 0 | 0 | 3581.6513 | 0 | no | 0 | 0 | 0 | 3581.6513 | 0
| 12435.2888 | 0 | yes | Deficit |  |  | 0 | 0 | 0 | 0 | 0 |  | 0 | 0 | 0 | 0 | 4860 | no |  | 0 | 18090.8578 | no | 12435.2888 | 0 | no | no | 0 | 0 | 0 | 0 | 0 |  | 0 | 0 | 0 | 0 | 0 | 12435.2888 | 11901.0005 | 10077.2194 | 0 | yes | Deficit |  |  | 0 | 0 | 0 | 0 | 0 |  | 0 | 0 | 0 | 0 | 4570.8313 | yes |  | 0 | 0 | 0 | 4570.8313 | 0 | no | 0 | 0 | 0 | 4570.8313 | 0
| 9404.599 | 0 | no | Surplus | yes |  | 0 | 0 | 0 | 3030.6898 | 0 | no | 0 | 0 | 0 | 3030.6898 | 4860 | no | 9404.599 | 0 | 24300 |  |  | 0 |  |  | 0 | 0 | 0 | 0 | 0 |  | 0 | 0 | 0 | 0 | 0 | 9404.599 | 12097.8588 | 7621.231 | 0 | yes | Deficit |  |  | 0 | 0 | 0 | 0 | 0 |  | 0 | 0 | 0 | 0 | 2020.6394 | yes |  | 0 | 0 | 0 | 2020.6394 | 0 | no | 0 | 0 | 0 | 2020.6394 | 0
| 5645.1611 | 0 | no | Surplus | yes |  | 0 | 0 | 0 | 3759.4379 | 0 | no | 0 | 0 | 0 | 3759.4379 | 4860 | no | 5645.1611 | 0 | 18809.198 |  |  | 0 |  |  | 0 | 0 | 0 | 0 | 0 |  | 0 | 0 | 0 | 0 | 0 | 5645.1611 | 12698.4855 | 4574.6849 | 0 | yes | Deficit |  |  | 0 | 0 | 0 | 0 | 0 |  | 0 | 0 | 0 | 0 | 5077.2546 | yes |  | 0 | 0 | 0 | 5077.2546 | 0 | no | 0 | 0 | 0 | 5077.2546 | 0
| 5632.8949 | 0 | no | Surplus | yes |  | 0 | 0 | 0 | 12.2662 | 0 | no | 0 | 0 | 0 | 12.2662 | 4860 | no | 5632.8949 | 0 | 11290.3223 |  |  | 0 |  |  | 0 | 0 | 0 | 0 | 0 |  | 0 | 0 | 0 | 0 | 0 | 5632.8949 | 9033.168 | 4564.7447 | 0 | yes | Deficit |  |  | 0 | 0 | 0 | 0 | 0 |  | 0 | 0 | 0 | 0 | 4458.4831 | yes |  | 0 | 0 | 0 | 4458.4831 | 0 | no | 0 | 0 | 0 | 4458.4831 | 0
| 8321.295 | 0 | yes | Deficit |  |  | 0 | 0 | 0 | 0 | 0 |  | 0 | 0 | 0 | 0 | 4860 | no |  | 0 | 11265.7899 | no | 8321.295 | 0 | no | no | 0 | 0 | 0 | 0 | 0 |  | 0 | 0 | 0 | 0 | 0 | 8321.295 | 9510.6151 | 6743.3509 | 0 | yes | Deficit |  |  | 0 | 0 | 0 | 0 | 0 |  | 0 | 0 | 0 | 0 | 4945.8704 | yes |  | 0 | 0 | 0 | 4945.8704 | 0 | no | 0 | 0 | 0 | 4945.8704 | 0
| 6883.2158 | 0 | no | Surplus | yes |  | 0 | 0 | 0 | 1438.0791 | 0 | no | 0 | 0 | 0 | 1438.0791 | 4860 | no | 6883.2158 | 0 | 16642.59 |  |  | 0 |  |  | 0 | 0 | 0 | 0 | 0 |  | 0 | 0 | 0 | 0 | 0 | 6883.2158 | 9335.1081 | 5577.9707 | 0 | yes | Deficit |  |  | 0 | 0 | 0 | 0 | 0 |  | 0 | 0 | 0 | 0 | 2591.7572 | yes |  | 0 | 0 | 0 | 2591.7572 | 0 | no | 0 | 0 | 0 | 2591.7572 | 0
| 8992.0567 | 0 | yes | Deficit |  |  | 0 | 0 | 0 | 0 | 0 |  | 0 | 0 | 0 | 0 | 4860 | no |  | 0 | 13766.4317 | no | 8992.0567 | 0 | no | no | 0 | 0 | 0 | 0 | 0 |  | 0 | 0 | 0 | 0 | 0 | 8992.0567 | 10369.5819 | 7286.9179 | 0 | yes | Deficit |  |  | 0 | 0 | 0 | 0 | 0 |  | 0 | 0 | 0 | 0 | 4791.6112 | yes |  | 0 | 0 | 0 | 4791.6112 | 0 | no | 0 | 0 | 0 | 4791.6112 | 0
| 7532.9983 | 0 | no | Surplus | yes |  | 0 | 0 | 0 | 1459.0584 | 0 | no | 0 | 0 | 0 | 1459.0584 | 4860 | no | 7532.9983 | 0 | 17984.1134 |  |  | 0 |  |  | 0 | 0 | 0 | 0 | 0 |  | 0 | 0 | 0 | 0 | 0 | 7532.9983 | 10548.5806 | 6104.5367 | 0 | yes | Deficit |  |  | 0 | 0 | 0 | 0 | 0 |  | 0 | 0 | 0 | 0 | 3261.6627 | yes |  | 0 | 0 | 0 | 3261.6627 | 0 | no | 0 | 0 | 0 | 3261.6627 | 0
| 6895.245 | 0 | no | Surplus | yes |  | 0 | 0 | 0 | 637.7533 | 0 | no | 0 | 0 | 0 | 637.7533 | 4860 | no | 6895.245 | 0 | 15065.9966 |  |  | 0 |  |  | 0 | 0 | 0 | 0 | 0 |  | 0 | 0 | 0 | 0 | 0 | 6895.245 | 10707.2548 | 5587.7188 | 0 | yes | Deficit |  |  | 0 | 0 | 0 | 0 | 0 |  | 0 | 0 | 0 | 0 | 4602.718 | yes |  | 0 | 0 | 0 | 4602.718 | 0 | no | 0 | 0 | 0 | 4602.718 | 0
| 6521.191 | 0 | no | Surplus | yes |  | 0 | 0 | 0 | 374.054 | 0 | no | 0 | 0 | 0 | 374.054 | 4860 | no | 6521.191 | 0 | 13790.49 |  |  | 0 |  |  | 0 | 0 | 0 | 0 | 0 |  | 0 | 0 | 0 | 0 | 0 | 6521.191 | 9667.0508 | 5284.5956 | 0 | yes | Deficit |  |  | 0 | 0 | 0 | 0 | 0 |  | 0 | 0 | 0 | 0 | 4079.332 | yes |  | 0 | 0 | 0 | 4079.332 | 0 | no | 0 | 0 | 0 | 4079.332 | 0
| 8521.4087 | 0 | yes | Deficit |  |  | 0 | 0 | 0 | 0 | 0 |  | 0 | 0 | 0 | 0 | 4860 | no |  | 0 | 13042.382 | no | 8521.4087 | 0 | no | no | 0 | 0 | 0 | 0 | 0 |  | 0 | 0 | 0 | 0 | 0 | 8521.4087 | 9629.4782 | 6905.5176 | 0 | yes | Deficit |  |  | 0 | 0 | 0 | 0 | 0 |  | 0 | 0 | 0 | 0 | 4344.8825 | yes |  | 0 | 0 | 0 | 4344.8825 | 0 | no | 0 | 0 | 0 | 4344.8825 | 0
| 12966.8826 | 0 | yes | Deficit |  |  | 0 | 0 | 0 | 0 | 0 |  | 0 | 0 | 0 | 0 | 4860 | no |  | 0 | 17042.8175 | no | 12966.8826 | 0 | no | no | 0 | 0 | 0 | 0 | 0 |  | 0 | 0 | 0 | 0 | 0 | 12966.8826 | 9803.231 | 10508.0086 | 0 | yes | Deficit |  |  | 0 | 0 | 0 | 0 | 0 |  | 0 | 0 | 0 | 0 | 2897.7134 | yes |  | 0 | 0 | 0 | 2897.7134 | 0 | no | 0 | 0 | 0 | 2897.7134 | 0
| 12656.808 | 0 | no | Surplus | yes |  | 0 | 0 | 0 | 310.0746 | 0 | no | 0 | 0 | 0 | 310.0746 | 4860 | no | 12656.808 | 0 | 24300 |  |  | 0 |  |  | 0 | 0 | 0 | 0 | 0 |  | 0 | 0 | 0 | 0 | 0 | 12656.808 | 9652.0612 | 10256.7326 | 0 | no | Surplus | yes |  | 0 | 0 | 0 | 855.9474 | 0 | no | 0 | 0 | 0 | 855.9474 | 0 |  |  | 0 | 0 | 0 | 0 | 0 |  | 0 | 0 | 0 | 0 | 0
| 11600.0452 | 0 | no | Surplus | yes |  | 0 | 0 | 0 | 1056.7628 | 0 | no | 0 | 0 | 0 | 1056.7628 | 4860 | no | 11600.0452 | 0 | 24300 |  |  | 0 |  |  | 0 | 0 | 0 | 0 | 0 |  | 0 | 0 | 0 | 0 | 0 | 11600.0452 | 12155.1495 | 9400.3607 | 0 | yes | Deficit |  |  | 0 | 0 | 0 | 0 | 0 |  | 0 | 0 | 0 | 0 | 1898.417 | yes |  | 0 | 0 | 0 | 1898.417 | 0 | no | 0 | 0 | 0 | 1898.417 | 0
| 11698.2174 | 0 | yes | Deficit |  |  | 0 | 0 | 0 | 0 | 0 |  | 0 | 0 | 0 | 0 | 4860 | no |  | 0 | 23200.0903 | no | 11698.2174 | 0 | no | no | 0 | 0 | 0 | 0 | 0 |  | 0 | 0 | 0 | 0 | 0 | 11698.2174 | 13437.0509 | 9479.9168 | 0 | yes | Deficit |  |  | 0 | 0 | 0 | 0 | 0 |  | 0 | 0 | 0 | 0 | 4036.6902 | yes |  | 0 | 0 | 0 | 4036.6902 | 0 | no | 0 | 0 | 0 | 4036.6902 | 0
| 12511.2384 | 0 | yes | Deficit |  |  | 0 | 0 | 0 | 0 | 0 |  | 0 | 0 | 0 | 0 | 4860 | no |  | 0 | 23396.4348 | no | 12511.2384 | 0 | no | no | 0 | 0 | 0 | 0 | 0 |  | 0 | 0 | 0 | 0 | 0 | 12511.2384 | 11481.6488 | 10138.7669 | 0 | yes | Deficit |  |  | 0 | 0 | 0 | 0 | 0 |  | 0 | 0 | 0 | 0 | 2001.7319 | yes |  | 0 | 0 | 0 | 2001.7319 | 0 | no | 0 | 0 | 0 | 2001.7319 | 0
| 12103.7068 | 0 | no | Surplus | yes |  | 0 | 0 | 0 | 407.5316 | 0 | no | 0 | 0 | 0 | 407.5316 | 4860 | no | 12103.7068 | 0 | 24300 |  |  | 0 |  |  | 0 | 0 | 0 | 0 | 0 |  | 0 | 0 | 0 | 0 | 0 | 12103.7068 | 12166.7027 | 9808.5144 | 0 | yes | Deficit |  |  | 0 | 0 | 0 | 0 | 0 |  | 0 | 0 | 0 | 0 | 2027.9357 | yes |  | 0 | 0 | 0 | 2027.9357 | 0 | no | 0 | 0 | 0 | 2027.9357 | 0
| 12376.6294 | 0 | yes | Deficit |  |  | 0 | 0 | 0 | 0 | 0 |  | 0 | 0 | 0 | 0 | 4860 | no |  | 0 | 24207.4135 | no | 12376.6294 | 0 | no | no | 0 | 0 | 0 | 0 | 0 |  | 0 | 0 | 0 | 0 | 0 | 12376.6294 | 13149.6354 | 10029.6834 | 0 | yes | Deficit |  |  | 0 | 0 | 0 | 0 | 0 |  | 0 | 0 | 0 | 0 | 3341.121 | yes |  | 0 | 0 | 0 | 3341.121 | 0 | no | 0 | 0 | 0 | 3341.121 | 0
| 11488.9256 | 0 | no | Surplus | yes |  | 0 | 0 | 0 | 887.7037 | 0 | no | 0 | 0 | 0 | 887.7037 | 4860 | no | 11488.9256 | 0 | 24300 |  |  | 0 |  |  | 0 | 0 | 0 | 0 | 0 |  | 0 | 0 | 0 | 0 | 0 | 11488.9256 | 12510.564 | 9310.3125 | 0 | yes | Deficit |  |  | 0 | 0 | 0 | 0 | 0 |  | 0 | 0 | 0 | 0 | 2480.8806 | yes |  | 0 | 0 | 0 | 2480.8806 | 0 | no | 0 | 0 | 0 | 2480.8806 | 0
| 9519.3146 | 0 | no | Surplus | yes |  | 0 | 0 | 0 | 1969.611 | 0 | no | 0 | 0 | 0 | 1969.611 | 4860 | no | 9519.3146 | 0 | 22977.8512 |  |  | 0 |  |  | 0 | 0 | 0 | 0 | 0 |  | 0 | 0 | 0 | 0 | 0 | 9519.3146 | 12338.9326 | 7714.1933 | 0 | yes | Deficit |  |  | 0 | 0 | 0 | 0 | 0 |  | 0 | 0 | 0 | 0 | 3028.6201 | yes |  | 0 | 0 | 0 | 3028.6201 | 0 | no | 0 | 0 | 0 | 3028.6201 | 0
| 7153.837 | 0 | no | Surplus | yes |  | 0 | 0 | 0 | 2365.4776 | 0 | no | 0 | 0 | 0 | 2365.4776 | 4860 | no | 7153.837 | 0 | 19038.6292 |  |  | 0 |  |  | 0 | 0 | 0 | 0 | 0 |  | 0 | 0 | 0 | 0 | 0 | 7153.837 | 8883.8423 | 5797.2747 | 0 | yes | Deficit |  |  | 0 | 0 | 0 | 0 | 0 |  | 0 | 0 | 0 | 0 | 1169.6489 | yes |  | 0 | 0 | 0 | 1169.6489 | 0 | no | 0 | 0 | 0 | 1169.6489 | 0
| 9298.7394 | 0 | yes | Deficit |  |  | 0 | 0 | 0 | 0 | 0 |  | 0 | 0 | 0 | 0 | 4860 | no |  | 0 | 14307.6739 | no | 9298.7394 | 0 | no | no | 0 | 0 | 0 | 0 | 0 |  | 0 | 0 | 0 | 0 | 0 | 9298.7394 | 11172.5561 | 7535.4452 | 0 | yes | Deficit |  |  | 0 | 0 | 0 | 0 | 0 |  | 0 | 0 | 0 | 0 | 5375.2814 | yes |  | 0 | 0 | 0 | 5375.2814 | 0 | no | 0 | 0 | 0 | 5375.2814 | 0
| 6592.2563 | 0 | no | Surplus | yes |  | 0 | 0 | 0 | 2706.4831 | 0 | no | 0 | 0 | 0 | 2706.4831 | 4860 | no | 6592.2563 | 0 | 18597.4787 |  |  | 0 |  |  | 0 | 0 | 0 | 0 | 0 |  | 0 | 0 | 0 | 0 | 0 | 6592.2563 | 11176.6992 | 5342.185 | 0 | yes | Deficit |  |  | 0 | 0 | 0 | 0 | 0 |  | 0 | 0 | 0 | 0 | 3641.254 | yes |  | 0 | 0 | 0 | 3641.254 | 0 | no | 0 | 0 | 0 | 3641.254 | 0
| 7873.4776 | 0 | yes | Deficit |  |  | 0 | 0 | 0 | 0 | 0 |  | 0 | 0 | 0 | 0 | 4860 | no |  | 0 | 13184.5125 | no | 7873.4776 | 0 | no | no | 0 | 0 | 0 | 0 | 0 |  | 0 | 0 | 0 | 0 | 0 | 7873.4776 | 10226.227 | 6380.4518 | 0 | yes | Deficit |  |  | 0 | 0 | 0 | 0 | 0 |  | 0 | 0 | 0 | 0 | 4884.0421 | yes |  | 0 | 0 | 0 | 4884.0421 | 0 | no | 0 | 0 | 0 | 4884.0421 | 0
| 8441.0882 | 0 | yes | Deficit |  |  | 0 | 0 | 0 | 0 | 0 |  | 0 | 0 | 0 | 0 | 4860 | no |  | 0 | 15746.9551 | no | 8441.0882 | 0 | no | no | 0 | 0 | 0 | 0 | 0 |  | 0 | 0 | 0 | 0 | 0 | 8441.0882 | 9574.8368 | 6840.428 | 0 | yes | Deficit |  |  | 0 | 0 | 0 | 0 | 0 |  | 0 | 0 | 0 | 0 | 3194.385 | yes |  | 0 | 0 | 0 | 3194.385 | 0 | no | 0 | 0 | 0 | 3194.385 | 0
| 8482.1264 | 0 | yes | Deficit |  |  | 0 | 0 | 0 | 0 | 0 |  | 0 | 0 | 0 | 0 | 4860 | no |  | 0 | 16882.1763 | no | 8482.1264 | 0 | no | no | 0 | 0 | 0 | 0 | 0 |  | 0 | 0 | 0 | 0 | 0 | 8482.1264 | 9259.2622 | 6873.6843 | 0 | yes | Deficit |  |  | 0 | 0 | 0 | 0 | 0 |  | 0 | 0 | 0 | 0 | 2418.8342 | yes |  | 0 | 0 | 0 | 2418.8342 | 0 | no | 0 | 0 | 0 | 2418.8342 | 0
| 7291.9453 | 0 | no | Surplus | yes |  | 0 | 0 | 0 | 1190.1811 | 0 | no | 0 | 0 | 0 | 1190.1811 | 4860 | no | 7291.9453 | 0 | 16964.2527 |  |  | 0 |  |  | 0 | 0 | 0 | 0 | 0 |  | 0 | 0 | 0 | 0 | 0 | 7291.9453 | 9436.4727 | 5909.1939 | 0 | yes | Deficit |  |  | 0 | 0 | 0 | 0 | 0 |  | 0 | 0 | 0 | 0 | 2562.7884 | yes |  | 0 | 0 | 0 | 2562.7884 | 0 | no | 0 | 0 | 0 | 2562.7884 | 0
| 8292.3246 | 0 | yes | Deficit |  |  | 0 | 0 | 0 | 0 | 0 |  | 0 | 0 | 0 | 0 | 4860 | no |  | 0 | 14583.8905 | no | 8292.3246 | 0 | no | no | 0 | 0 | 0 | 0 | 0 |  | 0 | 0 | 0 | 0 | 0 | 8292.3246 | 12380.3636 | 6719.874 | 0 | yes | Deficit |  |  | 0 | 0 | 0 | 0 | 0 |  | 0 | 0 | 0 | 0 | 6471.1697 | yes |  | 0 | 0 | 0 | 6471.1697 | 0 | no | 0 | 0 | 0 | 6471.1697 | 0
| 9661.3456 | 0 | yes | Deficit |  |  | 0 | 0 | 0 | 0 | 0 |  | 0 | 0 | 0 | 0 | 4860 | no |  | 0 | 16584.6491 | no | 9661.3456 | 0 | no | no | 0 | 0 | 0 | 0 | 0 |  | 0 | 0 | 0 | 0 | 0 | 9661.3456 | 10081.3631 | 7829.2914 | 0 | yes | Deficit |  |  | 0 | 0 | 0 | 0 | 0 |  | 0 | 0 | 0 | 0 | 3361.4891 | yes |  | 0 | 0 | 0 | 3361.4891 | 0 | no | 0 | 0 | 0 | 3361.4891 | 0
| 12091.1698 | 0 | yes | Deficit |  |  | 0 | 0 | 0 | 0 | 0 |  | 0 | 0 | 0 | 0 | 4860 | no |  | 0 | 19322.6912 | no | 12091.1698 | 0 | no | no | 0 | 0 | 0 | 0 | 0 |  | 0 | 0 | 0 | 0 | 0 | 12091.1698 | 16355.7777 | 9798.3548 | 0 | yes | Deficit |  |  | 0 | 0 | 0 | 0 | 0 |  | 0 | 0 | 0 | 0 | 8526.4863 | yes |  | 0 | 0 | 0 | 8526.4863 | 0 | no | 0 | 0 | 0 | 8526.4863 | 0
| 13926.9388 | 0 | yes | Deficit |  |  | 0 | 0 | 0 | 0 | 0 |  | 0 | 0 | 0 | 0 | 4860 | no |  | 0 | 24182.3396 | no | 13926.9388 | 0 | no | no | 0 | 0 | 0 | 0 | 0 |  | 0 | 0 | 0 | 0 | 0 | 13926.9388 | 15922.0639 | 11286.012 | 0 | yes | Deficit |  |  | 0 | 0 | 0 | 0 | 0 |  | 0 | 0 | 0 | 0 | 6123.7091 | yes |  | 0 | 0 | 0 | 6123.7091 | 0 | no | 0 | 0 | 0 | 6123.7091 | 0
| 15044.5272 | 0 | yes | Deficit |  |  | 0 | 0 | 0 | 0 | 0 |  | 0 | 0 | 0 | 0 | 4860 | no |  | 0 | 24300 | no | 15044.5272 | 0 | no | no | 0 | 0 | 0 | 0 | 0 |  | 0 | 0 | 0 | 0 | 0 | 15044.5272 | 14024.864 | 12191.6752 | 0 | yes | Deficit |  |  | 0 | 0 | 0 | 0 | 0 |  | 0 | 0 | 0 | 0 | 2738.852 | yes |  | 0 | 0 | 0 | 2738.852 | 0 | no | 0 | 0 | 0 | 2738.852 | 0
| 12611.0416 | 0 | no | Surplus | yes |  | 0 | 0 | 0 | 2433.4856 | 0 | no | 0 | 0 | 0 | 2433.4856 | 4860 | no | 12611.0416 | 0 | 24300 |  |  | 0 |  |  | 0 | 0 | 0 | 0 | 0 |  | 0 | 0 | 0 | 0 | 0 | 12611.0416 | 14118.8859 | 10219.6447 | 0 | yes | Deficit |  |  | 0 | 0 | 0 | 0 | 0 |  | 0 | 0 | 0 | 0 | 1927.2107 | yes |  | 0 | 0 | 0 | 1927.2107 | 0 | no | 0 | 0 | 0 | 1927.2107 | 0
| 11005.9934 | 0 | no | Surplus | yes |  | 0 | 0 | 0 | 1605.0482 | 0 | no | 0 | 0 | 0 | 1605.0482 | 4860 | no | 11005.9934 | 0 | 24300 |  |  | 0 |  |  | 0 | 0 | 0 | 0 | 0 |  | 0 | 0 | 0 | 0 | 0 | 11005.9934 | 14647.8613 | 8918.9574 | 0 | yes | Deficit |  |  | 0 | 0 | 0 | 0 | 0 |  | 0 | 0 | 0 | 0 | 4428.2166 | yes |  | 0 | 0 | 0 | 4428.2166 | 0 | no | 0 | 0 | 0 | 4428.2166 | 0
| 13042.6544 | 0 | yes | Deficit |  |  | 0 | 0 | 0 | 0 | 0 |  | 0 | 0 | 0 | 0 | 4860 | no |  | 0 | 22011.9868 | no | 13042.6544 | 0 | no | no | 0 | 0 | 0 | 0 | 0 |  | 0 | 0 | 0 | 0 | 0 | 13042.6544 | 13028.5574 | 10569.412 | 0 | yes | Deficit |  |  | 0 | 0 | 0 | 0 | 0 |  | 0 | 0 | 0 | 0 | 4109.6 | yes |  | 0 | 0 | 0 | 4109.6 | 0 | no | 0 | 0 | 0 | 4109.6 | 0
| 14159.2014 | 0 | yes | Deficit |  |  | 0 | 0 | 0 | 0 | 0 |  | 0 | 0 | 0 | 0 | 4860 | no |  | 0 | 24300 | no | 14159.2014 | 0 | no | no | 0 | 0 | 0 | 0 | 0 |  | 0 | 0 | 0 | 0 | 0 | 14159.2014 | 12749.4066 | 11474.2312 | 0 | yes | Deficit |  |  | 0 | 0 | 0 | 0 | 0 |  | 0 | 0 | 0 | 0 | 2179.9947 | yes |  | 0 | 0 | 0 | 2179.9947 | 0 | no | 0 | 0 | 0 | 2179.9947 | 0
| 14348.7304 | 0 | yes | Deficit |  |  | 0 | 0 | 0 | 0 | 0 |  | 0 | 0 | 0 | 0 | 4860 | no |  | 0 | 24300 | no | 14348.7304 | 0 | no | no | 0 | 0 | 0 | 0 | 0 |  | 0 | 0 | 0 | 0 | 0 | 14348.7304 | 13931.0595 | 11627.8204 | 0 | yes | Deficit |  |  | 0 | 0 | 0 | 0 | 0 |  | 0 | 0 | 0 | 0 | 2456.8282 | yes |  | 0 | 0 | 0 | 2456.8282 | 0 | no | 0 | 0 | 0 | 2456.8282 | 0
| 11045.103 | 0 | no | Surplus | yes |  | 0 | 0 | 0 | 3303.6274 | 0 | no | 0 | 0 | 0 | 3303.6274 | 4860 | no | 11045.103 | 0 | 24300 |  |  | 0 |  |  | 0 | 0 | 0 | 0 | 0 |  | 0 | 0 | 0 | 0 | 0 | 11045.103 | 13872.1171 | 8950.6507 | 0 | yes | Deficit |  |  | 0 | 0 | 0 | 0 | 0 |  | 0 | 0 | 0 | 0 | 2244.2967 | yes |  | 0 | 0 | 0 | 2244.2967 | 0 | no | 0 | 0 | 0 | 2244.2967 | 0
| 11383.9114 | 0 | yes | Deficit |  |  | 0 | 0 | 0 | 0 | 0 |  | 0 | 0 | 0 | 0 | 4860 | no |  | 0 | 22090.2059 | no | 11383.9114 | 0 | no | no | 0 | 0 | 0 | 0 | 0 |  | 0 | 0 | 0 | 0 | 0 | 11383.9114 | 12712.3679 | 9225.2119 | 0 | yes | Deficit |  |  | 0 | 0 | 0 | 0 | 0 |  | 0 | 0 | 0 | 0 | 3761.7172 | yes |  | 0 | 0 | 0 | 3761.7172 | 0 | no | 0 | 0 | 0 | 3761.7172 | 0
| 10848.1317 | 0 | no | Surplus | yes |  | 0 | 0 | 0 | 535.7797 | 0 | no | 0 | 0 | 0 | 535.7797 | 4860 | no | 10848.1317 | 0 | 22767.8229 |  |  | 0 |  |  | 0 | 0 | 0 | 0 | 0 |  | 0 | 0 | 0 | 0 | 0 | 10848.1317 | 12960.6839 | 8791.0306 | 0 | yes | Deficit |  |  | 0 | 0 | 0 | 0 | 0 |  | 0 | 0 | 0 | 0 | 3735.472 | yes |  | 0 | 0 | 0 | 3735.472 | 0 | no | 0 | 0 | 0 | 3735.472 | 0
| 11167.6071 | 0 | yes | Deficit |  |  | 0 | 0 | 0 | 0 | 0 |  | 0 | 0 | 0 | 0 | 4860 | no |  | 0 | 21696.2635 | no | 11167.6071 | 0 | no | no | 0 | 0 | 0 | 0 | 0 |  | 0 | 0 | 0 | 0 | 0 | 11167.6071 | 11682.1115 | 9049.9247 | 0 | yes | Deficit |  |  | 0 | 0 | 0 | 0 | 0 |  | 0 | 0 | 0 | 0 | 2891.0809 | yes |  | 0 | 0 | 0 | 2891.0809 | 0 | no | 0 | 0 | 0 | 2891.0809 | 0
| 12684.1273 | 0 | yes | Deficit |  |  | 0 | 0 | 0 | 0 | 0 |  | 0 | 0 | 0 | 0 | 4860 | no |  | 0 | 22335.2142 | no | 12684.1273 | 0 | no | no | 0 | 0 | 0 | 0 | 0 |  | 0 | 0 | 0 | 0 | 0 | 12684.1273 | 11173.4781 | 10278.8714 | 0 | yes | Deficit |  |  | 0 | 0 | 0 | 0 | 0 |  | 0 | 0 | 0 | 0 | 2123.5534 | yes |  | 0 | 0 | 0 | 2123.5534 | 0 | no | 0 | 0 | 0 | 2123.5534 | 0
| 12270.3294 | 0 | no | Surplus | yes |  | 0 | 0 | 0 | 413.798 | 0 | no | 0 | 0 | 0 | 413.798 | 4860 | no | 12270.3294 | 0 | 24300 |  |  | 0 |  |  | 0 | 0 | 0 | 0 | 0 |  | 0 | 0 | 0 | 0 | 0 | 12270.3294 | 10861.8843 | 9943.5408 | 0 | yes | Deficit |  |  | 0 | 0 | 0 | 0 | 0 |  | 0 | 0 | 0 | 0 | 583.0129 | yes |  | 0 | 0 | 0 | 583.0129 | 0 | no | 0 | 0 | 0 | 583.0129 | 0
| 11124.1937 | 0 | no | Surplus | yes |  | 0 | 0 | 0 | 1146.1357 | 0 | no | 0 | 0 | 0 | 1146.1357 | 4860 | no | 11124.1937 | 0 | 24300 |  |  | 0 |  |  | 0 | 0 | 0 | 0 | 0 |  | 0 | 0 | 0 | 0 | 0 | 11124.1937 | 12471.497 | 9014.7437 | 0 | yes | Deficit |  |  | 0 | 0 | 0 | 0 | 0 |  | 0 | 0 | 0 | 0 | 2527.9561 | yes |  | 0 | 0 | 0 | 2527.9561 | 0 | no | 0 | 0 | 0 | 2527.9561 | 0
| 14618.0714 | 0 | yes | Deficit |  |  | 0 | 0 | 0 | 0 | 0 |  | 0 | 0 | 0 | 0 | 4860 | no |  | 0 | 22248.3874 | no | 14618.0714 | 0 | no | no | 0 | 0 | 0 | 0 | 0 |  | 0 | 0 | 0 | 0 | 0 | 14618.0714 | 12021.054 | 11846.0871 | 0 | yes | Deficit |  |  | 0 | 0 | 0 | 0 | 0 |  | 0 | 0 | 0 | 0 | 3006.3103 | yes |  | 0 | 0 | 0 | 3006.3103 | 0 | no | 0 | 0 | 0 | 3006.3103 | 0
| 13509.063 | 0 | no | Surplus | yes |  | 0 | 0 | 0 | 1109.0084 | 0 | no | 0 | 0 | 0 | 1109.0084 | 4860 | no | 13509.063 | 0 | 24300 |  |  | 0 |  |  | 0 | 0 | 0 | 0 | 0 |  | 0 | 0 | 0 | 0 | 0 | 13509.063 | 15406.4509 | 10947.3768 | 0 | yes | Deficit |  |  | 0 | 0 | 0 | 0 | 0 |  | 0 | 0 | 0 | 0 | 3560.3639 | yes |  | 0 | 0 | 0 | 3560.3639 | 0 | no | 0 | 0 | 0 | 3560.3639 | 0
| 16134.85 | 0 | yes | Deficit |  |  | 0 | 0 | 0 | 0 | 0 |  | 0 | 0 | 0 | 0 | 4860 | no |  | 0 | 24300 | no | 16134.85 | 0 | no | no | 0 | 0 | 0 | 0 | 0 |  | 0 | 0 | 0 | 0 | 0 | 16134.85 | 14544.8877 | 13075.2431 | 0 | yes | Deficit |  |  | 0 | 0 | 0 | 0 | 0 |  | 0 | 0 | 0 | 0 | 3597.5109 | yes |  | 0 | 0 | 0 | 3597.5109 | 0 | no | 0 | 0 | 0 | 3597.5109 | 0
| 15381.1472 | 0 | no | Surplus | yes |  | 0 | 0 | 0 | 753.7027 | 0 | no | 0 | 0 | 0 | 753.7027 | 4860 | no | 15381.1472 | 0 | 24300 |  |  | 0 |  |  | 0 | 0 | 0 | 0 | 0 |  | 0 | 0 | 0 | 0 | 0 | 15381.1472 | 12862.5341 | 12464.4629 | 0 | no | Surplus | yes |  | 0 | 0 | 0 | 212.709 | 0 | no | 0 | 0 | 0 | 212.709 | 0 |  |  | 0 | 0 | 0 | 0 | 0 |  | 0 | 0 | 0 | 0 | 0
| 14395.6236 | 0 | no | Surplus | yes |  | 0 | 0 | 0 | 985.5236 | 0 | no | 0 | 0 | 0 | 985.5236 | 4860 | no | 14395.6236 | 0 | 24300 |  |  | 0 |  |  | 0 | 0 | 0 | 0 | 0 |  | 0 | 0 | 0 | 0 | 0 | 14395.6236 | 14672.7952 | 11665.8214 | 0 | yes | Deficit |  |  | 0 | 0 | 0 | 0 | 0 |  | 0 | 0 | 0 | 0 | 2208.3323 | yes |  | 0 | 0 | 0 | 2208.3323 | 0 | no | 0 | 0 | 0 | 2208.3323 | 0
| 15632.6432 | 0 | yes | Deficit |  |  | 0 | 0 | 0 | 0 | 0 |  | 0 | 0 | 0 | 0 | 4860 | no |  | 0 | 24300 | no | 15632.6432 | 0 | no | no | 0 | 0 | 0 | 0 | 0 |  | 0 | 0 | 0 | 0 | 0 | 15632.6432 | 14157.3763 | 12668.2684 | 0 | yes | Deficit |  |  | 0 | 0 | 0 | 0 | 0 |  | 0 | 0 | 0 | 0 | 2491.5549 | yes |  | 0 | 0 | 0 | 2491.5549 | 0 | no | 0 | 0 | 0 | 2491.5549 | 0
| 15407.7003 | 0 | no | Surplus | yes |  | 0 | 0 | 0 | 224.9429 | 0 | no | 0 | 0 | 0 | 224.9429 | 4860 | no | 15407.7003 | 0 | 24300 |  |  | 0 |  |  | 0 | 0 | 0 | 0 | 0 |  | 0 | 0 | 0 | 0 | 0 | 15407.7003 | 13398.3558 | 12485.9808 | 0 | yes | Deficit |  |  | 0 | 0 | 0 | 0 | 0 |  | 0 | 0 | 0 | 0 | 730.0874 | yes |  | 0 | 0 | 0 | 730.0874 | 0 | no | 0 | 0 | 0 | 730.0874 | 0
| 12713.6518 | 0 | no | Surplus | yes |  | 0 | 0 | 0 | 2694.0485 | 0 | no | 0 | 0 | 0 | 2694.0485 | 4860 | no | 12713.6518 | 0 | 24300 |  |  | 0 |  |  | 0 | 0 | 0 | 0 | 0 |  | 0 | 0 | 0 | 0 | 0 | 12713.6518 | 12920.5871 | 10302.7972 | 0 | yes | Deficit |  |  | 0 | 0 | 0 | 0 | 0 |  | 0 | 0 | 0 | 0 | 434.6063 | yes |  | 0 | 0 | 0 | 434.6063 | 0 | no | 0 | 0 | 0 | 434.6063 | 0
| 16368.3941 | 0 | yes | Deficit |  |  | 0 | 0 | 0 | 0 | 0 |  | 0 | 0 | 0 | 0 | 4860 | no |  | 0 | 24300 | no | 16368.3941 | 0 | no | no | 0 | 0 | 0 | 0 | 0 |  | 0 | 0 | 0 | 0 | 0 | 16368.3941 | 12920.9385 | 13264.5009 | 0 | yes | Deficit |  |  | 0 | 0 | 0 | 0 | 0 |  | 0 | 0 | 0 | 0 | 2618.1413 | yes |  | 0 | 0 | 0 | 2618.1413 | 0 | no | 0 | 0 | 0 | 2618.1413 | 0
| 11734.8581 | 0 | no | Surplus | yes |  | 0 | 0 | 0 | 4633.5359 | 0 | no | 0 | 0 | 0 | 4633.5359 | 4860 | no | 11734.8581 | 0 | 24300 |  |  | 0 |  |  | 0 | 0 | 0 | 0 | 0 |  | 0 | 0 | 0 | 0 | 0 | 11734.8581 | 12539.877 | 9509.6095 | 0 | no | Surplus | yes |  | 0 | 0 | 0 | 724.6239 | 0 | no | 0 | 0 | 0 | 724.6239 | 0 |  |  | 0 | 0 | 0 | 0 | 0 |  | 0 | 0 | 0 | 0 | 0
| 12352.6752 | 0 | yes | Deficit |  |  | 0 | 0 | 0 | 0 | 0 |  | 0 | 0 | 0 | 0 | 4860 | no |  | 0 | 23469.7163 | no | 12352.6752 | 0 | no | no | 0 | 0 | 0 | 0 | 0 |  | 0 | 0 | 0 | 0 | 0 | 12352.6752 | 11840.7259 | 10010.2717 | 0 | yes | Deficit |  |  | 0 | 0 | 0 | 0 | 0 |  | 0 | 0 | 0 | 0 | 2331.1164 | yes |  | 0 | 0 | 0 | 2331.1164 | 0 | no | 0 | 0 | 0 | 2331.1164 | 0
| 12639.1253 | 0 | yes | Deficit |  |  | 0 | 0 | 0 | 0 | 0 |  | 0 | 0 | 0 | 0 | 4860 | no |  | 0 | 24300 | no | 12639.1253 | 0 | no | no | 0 | 0 | 0 | 0 | 0 |  | 0 | 0 | 0 | 0 | 0 | 12639.1253 | 11312.5582 | 10242.403 | 0 | yes | Deficit |  |  | 0 | 0 | 0 | 0 | 0 |  | 0 | 0 | 0 | 0 | 1302.2865 | yes |  | 0 | 0 | 0 | 1302.2865 | 0 | no | 0 | 0 | 0 | 1302.2865 | 0
| 12857.0326 | 0 | yes | Deficit |  |  | 0 | 0 | 0 | 0 | 0 |  | 0 | 0 | 0 | 0 | 4860 | no |  | 0 | 24300 | no | 12857.0326 | 0 | no | no | 0 | 0 | 0 | 0 | 0 |  | 0 | 0 | 0 | 0 | 0 | 12857.0326 | 12162.8554 | 10418.9891 | 0 | yes | Deficit |  |  | 0 | 0 | 0 | 0 | 0 |  | 0 | 0 | 0 | 0 | 1920.4524 | yes |  | 0 | 0 | 0 | 1920.4524 | 0 | no | 0 | 0 | 0 | 1920.4524 | 0
| 14768.1665 | 0 | yes | Deficit |  |  | 0 | 0 | 0 | 0 | 0 |  | 0 | 0 | 0 | 0 | 4860 | no |  | 0 | 24300 | no | 14768.1665 | 0 | no | no | 0 | 0 | 0 | 0 | 0 |  | 0 | 0 | 0 | 0 | 0 | 14768.1665 | 12583.8102 | 11967.72 | 0 | yes | Deficit |  |  | 0 | 0 | 0 | 0 | 0 |  | 0 | 0 | 0 | 0 | 2164.821 | yes |  | 0 | 0 | 0 | 2164.821 | 0 | no | 0 | 0 | 0 | 2164.821 | 0
| 18057.187 | 0 | yes | Deficit |  |  | 0 | 0 | 0 | 0 | 0 |  | 0 | 0 | 0 | 0 | 4860 | no |  | 0 | 24300 | no | 18057.187 | 0 | no | no | 0 | 0 | 0 | 0 | 0 |  | 0 | 0 | 0 | 0 | 0 | 18057.187 | 12877.2249 | 14633.0526 | 0 | yes | Deficit |  |  | 0 | 0 | 0 | 0 | 0 |  | 0 | 0 | 0 | 0 | 909.5049 | yes |  | 0 | 0 | 0 | 909.5049 | 0 | no | 0 | 0 | 0 | 909.5049 | 0
| 16392.4006 | 0 | no | Surplus | yes |  | 0 | 0 | 0 | 1664.7863 | 0 | no | 0 | 0 | 0 | 1664.7863 | 4860 | no | 16392.4006 | 0 | 24300 |  |  | 0 |  |  | 0 | 0 | 0 | 0 | 0 |  | 0 | 0 | 0 | 0 | 0 | 16392.4006 | 13827.8987 | 13283.9551 | 0 | no | Surplus | yes |  | 0 | 0 | 0 | 805.154 | 0 | no | 0 | 0 | 0 | 805.154 | 0 |  |  | 0 | 0 | 0 | 0 | 0 |  | 0 | 0 | 0 | 0 | 0
| 15584.2947 | 0 | no | Surplus | yes |  | 0 | 0 | 0 | 808.1059 | 0 | no | 0 | 0 | 0 | 808.1059 | 4860 | no | 15584.2947 | 0 | 24300 |  |  | 0 |  |  | 0 | 0 | 0 | 0 | 0 |  | 0 | 0 | 0 | 0 | 0 | 15584.2947 | 15113.7717 | 12629.0881 | 0 | yes | Deficit |  |  | 0 | 0 | 0 | 0 | 0 |  | 0 | 0 | 0 | 0 | 1829.8166 | yes |  | 0 | 0 | 0 | 1829.8166 | 0 | no | 0 | 0 | 0 | 1829.8166 | 0
| 15896.5946 | 0 | yes | Deficit |  |  | 0 | 0 | 0 | 0 | 0 |  | 0 | 0 | 0 | 0 | 4860 | no |  | 0 | 24300 | no | 15896.5946 | 0 | no | no | 0 | 0 | 0 | 0 | 0 |  | 0 | 0 | 0 | 0 | 0 | 15896.5946 | 12339.4819 | 12882.1674 | 0 | no | Surplus | yes |  | 0 | 0 | 0 | 289.6062 | 0 | no | 0 | 0 | 0 | 289.6062 | 0 |  |  | 0 | 0 | 0 | 0 | 0 |  | 0 | 0 | 0 | 0 | 0
| 18816.6396 | 0 | yes | Deficit |  |  | 0 | 0 | 0 | 0 | 0 |  | 0 | 0 | 0 | 0 | 4860 | no |  | 0 | 24300 | no | 18816.6396 | 0 | no | no | 0 | 0 | 0 | 0 | 0 |  | 0 | 0 | 0 | 0 | 0 | 18816.6396 | 13143.757 | 15248.4924 | 0 | yes | Deficit |  |  | 0 | 0 | 0 | 0 | 0 |  | 0 | 0 | 0 | 0 | 261.5896 | yes |  | 0 | 0 | 0 | 261.5896 | 0 | no | 0 | 0 | 0 | 261.5896 | 0
| 15686.2553 | 0 | no | Surplus | yes |  | 0 | 0 | 0 | 3130.3843 | 0 | no | 0 | 0 | 0 | 3130.3843 | 4860 | no | 15686.2553 | 0 | 24300 |  |  | 0 |  |  | 0 | 0 | 0 | 0 | 0 |  | 0 | 0 | 0 | 0 | 0 | 15686.2553 | 12875.541 | 12711.7142 | 0 | no | Surplus | yes |  | 0 | 0 | 0 | 2372.9514 | 0 | no | 0 | 0 | 0 | 2372.9514 | 0 |  |  | 0 | 0 | 0 | 0 | 0 |  | 0 | 0 | 0 | 0 | 0
| 14995.5615 | 0 | no | Surplus | yes |  | 0 | 0 | 0 | 690.6937 | 0 | no | 0 | 0 | 0 | 690.6937 | 4860 | no | 14995.5615 | 0 | 24300 |  |  | 0 |  |  | 0 | 0 | 0 | 0 | 0 |  | 0 | 0 | 0 | 0 | 0 | 14995.5615 | 12841.6857 | 12151.9948 | 0 | yes | Deficit |  |  | 0 | 0 | 0 | 0 | 0 |  | 0 | 0 | 0 | 0 | 129.9715 | yes |  | 0 | 0 | 0 | 129.9715 | 0 | no | 0 | 0 | 0 | 129.9715 | 0
| 15132.9796 | 0 | yes | Deficit |  |  | 0 | 0 | 0 | 0 | 0 |  | 0 | 0 | 0 | 0 | 4860 | no |  | 0 | 24300 | no | 15132.9796 | 0 | no | no | 0 | 0 | 0 | 0 | 0 |  | 0 | 0 | 0 | 0 | 0 | 15132.9796 | 11835.4743 | 12263.3546 | 0 | no | Surplus | yes |  | 0 | 0 | 0 | 316.5204 | 0 | no | 0 | 0 | 0 | 316.5204 | 0 |  |  | 0 | 0 | 0 | 0 | 0 |  | 0 | 0 | 0 | 0 | 0
| 15161.3295 | 0 | yes | Deficit |  |  | 0 | 0 | 0 | 0 | 0 |  | 0 | 0 | 0 | 0 | 4860 | no |  | 0 | 24300 | no | 15161.3295 | 0 | no | no | 0 | 0 | 0 | 0 | 0 |  | 0 | 0 | 0 | 0 | 0 | 15161.3295 | 13358.5441 | 12286.3286 | 0 | yes | Deficit |  |  | 0 | 0 | 0 | 0 | 0 |  | 0 | 0 | 0 | 0 | 1095.1895 | yes |  | 0 | 0 | 0 | 1095.1895 | 0 | no | 0 | 0 | 0 | 1095.1895 | 0
| 15775.7386 | 0 | yes | Deficit |  |  | 0 | 0 | 0 | 0 | 0 |  | 0 | 0 | 0 | 0 | 4860 | no |  | 0 | 24300 | no | 15775.7386 | 0 | no | no | 0 | 0 | 0 | 0 | 0 |  | 0 | 0 | 0 | 0 | 0 | 15775.7386 | 13737.5125 | 12784.229 | 0 | yes | Deficit |  |  | 0 | 0 | 0 | 0 | 0 |  | 0 | 0 | 0 | 0 | 1451.1839 | yes |  | 0 | 0 | 0 | 1451.1839 | 0 | no | 0 | 0 | 0 | 1451.1839 | 0
| 16521.2424 | 0 | yes | Deficit |  |  | 0 | 0 | 0 | 0 | 0 |  | 0 | 0 | 0 | 0 | 4860 | no |  | 0 | 24300 | no | 16521.2424 | 0 | no | no | 0 | 0 | 0 | 0 | 0 |  | 0 | 0 | 0 | 0 | 0 | 16521.2424 | 12023.691 | 13388.365 | 0 | no | Surplus | yes |  | 0 | 0 | 0 | 760.538 | 0 | no | 0 | 0 | 0 | 760.538 | 0 |  |  | 0 | 0 | 0 | 0 | 0 |  | 0 | 0 | 0 | 0 | 0
| 17933.4058 | 0 | yes | Deficit |  |  | 0 | 0 | 0 | 0 | 0 |  | 0 | 0 | 0 | 0 | 4860 | no |  | 0 | 24300 | no | 17933.4058 | 0 | no | no | 0 | 0 | 0 | 0 | 0 |  | 0 | 0 | 0 | 0 | 0 | 17933.4058 | 11821.1008 | 14532.7438 | 0 | no | Surplus | yes |  | 0 | 0 | 0 | 1567.2641 | 0 | no | 0 | 0 | 0 | 1567.2641 | 0 |  |  | 0 | 0 | 0 | 0 | 0 |  | 0 | 0 | 0 | 0 | 0
| 15349.5563 | 0 | no | Surplus | yes |  | 0 | 0 | 0 | 2583.8495 | 0 | no | 0 | 0 | 0 | 2583.8495 | 4860 | no | 15349.5563 | 0 | 24300 |  |  | 0 |  |  | 0 | 0 | 0 | 0 | 0 |  | 0 | 0 | 0 | 0 | 0 | 15349.5563 | 12135.7514 | 12438.8625 | 0 | no | Surplus | yes |  | 0 | 0 | 0 | 2396.9924 | 0 | no | 0 | 0 | 0 | 2396.9924 | 0 |  |  | 0 | 0 | 0 | 0 | 0 |  | 0 | 0 | 0 | 0 | 0
| 15430.6196 | 0 | yes | Deficit |  |  | 0 | 0 | 0 | 0 | 0 |  | 0 | 0 | 0 | 0 | 4860 | no |  | 0 | 24300 | no | 15430.6196 | 0 | no | no | 0 | 0 | 0 | 0 | 0 |  | 0 | 0 | 0 | 0 | 0 | 15430.6196 | 12089.5483 | 12504.554 | 0 | no | Surplus | yes |  | 0 | 0 | 0 | 349.3142 | 0 | no | 0 | 0 | 0 | 349.3142 | 0 |  |  | 0 | 0 | 0 | 0 | 0 |  | 0 | 0 | 0 | 0 | 0
| 16213.7519 | 0 | yes | Deficit |  |  | 0 | 0 | 0 | 0 | 0 |  | 0 | 0 | 0 | 0 | 4860 | no |  | 0 | 24300 | no | 16213.7519 | 0 | no | no | 0 | 0 | 0 | 0 | 0 |  | 0 | 0 | 0 | 0 | 0 | 16213.7519 | 12052.502 | 13139.1831 | 0 | no | Surplus | yes |  | 0 | 0 | 0 | 452.052 | 0 | no | 0 | 0 | 0 | 452.052 | 0 |  |  | 0 | 0 | 0 | 0 | 0 |  | 0 | 0 | 0 | 0 | 0
| 16361.2829 | 0 | yes | Deficit |  |  | 0 | 0 | 0 | 0 | 0 |  | 0 | 0 | 0 | 0 | 4860 | no |  | 0 | 24300 | no | 16361.2829 | 0 | no | no | 0 | 0 | 0 | 0 | 0 |  | 0 | 0 | 0 | 0 | 0 | 16361.2829 | 12035.7199 | 13258.7382 | 0 | no | Surplus | yes |  | 0 | 0 | 0 | 1103.4631 | 0 | no | 0 | 0 | 0 | 1103.4631 | 0 |  |  | 0 | 0 | 0 | 0 | 0 |  | 0 | 0 | 0 | 0 | 0
| 18276.2288 | 0 | yes | Deficit |  |  | 0 | 0 | 0 | 0 | 0 |  | 0 | 0 | 0 | 0 | 4860 | no |  | 0 | 24300 | no | 18276.2288 | 0 | no | no | 0 | 0 | 0 | 0 | 0 |  | 0 | 0 | 0 | 0 | 0 | 18276.2288 | 12170.8362 | 14810.5582 | 0 | no | Surplus | yes |  | 0 | 0 | 0 | 1087.902 | 0 | no | 0 | 0 | 0 | 1087.902 | 0 |  |  | 0 | 0 | 0 | 0 | 0 |  | 0 | 0 | 0 | 0 | 0
| 20127.8796 | 0 | yes | Deficit |  |  | 0 | 0 | 0 | 0 | 0 |  | 0 | 0 | 0 | 0 | 4860 | no |  | 0 | 24300 | no | 20127.8796 | 0 | no | no | 0 | 0 | 0 | 0 | 0 |  | 0 | 0 | 0 | 0 | 0 | 20127.8796 | 12016.4255 | 16311.0856 | 0 | no | Surplus | yes |  | 0 | 0 | 0 | 2794.1327 | 0 | no | 0 | 0 | 0 | 2794.1327 | 0 |  |  | 0 | 0 | 0 | 0 | 0 |  | 0 | 0 | 0 | 0 | 0
| 18546.3873 | 0 | no | Surplus | yes |  | 0 | 0 | 0 | 1581.4923 | 0 | no | 0 | 0 | 0 | 1581.4923 | 4860 | no | 18546.3873 | 0 | 24300 |  |  | 0 |  |  | 0 | 0 | 0 | 0 | 0 |  | 0 | 0 | 0 | 0 | 0 | 18546.3873 | 12059.378 | 15029.4873 | 0 | no | Surplus | yes |  | 0 | 0 | 0 | 4251.7077 | 0 | no | 0 | 0 | 0 | 4251.7077 | 0 |  |  | 0 | 0 | 0 | 0 | 0 |  | 0 | 0 | 0 | 0 | 0
| 18739.6302 | 0 | yes | Deficit |  |  | 0 | 0 | 0 | 0 | 0 |  | 0 | 0 | 0 | 0 | 4860 | no |  | 0 | 24300 | no | 18739.6302 | 0 | no | no | 0 | 0 | 0 | 0 | 0 |  | 0 | 0 | 0 | 0 | 0 | 18739.6302 | 11916.7907 | 15186.086 | 0 | no | Surplus | yes |  | 0 | 0 | 0 | 3112.6965 | 0 | no | 0 | 0 | 0 | 3112.6965 | 0 |  |  | 0 | 0 | 0 | 0 | 0 |  | 0 | 0 | 0 | 0 | 0
| 20238.0759 | 0 | yes | Deficit |  |  | 0 | 0 | 0 | 0 | 0 |  | 0 | 0 | 0 | 0 | 4860 | no |  | 0 | 24300 | no | 20238.0759 | 0 | no | no | 0 | 0 | 0 | 0 | 0 |  | 0 | 0 | 0 | 0 | 0 | 20238.0759 | 11883.9759 | 16400.3856 | 0 | no | Surplus | yes |  | 0 | 0 | 0 | 3302.1102 | 0 | no | 0 | 0 | 0 | 3302.1102 | 0 |  |  | 0 | 0 | 0 | 0 | 0 |  | 0 | 0 | 0 | 0 | 0
| 18981.4034 | 0 | no | Surplus | yes |  | 0 | 0 | 0 | 1256.6725 | 0 | no | 0 | 0 | 0 | 1256.6725 | 4860 | no | 18981.4034 | 0 | 24300 |  |  | 0 |  |  | 0 | 0 | 0 | 0 | 0 |  | 0 | 0 | 0 | 0 | 0 | 18981.4034 | 11498.2741 | 15382.0125 | 0 | no | Surplus | yes |  | 0 | 0 | 0 | 4902.1115 | 0 | no | 0 | 0 | 0 | 4902.1115 | 0 |  |  | 0 | 0 | 0 | 0 | 0 |  | 0 | 0 | 0 | 0 | 0
| 19259.4723 | 0 | yes | Deficit |  |  | 0 | 0 | 0 | 0 | 0 |  | 0 | 0 | 0 | 0 | 4860 | no |  | 0 | 24300 | no | 19259.4723 | 0 | no | no | 0 | 0 | 0 | 0 | 0 |  | 0 | 0 | 0 | 0 | 0 | 19259.4723 | 11036.487 | 15607.352 | 0 | no | Surplus | yes |  | 0 | 0 | 0 | 4345.5255 | 0 | no | 0 | 0 | 0 | 4345.5255 | 0 |  |  | 0 | 0 | 0 | 0 | 0 |  | 0 | 0 | 0 | 0 | 0
| 20083.203 | 0 | yes | Deficit |  |  | 0 | 0 | 0 | 0 | 0 |  | 0 | 0 | 0 | 0 | 4860 | no |  | 0 | 24300 | no | 20083.203 | 0 | no | no | 0 | 0 | 0 | 0 | 0 |  | 0 | 0 | 0 | 0 | 0 | 20083.203 | 14328.9444 | 16274.8808 | 0 | no | Surplus | yes |  | 0 | 0 | 0 | 1278.4076 | 0 | no | 0 | 0 | 0 | 1278.4076 | 0 |  |  | 0 | 0 | 0 | 0 | 0 |  | 0 | 0 | 0 | 0 | 0
| 21707.4972 | 0 | yes | Deficit |  |  | 0 | 0 | 0 | 0 | 0 |  | 0 | 0 | 0 | 0 | 4860 | no |  | 0 | 24300 | no | 21707.4972 | 0 | no | no | 0 | 0 | 0 | 0 | 0 |  | 0 | 0 | 0 | 0 | 0 | 21707.4972 | 16488.0057 | 17591.1647 | 0 | yes | Deficit |  |  | 0 | 0 | 0 | 0 | 0 |  | 0 | 0 | 0 | 0 | 213.1249 | yes |  | 0 | 0 | 0 | 213.1249 | 0 | no | 0 | 0 | 0 | 213.1249 | 0
| 21356.532 | 0 | no | Surplus | yes |  | 0 | 0 | 0 | 350.9652 | 0 | no | 0 | 0 | 0 | 350.9652 | 4860 | no | 21356.532 | 0 | 24300 |  |  | 0 |  |  | 0 | 0 | 0 | 0 | 0 |  | 0 | 0 | 0 | 0 | 0 | 21356.532 | 12241.1596 | 17306.752 | 0 | no | Surplus | yes |  | 0 | 0 | 0 | 5350.0051 | 0 | no | 0 | 0 | 0 | 5350.0051 | 0 |  |  | 0 | 0 | 0 | 0 | 0 |  | 0 | 0 | 0 | 0 | 0
| 18132.0813 | 0 | no | Surplus | yes |  | 0 | 0 | 0 | 3224.4507 | 0 | no | 0 | 0 | 0 | 3224.4507 | 4860 | no | 18132.0813 | 0 | 24300 |  |  | 0 |  |  | 0 | 0 | 0 | 0 | 0 |  | 0 | 0 | 0 | 0 | 0 | 18132.0813 | 12289.2475 | 14693.745 | 0 | no | Surplus | yes |  | 0 | 0 | 0 | 5017.5045 | 0 | no | 0 | 0 | 0 | 5017.5045 | 0 |  |  | 0 | 0 | 0 | 0 | 0 |  | 0 | 0 | 0 | 0 | 0
| 18447.6534 | 0 | yes | Deficit |  |  | 0 | 0 | 0 | 0 | 0 |  | 0 | 0 | 0 | 0 | 4860 | no |  | 0 | 24300 | no | 18447.6534 | 0 | no | no | 0 | 0 | 0 | 0 | 0 |  | 0 | 0 | 0 | 0 | 0 | 18447.6534 | 11743.912 | 14949.476 | 0 | no | Surplus | yes |  | 0 | 0 | 0 | 2949.8329 | 0 | no | 0 | 0 | 0 | 2949.8329 | 0 |  |  | 0 | 0 | 0 | 0 | 0 |  | 0 | 0 | 0 | 0 | 0
| 19131.7928 | 0 | yes | Deficit |  |  | 0 | 0 | 0 | 0 | 0 |  | 0 | 0 | 0 | 0 | 4860 | no |  | 0 | 24300 | no | 19131.7928 | 0 | no | no | 0 | 0 | 0 | 0 | 0 |  | 0 | 0 | 0 | 0 | 0 | 19131.7928 | 11762.7988 | 15503.8839 | 0 | no | Surplus | yes |  | 0 | 0 | 0 | 3186.6772 | 0 | no | 0 | 0 | 0 | 3186.6772 | 0 |  |  | 0 | 0 | 0 | 0 | 0 |  | 0 | 0 | 0 | 0 | 0
| 18496.9479 | 0 | no | Surplus | yes |  | 0 | 0 | 0 | 634.8449 | 0 | no | 0 | 0 | 0 | 634.8449 | 4860 | no | 18496.9479 | 0 | 24300 |  |  | 0 |  |  | 0 | 0 | 0 | 0 | 0 |  | 0 | 0 | 0 | 0 | 0 | 18496.9479 | 12118.2714 | 14989.4229 | 0 | no | Surplus | yes |  | 0 | 0 | 0 | 3385.6125 | 0 | no | 0 | 0 | 0 | 3385.6125 | 0 |  |  | 0 | 0 | 0 | 0 | 0 |  | 0 | 0 | 0 | 0 | 0
| 18324.8428 | 0 | no | Surplus | yes |  | 0 | 0 | 0 | 172.1051 | 0 | no | 0 | 0 | 0 | 172.1051 | 4860 | no | 18324.8428 | 0 | 24300 |  |  | 0 |  |  | 0 | 0 | 0 | 0 | 0 |  | 0 | 0 | 0 | 0 | 0 | 18324.8428 | 12357.048 | 14849.9536 | 0 | no | Surplus | yes |  | 0 | 0 | 0 | 2632.3749 | 0 | no | 0 | 0 | 0 | 2632.3749 | 0 |  |  | 0 | 0 | 0 | 0 | 0 |  | 0 | 0 | 0 | 0 | 0
| 21400.781 | 0 | yes | Deficit |  |  | 0 | 0 | 0 | 0 | 0 |  | 0 | 0 | 0 | 0 | 4860 | no |  | 0 | 24300 | no | 21400.781 | 0 | no | no | 0 | 0 | 0 | 0 | 0 |  | 0 | 0 | 0 | 0 | 0 | 21400.781 | 12229.8277 | 17342.6102 | 0 | no | Surplus | yes |  | 0 | 0 | 0 | 2620.1259 | 0 | no | 0 | 0 | 0 | 2620.1259 | 0 |  |  | 0 | 0 | 0 | 0 | 0 |  | 0 | 0 | 0 | 0 | 0
| 17878.2884 | 0 | no | Surplus | yes |  | 0 | 0 | 0 | 3522.4926 | 0 | no | 0 | 0 | 0 | 3522.4926 | 4860 | no | 17878.2884 | 0 | 24300 |  |  | 0 |  |  | 0 | 0 | 0 | 0 | 0 |  | 0 | 0 | 0 | 0 | 0 | 17878.2884 | 11652.9323 | 14488.0781 | 0 | no | Surplus | yes |  | 0 | 0 | 0 | 5689.6779 | 0 | no | 0 | 0 | 0 | 5689.6779 | 0 |  |  | 0 | 0 | 0 | 0 | 0 |  | 0 | 0 | 0 | 0 | 0
| 17491.3335 | 0 | no | Surplus | yes |  | 0 | 0 | 0 | 386.9549 | 0 | no | 0 | 0 | 0 | 386.9549 | 4860 | no | 17491.3335 | 0 | 24300 |  |  | 0 |  |  | 0 | 0 | 0 | 0 | 0 |  | 0 | 0 | 0 | 0 | 0 | 17491.3335 | 12999.1136 | 14174.5004 | 0 | no | Surplus | yes |  | 0 | 0 | 0 | 1488.9645 | 0 | no | 0 | 0 | 0 | 1488.9645 | 0 |  |  | 0 | 0 | 0 | 0 | 0 |  | 0 | 0 | 0 | 0 | 0
| 18463.916 | 0 | yes | Deficit |  |  | 0 | 0 | 0 | 0 | 0 |  | 0 | 0 | 0 | 0 | 4860 | no |  | 0 | 24300 | no | 18463.916 | 0 | no | no | 0 | 0 | 0 | 0 | 0 |  | 0 | 0 | 0 | 0 | 0 | 18463.916 | 12616.7904 | 14962.6548 | 0 | no | Surplus | yes |  | 0 | 0 | 0 | 1557.7101 | 0 | no | 0 | 0 | 0 | 1557.7101 | 0 |  |  | 0 | 0 | 0 | 0 | 0 |  | 0 | 0 | 0 | 0 | 0
| 20756.0459 | 0 | yes | Deficit |  |  | 0 | 0 | 0 | 0 | 0 |  | 0 | 0 | 0 | 0 | 4860 | no |  | 0 | 24300 | no | 20756.0459 | 0 | no | no | 0 | 0 | 0 | 0 | 0 |  | 0 | 0 | 0 | 0 | 0 | 20756.0459 | 11768.121 | 16820.1344 | 0 | no | Surplus | yes |  | 0 | 0 | 0 | 3194.5338 | 0 | no | 0 | 0 | 0 | 3194.5338 | 0 |  |  | 0 | 0 | 0 | 0 | 0 |  | 0 | 0 | 0 | 0 | 0
| 20010.6631 | 0 | no | Surplus | yes |  | 0 | 0 | 0 | 745.3828 | 0 | no | 0 | 0 | 0 | 745.3828 | 4860 | no | 20010.6631 | 0 | 24300 |  |  | 0 |  |  | 0 | 0 | 0 | 0 | 0 |  | 0 | 0 | 0 | 0 | 0 | 20010.6631 | 12294.0347 | 16216.0965 | 0 | no | Surplus | yes |  | 0 | 0 | 0 | 4526.0997 | 0 | no | 0 | 0 | 0 | 4526.0997 | 0 |  |  | 0 | 0 | 0 | 0 | 0 |  | 0 | 0 | 0 | 0 | 0
| 20579.5339 | 0 | yes | Deficit |  |  | 0 | 0 | 0 | 0 | 0 |  | 0 | 0 | 0 | 0 | 4860 | no |  | 0 | 24300 | no | 20579.5339 | 0 | no | no | 0 | 0 | 0 | 0 | 0 |  | 0 | 0 | 0 | 0 | 0 | 20579.5339 | 10800.6459 | 16677.0939 | 0 | no | Surplus | yes |  | 0 | 0 | 0 | 5415.4506 | 0 | no | 0 | 0 | 0 | 5415.4506 | 0 |  |  | 0 | 0 | 0 | 0 | 0 |  | 0 | 0 | 0 | 0 | 0
| 19841.2061 | 0 | no | Surplus | yes |  | 0 | 0 | 0 | 738.3278 | 0 | no | 0 | 0 | 0 | 738.3278 | 4860 | no | 19841.2061 | 0 | 24300 |  |  | 0 |  |  | 0 | 0 | 0 | 0 | 0 |  | 0 | 0 | 0 | 0 | 0 | 19841.2061 | 11412.702 | 16078.7732 | 0 | no | Surplus | yes |  | 0 | 0 | 0 | 5264.3919 | 0 | no | 0 | 0 | 0 | 5264.3919 | 0 |  |  | 0 | 0 | 0 | 0 | 0 |  | 0 | 0 | 0 | 0 | 0
| 18683.9802 | 0 | no | Surplus | yes |  | 0 | 0 | 0 | 1157.2259 | 0 | no | 0 | 0 | 0 | 1157.2259 | 4860 | no | 18683.9802 | 0 | 24300 |  |  | 0 |  |  | 0 | 0 | 0 | 0 | 0 |  | 0 | 0 | 0 | 0 | 0 | 18683.9802 | 11263.8537 | 15140.9888 | 0 | no | Surplus | yes |  | 0 | 0 | 0 | 4814.9195 | 0 | no | 0 | 0 | 0 | 4814.9195 | 0 |  |  | 0 | 0 | 0 | 0 | 0 |  | 0 | 0 | 0 | 0 | 0
| 17522.9181 | 0 | no | Surplus | yes |  | 0 | 0 | 0 | 1161.0621 | 0 | no | 0 | 0 | 0 | 1161.0621 | 4860 | no | 17522.9181 | 0 | 24300 |  |  | 0 |  |  | 0 | 0 | 0 | 0 | 0 |  | 0 | 0 | 0 | 0 | 0 | 17522.9181 | 10859.7722 | 14200.0957 | 0 | no | Surplus | yes |  | 0 | 0 | 0 | 4281.2167 | 0 | no | 0 | 0 | 0 | 4281.2167 | 0 |  |  | 0 | 0 | 0 | 0 | 0 |  | 0 | 0 | 0 | 0 | 0
| 17612.5359 | 0 | yes | Deficit |  |  | 0 | 0 | 0 | 0 | 0 |  | 0 | 0 | 0 | 0 | 4860 | no |  | 0 | 24300 | no | 17612.5359 | 0 | no | no | 0 | 0 | 0 | 0 | 0 |  | 0 | 0 | 0 | 0 | 0 | 17612.5359 | 14792.12 | 14272.7195 | 0 | yes | Deficit |  |  | 0 | 0 | 0 | 0 | 0 |  | 0 | 0 | 0 | 0 | 592.0243 | yes |  | 0 | 0 | 0 | 592.0243 | 0 | no | 0 | 0 | 0 | 592.0243 | 0
| 17412.4544 | 0 | no | Surplus | yes |  | 0 | 0 | 0 | 200.0814 | 0 | no | 0 | 0 | 0 | 200.0814 | 4860 | no | 17412.4544 | 0 | 24300 |  |  | 0 |  |  | 0 | 0 | 0 | 0 | 0 |  | 0 | 0 | 0 | 0 | 0 | 17412.4544 | 13809.1142 | 14110.579 | 0 | no | Surplus | yes |  | 0 | 0 | 0 | 463.6053 | 0 | no | 0 | 0 | 0 | 463.6053 | 0 |  |  | 0 | 0 | 0 | 0 | 0 |  | 0 | 0 | 0 | 0 | 0
| 17757.1819 | 0 | yes | Deficit |  |  | 0 | 0 | 0 | 0 | 0 |  | 0 | 0 | 0 | 0 | 4860 | no |  | 0 | 24300 | no | 17757.1819 | 0 | no | no | 0 | 0 | 0 | 0 | 0 |  | 0 | 0 | 0 | 0 | 0 | 17757.1819 | 13434.5082 | 14389.9367 | 0 | no | Surplus | yes |  | 0 | 0 | 0 | 676.0708 | 0 | no | 0 | 0 | 0 | 676.0708 | 0 |  |  | 0 | 0 | 0 | 0 | 0 |  | 0 | 0 | 0 | 0 | 0
| 19364.4854 | 0 | yes | Deficit |  |  | 0 | 0 | 0 | 0 | 0 |  | 0 | 0 | 0 | 0 | 4860 | no |  | 0 | 24300 | no | 19364.4854 | 0 | no | no | 0 | 0 | 0 | 0 | 0 |  | 0 | 0 | 0 | 0 | 0 | 19364.4854 | 13176.5992 | 15692.4517 | 0 | no | Surplus | yes |  | 0 | 0 | 0 | 1213.3375 | 0 | no | 0 | 0 | 0 | 1213.3375 | 0 |  |  | 0 | 0 | 0 | 0 | 0 |  | 0 | 0 | 0 | 0 | 0
| 15664.7975 | 0 | no | Surplus | yes |  | 0 | 0 | 0 | 3699.6879 | 0 | no | 0 | 0 | 0 | 3699.6879 | 4860 | no | 15664.7975 | 0 | 24300 |  |  | 0 |  |  | 0 | 0 | 0 | 0 | 0 |  | 0 | 0 | 0 | 0 | 0 | 15664.7975 | 13692.6499 | 12694.3254 | 0 | no | Surplus | yes |  | 0 | 0 | 0 | 1999.8018 | 0 | no | 0 | 0 | 0 | 1999.8018 | 0 |  |  | 0 | 0 | 0 | 0 | 0 |  | 0 | 0 | 0 | 0 | 0
| 15634.6989 | 0 | no | Surplus | yes |  | 0 | 0 | 0 | 30.0986 | 0 | no | 0 | 0 | 0 | 30.0986 | 4860 | no | 15634.6989 | 0 | 24300 |  |  | 0 |  |  | 0 | 0 | 0 | 0 | 0 |  | 0 | 0 | 0 | 0 | 0 | 15634.6989 | 14213.6123 | 12669.9343 | 0 | yes | Deficit |  |  | 0 | 0 | 0 | 0 | 0 |  | 0 | 0 | 0 | 0 | 1519.2869 | yes |  | 0 | 0 | 0 | 1519.2869 | 0 | no | 0 | 0 | 0 | 1519.2869 | 0
| 14103.4945 | 0 | no | Surplus | yes |  | 0 | 0 | 0 | 1531.2044 | 0 | no | 0 | 0 | 0 | 1531.2044 | 4860 | no | 14103.4945 | 0 | 24300 |  |  | 0 |  |  | 0 | 0 | 0 | 0 | 0 |  | 0 | 0 | 0 | 0 | 0 | 14103.4945 | 16300.0119 | 11429.088 | 0 | yes | Deficit |  |  | 0 | 0 | 0 | 0 | 0 |  | 0 | 0 | 0 | 0 | 3630.0776 | yes |  | 0 | 0 | 0 | 3630.0776 | 0 | no | 0 | 0 | 0 | 3630.0776 | 0
| 15772.5507 | 0 | yes | Deficit |  |  | 0 | 0 | 0 | 0 | 0 |  | 0 | 0 | 0 | 0 | 4860 | no |  | 0 | 24300 | no | 15772.5507 | 0 | no | no | 0 | 0 | 0 | 0 | 0 |  | 0 | 0 | 0 | 0 | 0 | 15772.5507 | 15419.4959 | 12781.6456 | 0 | yes | Deficit |  |  | 0 | 0 | 0 | 0 | 0 |  | 0 | 0 | 0 | 0 | 3990.4079 | yes |  | 0 | 0 | 0 | 3990.4079 | 0 | no | 0 | 0 | 0 | 3990.4079 | 0
| 16796.885 | 0 | yes | Deficit |  |  | 0 | 0 | 0 | 0 | 0 |  | 0 | 0 | 0 | 0 | 4860 | no |  | 0 | 24300 | no | 16796.885 | 0 | no | no | 0 | 0 | 0 | 0 | 0 |  | 0 | 0 | 0 | 0 | 0 | 16796.885 | 15122.5729 | 13611.7382 | 0 | yes | Deficit |  |  | 0 | 0 | 0 | 0 | 0 |  | 0 | 0 | 0 | 0 | 2340.9273 | yes |  | 0 | 0 | 0 | 2340.9273 | 0 | no | 0 | 0 | 0 | 2340.9273 | 0
| 18066.9608 | 0 | yes | Deficit |  |  | 0 | 0 | 0 | 0 | 0 |  | 0 | 0 | 0 | 0 | 4860 | no |  | 0 | 24300 | no | 18066.9608 | 0 | no | no | 0 | 0 | 0 | 0 | 0 |  | 0 | 0 | 0 | 0 | 0 | 18066.9608 | 13335.4226 | 14640.9731 | 0 | no | Surplus | yes |  | 0 | 0 | 0 | 276.3156 | 0 | no | 0 | 0 | 0 | 276.3156 | 0 |  |  | 0 | 0 | 0 | 0 | 0 |  | 0 | 0 | 0 | 0 | 0
| 18200.6326 | 0 | yes | Deficit |  |  | 0 | 0 | 0 | 0 | 0 |  | 0 | 0 | 0 | 0 | 4860 | no |  | 0 | 24300 | no | 18200.6326 | 0 | no | no | 0 | 0 | 0 | 0 | 0 |  | 0 | 0 | 0 | 0 | 0 | 18200.6326 | 15003.9633 | 14749.2971 | 0 | yes | Deficit |  |  | 0 | 0 | 0 | 0 | 0 |  | 0 | 0 | 0 | 0 | 362.9902 | yes |  | 0 | 0 | 0 | 362.9902 | 0 | no | 0 | 0 | 0 | 362.9902 | 0
| 16886.3656 | 0 | no | Surplus | yes |  | 0 | 0 | 0 | 1314.267 | 0 | no | 0 | 0 | 0 | 1314.267 | 4860 | no | 16886.3656 | 0 | 24300 |  |  | 0 |  |  | 0 | 0 | 0 | 0 | 0 |  | 0 | 0 | 0 | 0 | 0 | 16886.3656 | 16278.8906 | 13684.2509 | 0 | yes | Deficit |  |  | 0 | 0 | 0 | 0 | 0 |  | 0 | 0 | 0 | 0 | 1529.5935 | yes |  | 0 | 0 | 0 | 1529.5935 | 0 | no | 0 | 0 | 0 | 1529.5935 | 0
| 15991.7233 | 0 | no | Surplus | yes |  | 0 | 0 | 0 | 894.6423 | 0 | no | 0 | 0 | 0 | 894.6423 | 4860 | no | 15991.7233 | 0 | 24300 |  |  | 0 |  |  | 0 | 0 | 0 | 0 | 0 |  | 0 | 0 | 0 | 0 | 0 | 15991.7233 | 16389.9545 | 12959.2571 | 0 | yes | Deficit |  |  | 0 | 0 | 0 | 0 | 0 |  | 0 | 0 | 0 | 0 | 2705.7036 | yes |  | 0 | 0 | 0 | 2705.7036 | 0 | no | 0 | 0 | 0 | 2705.7036 | 0
| 17630.5531 | 0 | yes | Deficit |  |  | 0 | 0 | 0 | 0 | 0 |  | 0 | 0 | 0 | 0 | 4860 | no |  | 0 | 24300 | no | 17630.5531 | 0 | no | no | 0 | 0 | 0 | 0 | 0 |  | 0 | 0 | 0 | 0 | 0 | 17630.5531 | 16335.8 | 14287.3202 | 0 | yes | Deficit |  |  | 0 | 0 | 0 | 0 | 0 |  | 0 | 0 | 0 | 0 | 3376.5429 | yes |  | 0 | 0 | 0 | 3376.5429 | 0 | no | 0 | 0 | 0 | 3376.5429 | 0
| 19747.6172 | 0 | yes | Deficit |  |  | 0 | 0 | 0 | 0 | 0 |  | 0 | 0 | 0 | 0 | 4860 | no |  | 0 | 24300 | no | 19747.6172 | 0 | no | no | 0 | 0 | 0 | 0 | 0 |  | 0 | 0 | 0 | 0 | 0 | 19747.6172 | 15787.2227 | 16002.9313 | 0 | yes | Deficit |  |  | 0 | 0 | 0 | 0 | 0 |  | 0 | 0 | 0 | 0 | 1499.9025 | yes |  | 0 | 0 | 0 | 1499.9025 | 0 | no | 0 | 0 | 0 | 1499.9025 | 0
| 20831.9804 | 0 | yes | Deficit |  |  | 0 | 0 | 0 | 0 | 0 |  | 0 | 0 | 0 | 0 | 4860 | no |  | 0 | 24300 | no | 20831.9804 | 0 | no | no | 0 | 0 | 0 | 0 | 0 |  | 0 | 0 | 0 | 0 | 0 | 20831.9804 | 15787.854 | 16881.6697 | 0 | no | Surplus | yes |  | 0 | 0 | 0 | 215.0773 | 0 | no | 0 | 0 | 0 | 215.0773 | 0 |  |  | 0 | 0 | 0 | 0 | 0 |  | 0 | 0 | 0 | 0 | 0
| 20573.5587 | 0 | no | Surplus | yes |  | 0 | 0 | 0 | 258.4217 | 0 | no | 0 | 0 | 0 | 258.4217 | 4860 | no | 20573.5587 | 0 | 24300 |  |  | 0 |  |  | 0 | 0 | 0 | 0 | 0 |  | 0 | 0 | 0 | 0 | 0 | 20573.5587 | 16066.6665 | 16672.2518 | 0 | no | Surplus | yes |  | 0 | 0 | 0 | 815.0032 | 0 | no | 0 | 0 | 0 | 815.0032 | 0 |  |  | 0 | 0 | 0 | 0 | 0 |  | 0 | 0 | 0 | 0 | 0
| 19879.1295 | 0 | no | Surplus | yes |  | 0 | 0 | 0 | 694.4291 | 0 | no | 0 | 0 | 0 | 694.4291 | 4860 | no | 19879.1295 | 0 | 24300 |  |  | 0 |  |  | 0 | 0 | 0 | 0 | 0 |  | 0 | 0 | 0 | 0 | 0 | 19879.1295 | 16456.7189 | 16109.5053 | 0 | no | Surplus | yes |  | 0 | 0 | 0 | 215.5328 | 0 | no | 0 | 0 | 0 | 215.5328 | 0 |  |  | 0 | 0 | 0 | 0 | 0 |  | 0 | 0 | 0 | 0 | 0
| 19272.5567 | 0 | no | Surplus | yes |  | 0 | 0 | 0 | 606.5728 | 0 | no | 0 | 0 | 0 | 606.5728 | 4860 | no | 19272.5567 | 0 | 24300 |  |  | 0 |  |  | 0 | 0 | 0 | 0 | 0 |  | 0 | 0 | 0 | 0 | 0 | 19272.5567 | 16562.1721 | 15617.9552 | 0 | yes | Deficit |  |  | 0 | 0 | 0 | 0 | 0 |  | 0 | 0 | 0 | 0 | 452.6668 | yes |  | 0 | 0 | 0 | 452.6668 | 0 | no | 0 | 0 | 0 | 452.6668 | 0
| 19452.8801 | 0 | yes | Deficit |  |  | 0 | 0 | 0 | 0 | 0 |  | 0 | 0 | 0 | 0 | 4860 | no |  | 0 | 24300 | no | 19452.8801 | 0 | no | no | 0 | 0 | 0 | 0 | 0 |  | 0 | 0 | 0 | 0 | 0 | 19452.8801 | 16732.4988 | 15764.0844 | 0 | yes | Deficit |  |  | 0 | 0 | 0 | 0 | 0 |  | 0 | 0 | 0 | 0 | 1114.5436 | yes |  | 0 | 0 | 0 | 1114.5436 | 0 | no | 0 | 0 | 0 | 1114.5436 | 0
| 19647.6224 | 0 | yes | Deficit |  |  | 0 | 0 | 0 | 0 | 0 |  | 0 | 0 | 0 | 0 | 4860 | no |  | 0 | 24300 | no | 19647.6224 | 0 | no | no | 0 | 0 | 0 | 0 | 0 |  | 0 | 0 | 0 | 0 | 0 | 19647.6224 | 16638.7769 | 15921.8982 | 0 | yes | Deficit |  |  | 0 | 0 | 0 | 0 | 0 |  | 0 | 0 | 0 | 0 | 874.6925 | yes |  | 0 | 0 | 0 | 874.6925 | 0 | no | 0 | 0 | 0 | 874.6925 | 0
| 22740.2828 | 0 | yes | Deficit |  |  | 0 | 0 | 0 | 0 | 0 |  | 0 | 0 | 0 | 0 | 4860 | no |  | 0 | 24300 | no | 22740.2828 | 0 | no | no | 0 | 0 | 0 | 0 | 0 |  | 0 | 0 | 0 | 0 | 0 | 22740.2828 | 15974.4364 | 18428.106 | 0 | yes | Deficit |  |  | 0 | 0 | 0 | 0 | 0 |  | 0 | 0 | 0 | 0 | 52.5382 | yes |  | 0 | 0 | 0 | 52.5382 | 0 | no | 0 | 0 | 0 | 52.5382 | 0
| 19159.0538 | 0 | no | Surplus | yes |  | 0 | 0 | 0 | 3581.229 | 0 | no | 0 | 0 | 0 | 3581.229 | 4860 | no | 19159.0538 | 0 | 24300 |  |  | 0 |  |  | 0 | 0 | 0 | 0 | 0 |  | 0 | 0 | 0 | 0 | 0 | 19159.0538 | 15908.0518 | 15525.9755 | 0 | no | Surplus | yes |  | 0 | 0 | 0 | 2520.0541 | 0 | no | 0 | 0 | 0 | 2520.0541 | 0 |  |  | 0 | 0 | 0 | 0 | 0 |  | 0 | 0 | 0 | 0 | 0
| 19859.3063 | 0 | yes | Deficit |  |  | 0 | 0 | 0 | 0 | 0 |  | 0 | 0 | 0 | 0 | 4860 | no |  | 0 | 24300 | no | 19859.3063 | 0 | no | no | 0 | 0 | 0 | 0 | 0 |  | 0 | 0 | 0 | 0 | 0 | 19859.3063 | 15272.4406 | 16093.4411 | 0 | no | Surplus | yes |  | 0 | 0 | 0 | 253.5349 | 0 | no | 0 | 0 | 0 | 253.5349 | 0 |  |  | 0 | 0 | 0 | 0 | 0 |  | 0 | 0 | 0 | 0 | 0
| 20706.9339 | 0 | yes | Deficit |  |  | 0 | 0 | 0 | 0 | 0 |  | 0 | 0 | 0 | 0 | 4860 | no |  | 0 | 24300 | no | 20706.9339 | 0 | no | no | 0 | 0 | 0 | 0 | 0 |  | 0 | 0 | 0 | 0 | 0 | 20706.9339 | 13629.1648 | 16780.3354 | 0 | no | Surplus | yes |  | 0 | 0 | 0 | 2464.2763 | 0 | no | 0 | 0 | 0 | 2464.2763 | 0 |  |  | 0 | 0 | 0 | 0 | 0 |  | 0 | 0 | 0 | 0 | 0
| 21095.5163 | 0 | yes | Deficit |  |  | 0 | 0 | 0 | 0 | 0 |  | 0 | 0 | 0 | 0 | 4860 | no |  | 0 | 24300 | no | 21095.5163 | 0 | no | no | 0 | 0 | 0 | 0 | 0 |  | 0 | 0 | 0 | 0 | 0 | 21095.5163 | 12965.8239 | 17095.232 | 0 | no | Surplus | yes |  | 0 | 0 | 0 | 3814.5116 | 0 | no | 0 | 0 | 0 | 3814.5116 | 0 |  |  | 0 | 0 | 0 | 0 | 0 |  | 0 | 0 | 0 | 0 | 0
| 20636.055 | 0 | no | Surplus | yes |  | 0 | 0 | 0 | 459.4613 | 0 | no | 0 | 0 | 0 | 459.4613 | 4860 | no | 20636.055 | 0 | 24300 |  |  | 0 |  |  | 0 | 0 | 0 | 0 | 0 |  | 0 | 0 | 0 | 0 | 0 | 20636.055 | 12800.065 | 16722.8971 | 0 | no | Surplus | yes |  | 0 | 0 | 0 | 4295.167 | 0 | no | 0 | 0 | 0 | 4295.167 | 0 |  |  | 0 | 0 | 0 | 0 | 0 |  | 0 | 0 | 0 | 0 | 0
| 24729.3162 | 0 | yes | Deficit |  |  | 0 | 0 | 0 | 0 | 0 |  | 0 | 0 | 0 | 0 | 4860 | no |  | 0 | 24300 | yes | 24300 | 429.3162 | yes |  | 0 | 0 | 0 | 429.3162 | 0 | no | 0 | 0 | 0 | 429.3162 | 0 | 24300 | 14049.1249 | 19692.0583 | 0 | no | Surplus | yes |  | 0 | 0 | 0 | 2673.7722 | 0 | no | 0 | 0 | 0 | 2673.7722 | 0 |  |  | 0 | 0 | 0 | 0 | 0 |  | 0 | 0 | 0 | 0 | 0
| 23507.1412 | 0 | no | Surplus | yes |  | 0 | 0 | 0 | 792.8588 | 0 | no | 0 | 0 | 0 | 792.8588 | 4860 | no | 23507.1412 | 0 | 24300 |  |  | 0 |  |  | 0 | 0 | 0 | 0 | 0 |  | 0 | 0 | 0 | 0 | 0 | 23507.1412 | 10746.0219 | 19049.5471 | 0 | no | Surplus | yes |  | 0 | 0 | 0 | 8946.0364 | 0 | no | 0 | 0 | 0 | 8946.0364 | 0 |  |  | 0 | 0 | 0 | 0 | 0 |  | 0 | 0 | 0 | 0 | 0
| 20780.5125 | 0 | no | Surplus | yes |  | 0 | 0 | 0 | 2726.6287 | 0 | no | 0 | 0 | 0 | 2726.6287 | 4860 | no | 20780.5125 | 0 | 24300 |  |  | 0 |  |  | 0 | 0 | 0 | 0 | 0 |  | 0 | 0 | 0 | 0 | 0 | 20780.5125 | 11491.0044 | 16839.9615 | 0 | no | Surplus | yes |  | 0 | 0 | 0 | 7558.5427 | 0 | no | 0 | 0 | 0 | 7558.5427 | 0 |  |  | 0 | 0 | 0 | 0 | 0 |  | 0 | 0 | 0 | 0 | 0
| 20575.9308 | 0 | no | Surplus | yes |  | 0 | 0 | 0 | 204.5817 | 0 | no | 0 | 0 | 0 | 204.5817 | 4860 | no | 20575.9308 | 0 | 24300 |  |  | 0 |  |  | 0 | 0 | 0 | 0 | 0 |  | 0 | 0 | 0 | 0 | 0 | 20575.9308 | 11786.6882 | 16674.174 | 0 | no | Surplus | yes |  | 0 | 0 | 0 | 5053.2733 | 0 | no | 0 | 0 | 0 | 5053.2733 | 0 |  |  | 0 | 0 | 0 | 0 | 0 |  | 0 | 0 | 0 | 0 | 0
| 20034.0354 | 0 | no | Surplus | yes |  | 0 | 0 | 0 | 541.8953 | 0 | no | 0 | 0 | 0 | 541.8953 | 4860 | no | 20034.0354 | 0 | 24300 |  |  | 0 |  |  | 0 | 0 | 0 | 0 | 0 |  | 0 | 0 | 0 | 0 | 0 | 20034.0354 | 12899.5455 | 16235.0368 | 0 | no | Surplus | yes |  | 0 | 0 | 0 | 3774.6286 | 0 | no | 0 | 0 | 0 | 3774.6286 | 0 |  |  | 0 | 0 | 0 | 0 | 0 |  | 0 | 0 | 0 | 0 | 0
| 20938.4047 | 0 | yes | Deficit |  |  | 0 | 0 | 0 | 0 | 0 |  | 0 | 0 | 0 | 0 | 4860 | no |  | 0 | 24300 | no | 20938.4047 | 0 | no | no | 0 | 0 | 0 | 0 | 0 |  | 0 | 0 | 0 | 0 | 0 | 20938.4047 | 12957.8939 | 16967.913 | 0 | no | Surplus | yes |  | 0 | 0 | 0 | 3277.1429 | 0 | no | 0 | 0 | 0 | 3277.1429 | 0 |  |  | 0 | 0 | 0 | 0 | 0 |  | 0 | 0 | 0 | 0 | 0
| 23330.5888 | 0 | yes | Deficit |  |  | 0 | 0 | 0 | 0 | 0 |  | 0 | 0 | 0 | 0 | 4860 | no |  | 0 | 24300 | no | 23330.5888 | 0 | no | no | 0 | 0 | 0 | 0 | 0 |  | 0 | 0 | 0 | 0 | 0 | 23330.5888 | 12500.7154 | 18906.4739 | 0 | no | Surplus | yes |  | 0 | 0 | 0 | 4467.1977 | 0 | no | 0 | 0 | 0 | 4467.1977 | 0 |  |  | 0 | 0 | 0 | 0 | 0 |  | 0 | 0 | 0 | 0 | 0
| 23904.1493 | 0 | yes | Deficit |  |  | 0 | 0 | 0 | 0 | 0 |  | 0 | 0 | 0 | 0 | 4860 | no |  | 0 | 24300 | no | 23904.1493 | 0 | no | no | 0 | 0 | 0 | 0 | 0 |  | 0 | 0 | 0 | 0 | 0 | 23904.1493 | 10582.9502 | 19371.2717 | 0 | no | Surplus | yes |  | 0 | 0 | 0 | 8323.5237 | 0 | no | 0 | 0 | 0 | 8323.5237 | 0 |  |  | 0 | 0 | 0 | 0 | 0 |  | 0 | 0 | 0 | 0 | 0
| 21388.4218 | 0 | no | Surplus | yes |  | 0 | 0 | 0 | 2515.7274 | 0 | no | 0 | 0 | 0 | 2515.7274 | 4860 | no | 21388.4218 | 0 | 24300 |  |  | 0 |  |  | 0 | 0 | 0 | 0 | 0 |  | 0 | 0 | 0 | 0 | 0 | 21388.4218 | 11140.4287 | 17332.5947 | 0 | no | Surplus | yes |  | 0 | 0 | 0 | 8230.843 | 0 | no | 0 | 0 | 0 | 8230.843 | 0 |  |  | 0 | 0 | 0 | 0 | 0 |  | 0 | 0 | 0 | 0 | 0
| 22475.2666 | 0 | yes | Deficit |  |  | 0 | 0 | 0 | 0 | 0 |  | 0 | 0 | 0 | 0 | 4860 | no |  | 0 | 24300 | no | 22475.2666 | 0 | no | no | 0 | 0 | 0 | 0 | 0 |  | 0 | 0 | 0 | 0 | 0 | 22475.2666 | 13569.7235 | 18213.3441 | 0 | no | Surplus | yes |  | 0 | 0 | 0 | 3762.8712 | 0 | no | 0 | 0 | 0 | 3762.8712 | 0 |  |  | 0 | 0 | 0 | 0 | 0 |  | 0 | 0 | 0 | 0 | 0
| 22341.7261 | 0 | no | Surplus | yes |  | 0 | 0 | 0 | 133.5405 | 0 | no | 0 | 0 | 0 | 133.5405 | 4860 | no | 22341.7261 | 0 | 24300 |  |  | 0 |  |  | 0 | 0 | 0 | 0 | 0 |  | 0 | 0 | 0 | 0 | 0 | 22341.7261 | 14346.073 | 18105.1265 | 0 | no | Surplus | yes |  | 0 | 0 | 0 | 3867.2711 | 0 | no | 0 | 0 | 0 | 3867.2711 | 0 |  |  | 0 | 0 | 0 | 0 | 0 |  | 0 | 0 | 0 | 0 | 0
| 21615.0392 | 0 | no | Surplus | yes |  | 0 | 0 | 0 | 726.6869 | 0 | no | 0 | 0 | 0 | 726.6869 | 4860 | no | 21615.0392 | 0 | 24300 |  |  | 0 |  |  | 0 | 0 | 0 | 0 | 0 |  | 0 | 0 | 0 | 0 | 0 | 21615.0392 | 12043.2323 | 17516.2393 | 0 | no | Surplus | yes |  | 0 | 0 | 0 | 6061.8943 | 0 | no | 0 | 0 | 0 | 6061.8943 | 0 |  |  | 0 | 0 | 0 | 0 | 0 |  | 0 | 0 | 0 | 0 | 0
| 21385.4833 | 0 | no | Surplus | yes |  | 0 | 0 | 0 | 229.556 | 0 | no | 0 | 0 | 0 | 229.556 | 4860 | no | 21385.4833 | 0 | 24300 |  |  | 0 |  |  | 0 | 0 | 0 | 0 | 0 |  | 0 | 0 | 0 | 0 | 0 | 21385.4833 | 12376.2544 | 17330.2134 | 0 | no | Surplus | yes |  | 0 | 0 | 0 | 5139.9849 | 0 | no | 0 | 0 | 0 | 5139.9849 | 0 |  |  | 0 | 0 | 0 | 0 | 0 |  | 0 | 0 | 0 | 0 | 0
| 23136.5078 | 0 | yes | Deficit |  |  | 0 | 0 | 0 | 0 | 0 |  | 0 | 0 | 0 | 0 | 4860 | no |  | 0 | 24300 | no | 23136.5078 | 0 | no | no | 0 | 0 | 0 | 0 | 0 |  | 0 | 0 | 0 | 0 | 0 | 23136.5078 | 13234.4711 | 18749.196 | 0 | no | Surplus | yes |  | 0 | 0 | 0 | 4095.7423 | 0 | no | 0 | 0 | 0 | 4095.7423 | 0 |  |  | 0 | 0 | 0 | 0 | 0 |  | 0 | 0 | 0 | 0 | 0
| 21655.2998 | 0 | no | Surplus | yes |  | 0 | 0 | 0 | 1481.208 | 0 | no | 0 | 0 | 0 | 1481.208 | 4860 | no | 21655.2998 | 0 | 24300 |  |  | 0 |  |  | 0 | 0 | 0 | 0 | 0 |  | 0 | 0 | 0 | 0 | 0 | 21655.2998 | 11784.4805 | 17548.8654 | 0 | no | Surplus | yes |  | 0 | 0 | 0 | 6964.7154 | 0 | no | 0 | 0 | 0 | 6964.7154 | 0 |  |  | 0 | 0 | 0 | 0 | 0 |  | 0 | 0 | 0 | 0 | 0
| 20765.6401 | 0 | no | Surplus | yes |  | 0 | 0 | 0 | 889.6597 | 0 | no | 0 | 0 | 0 | 889.6597 | 4860 | no | 20765.6401 | 0 | 24300 |  |  | 0 |  |  | 0 | 0 | 0 | 0 | 0 |  | 0 | 0 | 0 | 0 | 0 | 20765.6401 | 10927.0043 | 16827.9094 | 0 | no | Surplus | yes |  | 0 | 0 | 0 | 6621.8611 | 0 | no | 0 | 0 | 0 | 6621.8611 | 0 |  |  | 0 | 0 | 0 | 0 | 0 |  | 0 | 0 | 0 | 0 | 0
| 20857.0256 | 0 | yes | Deficit |  |  | 0 | 0 | 0 | 0 | 0 |  | 0 | 0 | 0 | 0 | 4860 | no |  | 0 | 24300 | no | 20857.0256 | 0 | no | no | 0 | 0 | 0 | 0 | 0 |  | 0 | 0 | 0 | 0 | 0 | 20857.0256 | 11523.0069 | 16901.9657 | 0 | no | Surplus | yes |  | 0 | 0 | 0 | 5304.9024 | 0 | no | 0 | 0 | 0 | 5304.9024 | 0 |  |  | 0 | 0 | 0 | 0 | 0 |  | 0 | 0 | 0 | 0 | 0
| 20519.2718 | 0 | no | Surplus | yes |  | 0 | 0 | 0 | 337.7538 | 0 | no | 0 | 0 | 0 | 337.7538 | 4860 | no | 20519.2718 | 0 | 24300 |  |  | 0 |  |  | 0 | 0 | 0 | 0 | 0 |  | 0 | 0 | 0 | 0 | 0 | 20519.2718 | 13864.8651 | 16628.2591 | 0 | no | Surplus | yes |  | 0 | 0 | 0 | 3037.1005 | 0 | no | 0 | 0 | 0 | 3037.1005 | 0 |  |  | 0 | 0 | 0 | 0 | 0 |  | 0 | 0 | 0 | 0 | 0
| 19987.7551 | 0 | no | Surplus | yes |  | 0 | 0 | 0 | 531.5167 | 0 | no | 0 | 0 | 0 | 531.5167 | 4860 | no | 19987.7551 | 0 | 24300 |  |  | 0 |  |  | 0 | 0 | 0 | 0 | 0 |  | 0 | 0 | 0 | 0 | 0 | 19987.7551 | 12025.422 | 16197.5325 | 0 | no | Surplus | yes |  | 0 | 0 | 0 | 4602.8372 | 0 | no | 0 | 0 | 0 | 4602.8372 | 0 |  |  | 0 | 0 | 0 | 0 | 0 |  | 0 | 0 | 0 | 0 | 0
| 21786.4387 | 0 | yes | Deficit |  |  | 0 | 0 | 0 | 0 | 0 |  | 0 | 0 | 0 | 0 | 4860 | no |  | 0 | 24300 | no | 21786.4387 | 0 | no | no | 0 | 0 | 0 | 0 | 0 |  | 0 | 0 | 0 | 0 | 0 | 21786.4387 | 9006.6657 | 17655.1367 | 0 | no | Surplus | yes |  | 0 | 0 | 0 | 7190.8667 | 0 | no | 0 | 0 | 0 | 7190.8667 | 0 |  |  | 0 | 0 | 0 | 0 | 0 |  | 0 | 0 | 0 | 0 | 0
| 22615.6267 | 0 | yes | Deficit |  |  | 0 | 0 | 0 | 0 | 0 |  | 0 | 0 | 0 | 0 | 4860 | no |  | 0 | 24300 | no | 22615.6267 | 0 | no | no | 0 | 0 | 0 | 0 | 0 |  | 0 | 0 | 0 | 0 | 0 | 22615.6267 | 10835.582 | 18327.0881 | 0 | no | Surplus | yes |  | 0 | 0 | 0 | 6819.5547 | 0 | no | 0 | 0 | 0 | 6819.5547 | 0 |  |  | 0 | 0 | 0 | 0 | 0 |  | 0 | 0 | 0 | 0 | 0
| 21025.8911 | 0 | no | Surplus | yes |  | 0 | 0 | 0 | 1589.7356 | 0 | no | 0 | 0 | 0 | 1589.7356 | 4860 | no | 21025.8911 | 0 | 24300 |  |  | 0 |  |  | 0 | 0 | 0 | 0 | 0 |  | 0 | 0 | 0 | 0 | 0 | 21025.8911 | 11107.3494 | 17038.8096 | 0 | no | Surplus | yes |  | 0 | 0 | 0 | 7219.7387 | 0 | no | 0 | 0 | 0 | 7219.7387 | 0 |  |  | 0 | 0 | 0 | 0 | 0 |  | 0 | 0 | 0 | 0 | 0
| 22000.4212 | 0 | yes | Deficit |  |  | 0 | 0 | 0 | 0 | 0 |  | 0 | 0 | 0 | 0 | 4860 | no |  | 0 | 24300 | no | 22000.4212 | 0 | no | no | 0 | 0 | 0 | 0 | 0 |  | 0 | 0 | 0 | 0 | 0 | 22000.4212 | 12334.9712 | 17828.5423 | 0 | no | Surplus | yes |  | 0 | 0 | 0 | 4703.8385 | 0 | no | 0 | 0 | 0 | 4703.8385 | 0 |  |  | 0 | 0 | 0 | 0 | 0 |  | 0 | 0 | 0 | 0 | 0
| 22504.9305 | 0 | yes | Deficit |  |  | 0 | 0 | 0 | 0 | 0 |  | 0 | 0 | 0 | 0 | 4860 | no |  | 0 | 24300 | no | 22504.9305 | 0 | no | no | 0 | 0 | 0 | 0 | 0 |  | 0 | 0 | 0 | 0 | 0 | 22504.9305 | 11716.1108 | 18237.3829 | 0 | no | Surplus | yes |  | 0 | 0 | 0 | 6112.4315 | 0 | no | 0 | 0 | 0 | 6112.4315 | 0 |  |  | 0 | 0 | 0 | 0 | 0 |  | 0 | 0 | 0 | 0 | 0
| 20721.4154 | 0 | no | Surplus | yes |  | 0 | 0 | 0 | 1783.5151 | 0 | no | 0 | 0 | 0 | 1783.5151 | 4860 | no | 20721.4154 | 0 | 24300 |  |  | 0 |  |  | 0 | 0 | 0 | 0 | 0 |  | 0 | 0 | 0 | 0 | 0 | 20721.4154 | 12290.3981 | 16792.0708 | 0 | no | Surplus | yes |  | 0 | 0 | 0 | 5946.9848 | 0 | no | 0 | 0 | 0 | 5946.9848 | 0 |  |  | 0 | 0 | 0 | 0 | 0 |  | 0 | 0 | 0 | 0 | 0
| 20768.1609 | 0 | yes | Deficit |  |  | 0 | 0 | 0 | 0 | 0 |  | 0 | 0 | 0 | 0 | 4860 | no |  | 0 | 24300 | no | 20768.1609 | 0 | no | no | 0 | 0 | 0 | 0 | 0 |  | 0 | 0 | 0 | 0 | 0 | 20768.1609 | 11222.9682 | 16829.9521 | 0 | no | Surplus | yes |  | 0 | 0 | 0 | 5569.1025 | 0 | no | 0 | 0 | 0 | 5569.1025 | 0 |  |  | 0 | 0 | 0 | 0 | 0 |  | 0 | 0 | 0 | 0 | 0
| 21681.6761 | 0 | yes | Deficit |  |  | 0 | 0 | 0 | 0 | 0 |  | 0 | 0 | 0 | 0 | 4860 | no |  | 0 | 24300 | no | 21681.6761 | 0 | no | no | 0 | 0 | 0 | 0 | 0 |  | 0 | 0 | 0 | 0 | 0 | 21681.6761 | 11463.8835 | 17570.2399 | 0 | no | Surplus | yes |  | 0 | 0 | 0 | 5366.0686 | 0 | no | 0 | 0 | 0 | 5366.0686 | 0 |  |  | 0 | 0 | 0 | 0 | 0 |  | 0 | 0 | 0 | 0 | 0
| 21591.583 | 0 | no | Surplus | yes |  | 0 | 0 | 0 | 90.0931 | 0 | no | 0 | 0 | 0 | 90.0931 | 4860 | no | 21591.583 | 0 | 24300 |  |  | 0 |  |  | 0 | 0 | 0 | 0 | 0 |  | 0 | 0 | 0 | 0 | 0 | 21591.583 | 15393.9031 | 17497.2309 | 0 | no | Surplus | yes |  | 0 | 0 | 0 | 2176.3368 | 0 | no | 0 | 0 | 0 | 2176.3368 | 0 |  |  | 0 | 0 | 0 | 0 | 0 |  | 0 | 0 | 0 | 0 | 0
| 23978.0355 | 0 | yes | Deficit |  |  | 0 | 0 | 0 | 0 | 0 |  | 0 | 0 | 0 | 0 | 4860 | no |  | 0 | 24300 | no | 23978.0355 | 0 | no | no | 0 | 0 | 0 | 0 | 0 |  | 0 | 0 | 0 | 0 | 0 | 23978.0355 | 13966.8235 | 19431.147 | 0 | no | Surplus | yes |  | 0 | 0 | 0 | 3530.4075 | 0 | no | 0 | 0 | 0 | 3530.4075 | 0 |  |  | 0 | 0 | 0 | 0 | 0 |  | 0 | 0 | 0 | 0 | 0
| 22568.3509 | 0 | no | Surplus | yes |  | 0 | 0 | 0 | 1409.6846 | 0 | no | 0 | 0 | 0 | 1409.6846 | 4860 | no | 22568.3509 | 0 | 24300 |  |  | 0 |  |  | 0 | 0 | 0 | 0 | 0 |  | 0 | 0 | 0 | 0 | 0 | 22568.3509 | 13951.8417 | 18288.777 | 0 | no | Surplus | yes |  | 0 | 0 | 0 | 5479.3053 | 0 | no | 0 | 0 | 0 | 5479.3053 | 0 |  |  | 0 | 0 | 0 | 0 | 0 |  | 0 | 0 | 0 | 0 | 0
| 21461.6706 | 0 | no | Surplus | yes |  | 0 | 0 | 0 | 1106.6803 | 0 | no | 0 | 0 | 0 | 1106.6803 | 4860 | no | 21461.6706 | 0 | 24300 |  |  | 0 |  |  | 0 | 0 | 0 | 0 | 0 |  | 0 | 0 | 0 | 0 | 0 | 21461.6706 | 13585.332 | 17391.9534 | 0 | no | Surplus | yes |  | 0 | 0 | 0 | 4703.445 | 0 | no | 0 | 0 | 0 | 4703.445 | 0 |  |  | 0 | 0 | 0 | 0 | 0 |  | 0 | 0 | 0 | 0 | 0
| 26173.5551 | 0 | yes | Deficit |  |  | 0 | 0 | 0 | 0 | 0 |  | 0 | 0 | 0 | 0 | 4860 | no |  | 0 | 24300 | yes | 24300 | 1873.5551 | yes |  | 0 | 0 | 0 | 1873.5551 | 0 | no | 0 | 0 | 0 | 1873.5551 | 0 | 24300 | 11820.1885 | 19692.0583 | 0 | no | Surplus | yes |  | 0 | 0 | 0 | 5571.7649 | 0 | no | 0 | 0 | 0 | 5571.7649 | 0 |  |  | 0 | 0 | 0 | 0 | 0 |  | 0 | 0 | 0 | 0 | 0
| 24060.7267 | 0 | no | Surplus | yes |  | 0 | 0 | 0 | 239.2733 | 0 | no | 0 | 0 | 0 | 239.2733 | 4860 | no | 24060.7267 | 0 | 24300 |  |  | 0 |  |  | 0 | 0 | 0 | 0 | 0 |  | 0 | 0 | 0 | 0 | 0 | 24060.7267 | 11472.0592 | 19498.1578 | 0 | no | Surplus | yes |  | 0 | 0 | 0 | 8219.9991 | 0 | no | 0 | 0 | 0 | 8219.9991 | 0 |  |  | 0 | 0 | 0 | 0 | 0 |  | 0 | 0 | 0 | 0 | 0
| 23262.54 | 0 | no | Surplus | yes |  | 0 | 0 | 0 | 798.1867 | 0 | no | 0 | 0 | 0 | 798.1867 | 4860 | no | 23262.54 | 0 | 24300 |  |  | 0 |  |  | 0 | 0 | 0 | 0 | 0 |  | 0 | 0 | 0 | 0 | 0 | 23262.54 | 11046.7747 | 18851.329 | 0 | no | Surplus | yes |  | 0 | 0 | 0 | 8451.3831 | 0 | no | 0 | 0 | 0 | 8451.3831 | 0 |  |  | 0 | 0 | 0 | 0 | 0 |  | 0 | 0 | 0 | 0 | 0
| 23208.2111 | 0 | no | Surplus | yes |  | 0 | 0 | 0 | 54.3289 | 0 | no | 0 | 0 | 0 | 54.3289 | 4860 | no | 23208.2111 | 0 | 24300 |  |  | 0 |  |  | 0 | 0 | 0 | 0 | 0 |  | 0 | 0 | 0 | 0 | 0 | 23208.2111 | 11135.0566 | 18807.3023 | 0 | no | Surplus | yes |  | 0 | 0 | 0 | 7716.2724 | 0 | no | 0 | 0 | 0 | 7716.2724 | 0 |  |  | 0 | 0 | 0 | 0 | 0 |  | 0 | 0 | 0 | 0 | 0
| 23743.0886 | 0 | yes | Deficit |  |  | 0 | 0 | 0 | 0 | 0 |  | 0 | 0 | 0 | 0 | 4860 | no |  | 0 | 24300 | no | 23743.0886 | 0 | no | no | 0 | 0 | 0 | 0 | 0 |  | 0 | 0 | 0 | 0 | 0 | 23743.0886 | 11394.9811 | 19240.7525 | 0 | no | Surplus | yes |  | 0 | 0 | 0 | 7412.3213 | 0 | no | 0 | 0 | 0 | 7412.3213 | 0 |  |  | 0 | 0 | 0 | 0 | 0 |  | 0 | 0 | 0 | 0 | 0
| 23526.3625 | 0 | no | Surplus | yes |  | 0 | 0 | 0 | 216.7261 | 0 | no | 0 | 0 | 0 | 216.7261 | 4860 | no | 23526.3625 | 0 | 24300 |  |  | 0 |  |  | 0 | 0 | 0 | 0 | 0 |  | 0 | 0 | 0 | 0 | 0 | 23526.3625 | 13492.2795 | 19065.1236 | 0 | no | Surplus | yes |  | 0 | 0 | 0 | 5748.473 | 0 | no | 0 | 0 | 0 | 5748.473 | 0 |  |  | 0 | 0 | 0 | 0 | 0 |  | 0 | 0 | 0 | 0 | 0
| 23382.7027 | 0 | no | Surplus | yes |  | 0 | 0 | 0 | 143.6598 | 0 | no | 0 | 0 | 0 | 143.6598 | 4860 | no | 23382.7027 | 0 | 24300 |  |  | 0 |  |  | 0 | 0 | 0 | 0 | 0 |  | 0 | 0 | 0 | 0 | 0 | 23382.7027 | 14923.1403 | 18948.7056 | 0 | no | Surplus | yes |  | 0 | 0 | 0 | 4141.9833 | 0 | no | 0 | 0 | 0 | 4141.9833 | 0 |  |  | 0 | 0 | 0 | 0 | 0 |  | 0 | 0 | 0 | 0 | 0
| 23982.5491 | 0 | yes | Deficit |  |  | 0 | 0 | 0 | 0 | 0 |  | 0 | 0 | 0 | 0 | 4860 | no |  | 0 | 24300 | no | 23982.5491 | 0 | no | no | 0 | 0 | 0 | 0 | 0 |  | 0 | 0 | 0 | 0 | 0 | 23982.5491 | 13697.9055 | 19434.8048 | 0 | no | Surplus | yes |  | 0 | 0 | 0 | 5250.8 | 0 | no | 0 | 0 | 0 | 5250.8 | 0 |  |  | 0 | 0 | 0 | 0 | 0 |  | 0 | 0 | 0 | 0 | 0
| 22067.194 | 0 | no | Surplus | yes |  | 0 | 0 | 0 | 1915.3551 | 0 | no | 0 | 0 | 0 | 1915.3551 | 4860 | no | 22067.194 | 0 | 24300 |  |  | 0 |  |  | 0 | 0 | 0 | 0 | 0 |  | 0 | 0 | 0 | 0 | 0 | 22067.194 | 13099.5305 | 17882.6532 | 0 | no | Surplus | yes |  | 0 | 0 | 0 | 6335.2743 | 0 | no | 0 | 0 | 0 | 6335.2743 | 0 |  |  | 0 | 0 | 0 | 0 | 0 |  | 0 | 0 | 0 | 0 | 0
| 21681.0979 | 0 | no | Surplus | yes |  | 0 | 0 | 0 | 386.0962 | 0 | no | 0 | 0 | 0 | 386.0962 | 4860 | no | 21681.0979 | 0 | 24300 |  |  | 0 |  |  | 0 | 0 | 0 | 0 | 0 |  | 0 | 0 | 0 | 0 | 0 | 21681.0979 | 14073.4552 | 17569.7714 | 0 | no | Surplus | yes |  | 0 | 0 | 0 | 3809.1979 | 0 | no | 0 | 0 | 0 | 3809.1979 | 0 |  |  | 0 | 0 | 0 | 0 | 0 |  | 0 | 0 | 0 | 0 | 0
| 21478.1726 | 0 | no | Surplus | yes |  | 0 | 0 | 0 | 202.9252 | 0 | no | 0 | 0 | 0 | 202.9252 | 4860 | no | 21478.1726 | 0 | 24300 |  |  | 0 |  |  | 0 | 0 | 0 | 0 | 0 |  | 0 | 0 | 0 | 0 | 0 | 21478.1726 | 14839.9945 | 17405.3263 | 0 | no | Surplus | yes |  | 0 | 0 | 0 | 2729.7769 | 0 | no | 0 | 0 | 0 | 2729.7769 | 0 |  |  | 0 | 0 | 0 | 0 | 0 |  | 0 | 0 | 0 | 0 | 0
| 23230.463 | 0 | yes | Deficit |  |  | 0 | 0 | 0 | 0 | 0 |  | 0 | 0 | 0 | 0 | 4860 | no |  | 0 | 24300 | no | 23230.463 | 0 | no | no | 0 | 0 | 0 | 0 | 0 |  | 0 | 0 | 0 | 0 | 0 | 23230.463 | 15035.3714 | 18825.3347 | 0 | no | Surplus | yes |  | 0 | 0 | 0 | 2369.9549 | 0 | no | 0 | 0 | 0 | 2369.9549 | 0 |  |  | 0 | 0 | 0 | 0 | 0 |  | 0 | 0 | 0 | 0 | 0
| 19754.5059 | 0 | no | Surplus | yes |  | 0 | 0 | 0 | 3475.9571 | 0 | no | 0 | 0 | 0 | 3475.9571 | 4860 | no | 19754.5059 | 0 | 24300 |  |  | 0 |  |  | 0 | 0 | 0 | 0 | 0 |  | 0 | 0 | 0 | 0 | 0 | 19754.5059 | 15019.1809 | 16008.5137 | 0 | no | Surplus | yes |  | 0 | 0 | 0 | 3806.1538 | 0 | no | 0 | 0 | 0 | 3806.1538 | 0 |  |  | 0 | 0 | 0 | 0 | 0 |  | 0 | 0 | 0 | 0 | 0
| 18781.9374 | 0 | no | Surplus | yes |  | 0 | 0 | 0 | 972.5684 | 0 | no | 0 | 0 | 0 | 972.5684 | 4860 | no | 18781.9374 | 0 | 24300 |  |  | 0 |  |  | 0 | 0 | 0 | 0 | 0 |  | 0 | 0 | 0 | 0 | 0 | 18781.9374 | 15468.7894 | 15220.3707 | 0 | no | Surplus | yes |  | 0 | 0 | 0 | 539.7242 | 0 | no | 0 | 0 | 0 | 539.7242 | 0 |  |  | 0 | 0 | 0 | 0 | 0 |  | 0 | 0 | 0 | 0 | 0
| 19187.6316 | 0 | yes | Deficit |  |  | 0 | 0 | 0 | 0 | 0 |  | 0 | 0 | 0 | 0 | 4860 | no |  | 0 | 24300 | no | 19187.6316 | 0 | no | no | 0 | 0 | 0 | 0 | 0 |  | 0 | 0 | 0 | 0 | 0 | 19187.6316 | 15387.1603 | 15549.1342 | 0 | yes | Deficit |  |  | 0 | 0 | 0 | 0 | 0 |  | 0 | 0 | 0 | 0 | 166.7896 | yes |  | 0 | 0 | 0 | 166.7896 | 0 | no | 0 | 0 | 0 | 166.7896 | 0
| 17384.0336 | 0 | no | Surplus | yes |  | 0 | 0 | 0 | 1803.598 | 0 | no | 0 | 0 | 0 | 1803.598 | 4860 | no | 17384.0336 | 0 | 24300 |  |  | 0 |  |  | 0 | 0 | 0 | 0 | 0 |  | 0 | 0 | 0 | 0 | 0 | 17384.0336 | 14447.9876 | 14087.5475 | 0 | no | Surplus | yes |  | 0 | 0 | 0 | 1101.1466 | 0 | no | 0 | 0 | 0 | 1101.1466 | 0 |  |  | 0 | 0 | 0 | 0 | 0 |  | 0 | 0 | 0 | 0 | 0
| 20346.6759 | 0 | yes | Deficit |  |  | 0 | 0 | 0 | 0 | 0 |  | 0 | 0 | 0 | 0 | 4860 | no |  | 0 | 24300 | no | 20346.6759 | 0 | no | no | 0 | 0 | 0 | 0 | 0 |  | 0 | 0 | 0 | 0 | 0 | 20346.6759 | 14178.6059 | 16488.3921 | 0 | yes | Deficit |  |  | 0 | 0 | 0 | 0 | 0 |  | 0 | 0 | 0 | 0 | 91.0584 | yes |  | 0 | 0 | 0 | 91.0584 | 0 | no | 0 | 0 | 0 | 91.0584 | 0
| 20008.9008 | 0 | no | Surplus | yes |  | 0 | 0 | 0 | 337.7751 | 0 | no | 0 | 0 | 0 | 337.7751 | 4860 | no | 20008.9008 | 0 | 24300 |  |  | 0 |  |  | 0 | 0 | 0 | 0 | 0 |  | 0 | 0 | 0 | 0 | 0 | 20008.9008 | 12411.4739 | 16214.6684 | 0 | no | Surplus | yes |  | 0 | 0 | 0 | 4076.9182 | 0 | no | 0 | 0 | 0 | 4076.9182 | 0 |  |  | 0 | 0 | 0 | 0 | 0 |  | 0 | 0 | 0 | 0 | 0
| 17300.2513 | 0 | no | Surplus | yes |  | 0 | 0 | 0 | 2708.6495 | 0 | no | 0 | 0 | 0 | 2708.6495 | 4860 | no | 17300.2513 | 0 | 24300 |  |  | 0 |  |  | 0 | 0 | 0 | 0 | 0 |  | 0 | 0 | 0 | 0 | 0 | 17300.2513 | 14017.767 | 14019.6526 | 0 | no | Surplus | yes |  | 0 | 0 | 0 | 2196.9014 | 0 | no | 0 | 0 | 0 | 2196.9014 | 0 |  |  | 0 | 0 | 0 | 0 | 0 |  | 0 | 0 | 0 | 0 | 0
| 17654.8048 | 0 | yes | Deficit |  |  | 0 | 0 | 0 | 0 | 0 |  | 0 | 0 | 0 | 0 | 4860 | no |  | 0 | 24300 | no | 17654.8048 | 0 | no | no | 0 | 0 | 0 | 0 | 0 |  | 0 | 0 | 0 | 0 | 0 | 17654.8048 | 13536.5085 | 14306.9731 | 0 | no | Surplus | yes |  | 0 | 0 | 0 | 483.1441 | 0 | no | 0 | 0 | 0 | 483.1441 | 0 |  |  | 0 | 0 | 0 | 0 | 0 |  | 0 | 0 | 0 | 0 | 0
| 19210.8764 | 0 | yes | Deficit |  |  | 0 | 0 | 0 | 0 | 0 |  | 0 | 0 | 0 | 0 | 4860 | no |  | 0 | 24300 | no | 19210.8764 | 0 | no | no | 0 | 0 | 0 | 0 | 0 |  | 0 | 0 | 0 | 0 | 0 | 19210.8764 | 14921.729 | 15567.9712 | 0 | yes | Deficit |  |  | 0 | 0 | 0 | 0 | 0 |  | 0 | 0 | 0 | 0 | 614.756 | yes |  | 0 | 0 | 0 | 614.756 | 0 | no | 0 | 0 | 0 | 614.756 | 0
| 19381.6914 | 0 | yes | Deficit |  |  | 0 | 0 | 0 | 0 | 0 |  | 0 | 0 | 0 | 0 | 4860 | no |  | 0 | 24300 | no | 19381.6914 | 0 | no | no | 0 | 0 | 0 | 0 | 0 |  | 0 | 0 | 0 | 0 | 0 | 19381.6914 | 14585.8824 | 15706.395 | 0 | no | Surplus | yes |  | 0 | 0 | 0 | 982.0888 | 0 | no | 0 | 0 | 0 | 982.0888 | 0 |  |  | 0 | 0 | 0 | 0 | 0 |  | 0 | 0 | 0 | 0 | 0
| 19103.1769 | 0 | no | Surplus | yes |  | 0 | 0 | 0 | 278.5145 | 0 | no | 0 | 0 | 0 | 278.5145 | 4860 | no | 19103.1769 | 0 | 24300 |  |  | 0 |  |  | 0 | 0 | 0 | 0 | 0 |  | 0 | 0 | 0 | 0 | 0 | 19103.1769 | 13880.5553 | 15480.6944 | 0 | no | Surplus | yes |  | 0 | 0 | 0 | 1825.8397 | 0 | no | 0 | 0 | 0 | 1825.8397 | 0 |  |  | 0 | 0 | 0 | 0 | 0 |  | 0 | 0 | 0 | 0 | 0
| 19933.6198 | 0 | yes | Deficit |  |  | 0 | 0 | 0 | 0 | 0 |  | 0 | 0 | 0 | 0 | 4860 | no |  | 0 | 24300 | no | 19933.6198 | 0 | no | no | 0 | 0 | 0 | 0 | 0 |  | 0 | 0 | 0 | 0 | 0 | 19933.6198 | 14537.5026 | 16153.6628 | 0 | no | Surplus | yes |  | 0 | 0 | 0 | 943.1918 | 0 | no | 0 | 0 | 0 | 943.1918 | 0 |  |  | 0 | 0 | 0 | 0 | 0 |  | 0 | 0 | 0 | 0 | 0
| 21955.6563 | 0 | yes | Deficit |  |  | 0 | 0 | 0 | 0 | 0 |  | 0 | 0 | 0 | 0 | 4860 | no |  | 0 | 24300 | no | 21955.6563 | 0 | no | no | 0 | 0 | 0 | 0 | 0 |  | 0 | 0 | 0 | 0 | 0 | 21955.6563 | 14309.0447 | 17792.266 | 0 | no | Surplus | yes |  | 0 | 0 | 0 | 1844.6181 | 0 | no | 0 | 0 | 0 | 1844.6181 | 0 |  |  | 0 | 0 | 0 | 0 | 0 |  | 0 | 0 | 0 | 0 | 0
| 22195.9799 | 0 | yes | Deficit |  |  | 0 | 0 | 0 | 0 | 0 |  | 0 | 0 | 0 | 0 | 4860 | no |  | 0 | 24300 | no | 22195.9799 | 0 | no | no | 0 | 0 | 0 | 0 | 0 |  | 0 | 0 | 0 | 0 | 0 | 22195.9799 | 14241.2952 | 17987.0177 | 0 | no | Surplus | yes |  | 0 | 0 | 0 | 3550.9709 | 0 | no | 0 | 0 | 0 | 3550.9709 | 0 |  |  | 0 | 0 | 0 | 0 | 0 |  | 0 | 0 | 0 | 0 | 0
| 21121.0808 | 0 | no | Surplus | yes |  | 0 | 0 | 0 | 1074.899 | 0 | no | 0 | 0 | 0 | 1074.899 | 4860 | no | 21121.0808 | 0 | 24300 |  |  | 0 |  |  | 0 | 0 | 0 | 0 | 0 |  | 0 | 0 | 0 | 0 | 0 | 21121.0808 | 14601.6503 | 17115.9488 | 0 | no | Surplus | yes |  | 0 | 0 | 0 | 3385.3674 | 0 | no | 0 | 0 | 0 | 3385.3674 | 0 |  |  | 0 | 0 | 0 | 0 | 0 |  | 0 | 0 | 0 | 0 | 0
| 20671.4881 | 0 | no | Surplus | yes |  | 0 | 0 | 0 | 449.5928 | 0 | no | 0 | 0 | 0 | 449.5928 | 4860 | no | 20671.4881 | 0 | 24300 |  |  | 0 |  |  | 0 | 0 | 0 | 0 | 0 |  | 0 | 0 | 0 | 0 | 0 | 20671.4881 | 15667.3915 | 16751.6111 | 0 | no | Surplus | yes |  | 0 | 0 | 0 | 1448.5573 | 0 | no | 0 | 0 | 0 | 1448.5573 | 0 |  |  | 0 | 0 | 0 | 0 | 0 |  | 0 | 0 | 0 | 0 | 0
| 22131.9657 | 0 | yes | Deficit |  |  | 0 | 0 | 0 | 0 | 0 |  | 0 | 0 | 0 | 0 | 4860 | no |  | 0 | 24300 | no | 22131.9657 | 0 | no | no | 0 | 0 | 0 | 0 | 0 |  | 0 | 0 | 0 | 0 | 0 | 22131.9657 | 14533.462 | 17935.1424 | 0 | no | Surplus | yes |  | 0 | 0 | 0 | 2218.1491 | 0 | no | 0 | 0 | 0 | 2218.1491 | 0 |  |  | 0 | 0 | 0 | 0 | 0 |  | 0 | 0 | 0 | 0 | 0
| 21329.5994 | 0 | no | Surplus | yes |  | 0 | 0 | 0 | 802.3663 | 0 | no | 0 | 0 | 0 | 802.3663 | 4860 | no | 21329.5994 | 0 | 24300 |  |  | 0 |  |  | 0 | 0 | 0 | 0 | 0 |  | 0 | 0 | 0 | 0 | 0 | 21329.5994 | 14426.4225 | 17284.9266 | 0 | no | Surplus | yes |  | 0 | 0 | 0 | 3508.7199 | 0 | no | 0 | 0 | 0 | 3508.7199 | 0 |  |  | 0 | 0 | 0 | 0 | 0 |  | 0 | 0 | 0 | 0 | 0
| 21104.8268 | 0 | no | Surplus | yes |  | 0 | 0 | 0 | 224.7726 | 0 | no | 0 | 0 | 0 | 224.7726 | 4860 | no | 21104.8268 | 0 | 24300 |  |  | 0 |  |  | 0 | 0 | 0 | 0 | 0 |  | 0 | 0 | 0 | 0 | 0 | 21104.8268 | 15554.5852 | 17102.777 | 0 | no | Surplus | yes |  | 0 | 0 | 0 | 1730.3414 | 0 | no | 0 | 0 | 0 | 1730.3414 | 0 |  |  | 0 | 0 | 0 | 0 | 0 |  | 0 | 0 | 0 | 0 | 0
| 22042.681 | 0 | yes | Deficit |  |  | 0 | 0 | 0 | 0 | 0 |  | 0 | 0 | 0 | 0 | 4860 | no |  | 0 | 24300 | no | 22042.681 | 0 | no | no | 0 | 0 | 0 | 0 | 0 |  | 0 | 0 | 0 | 0 | 0 | 22042.681 | 15486.0165 | 17862.7885 | 0 | no | Surplus | yes |  | 0 | 0 | 0 | 1616.7605 | 0 | no | 0 | 0 | 0 | 1616.7605 | 0 |  |  | 0 | 0 | 0 | 0 | 0 |  | 0 | 0 | 0 | 0 | 0
| 23800.6091 | 0 | yes | Deficit |  |  | 0 | 0 | 0 | 0 | 0 |  | 0 | 0 | 0 | 0 | 4860 | no |  | 0 | 24300 | no | 23800.6091 | 0 | no | no | 0 | 0 | 0 | 0 | 0 |  | 0 | 0 | 0 | 0 | 0 | 23800.6091 | 15133.6982 | 19287.3656 | 0 | no | Surplus | yes |  | 0 | 0 | 0 | 2729.0903 | 0 | no | 0 | 0 | 0 | 2729.0903 | 0 |  |  | 0 | 0 | 0 | 0 | 0 |  | 0 | 0 | 0 | 0 | 0
| 24882.2782 | 0 | yes | Deficit |  |  | 0 | 0 | 0 | 0 | 0 |  | 0 | 0 | 0 | 0 | 4860 | no |  | 0 | 24300 | yes | 24300 | 582.2782 | yes |  | 0 | 0 | 0 | 582.2782 | 0 | no | 0 | 0 | 0 | 582.2782 | 0 | 24300 | 15184.1748 | 19692.0583 | 0 | no | Surplus | yes |  | 0 | 0 | 0 | 4103.1908 | 0 | no | 0 | 0 | 0 | 4103.1908 | 0 |  |  | 0 | 0 | 0 | 0 | 0 |  | 0 | 0 | 0 | 0 | 0
| 22640.9092 | 0 | no | Surplus | yes |  | 0 | 0 | 0 | 1659.0908 | 0 | no | 0 | 0 | 0 | 1659.0908 | 4860 | no | 22640.9092 | 0 | 24300 |  |  | 0 |  |  | 0 | 0 | 0 | 0 | 0 |  | 0 | 0 | 0 | 0 | 0 | 22640.9092 | 15234.1121 | 18347.5763 | 0 | no | Surplus | yes |  | 0 | 0 | 0 | 4457.9463 | 0 | no | 0 | 0 | 0 | 4457.9463 | 0 |  |  | 0 | 0 | 0 | 0 | 0 |  | 0 | 0 | 0 | 0 | 0
| 23235.521 | 0 | yes | Deficit |  |  | 0 | 0 | 0 | 0 | 0 |  | 0 | 0 | 0 | 0 | 4860 | no |  | 0 | 24300 | no | 23235.521 | 0 | no | no | 0 | 0 | 0 | 0 | 0 |  | 0 | 0 | 0 | 0 | 0 | 23235.521 | 15240.673 | 18829.4336 | 0 | no | Surplus | yes |  | 0 | 0 | 0 | 3106.9034 | 0 | no | 0 | 0 | 0 | 3106.9034 | 0 |  |  | 0 | 0 | 0 | 0 | 0 |  | 0 | 0 | 0 | 0 | 0
| 23476.7618 | 0 | yes | Deficit |  |  | 0 | 0 | 0 | 0 | 0 |  | 0 | 0 | 0 | 0 | 4860 | no |  | 0 | 24300 | no | 23476.7618 | 0 | no | no | 0 | 0 | 0 | 0 | 0 |  | 0 | 0 | 0 | 0 | 0 | 23476.7618 | 17597.0092 | 19024.9286 | 0 | no | Surplus | yes |  | 0 | 0 | 0 | 1232.4244 | 0 | no | 0 | 0 | 0 | 1232.4244 | 0 |  |  | 0 | 0 | 0 | 0 | 0 |  | 0 | 0 | 0 | 0 | 0
| 22199.0278 | 0 | no | Surplus | yes |  | 0 | 0 | 0 | 1277.7341 | 0 | no | 0 | 0 | 0 | 1277.7341 | 4860 | no | 22199.0278 | 0 | 24300 |  |  | 0 |  |  | 0 | 0 | 0 | 0 | 0 |  | 0 | 0 | 0 | 0 | 0 | 22199.0278 | 16169.8259 | 17989.4877 | 0 | no | Surplus | yes |  | 0 | 0 | 0 | 2855.1027 | 0 | no | 0 | 0 | 0 | 2855.1027 | 0 |  |  | 0 | 0 | 0 | 0 | 0 |  | 0 | 0 | 0 | 0 | 0
| 21307.6765 | 0 | no | Surplus | yes |  | 0 | 0 | 0 | 891.3512 | 0 | no | 0 | 0 | 0 | 891.3512 | 4860 | no | 21307.6765 | 0 | 24300 |  |  | 0 |  |  | 0 | 0 | 0 | 0 | 0 |  | 0 | 0 | 0 | 0 | 0 | 21307.6765 | 16485.5232 | 17267.1609 | 0 | no | Surplus | yes |  | 0 | 0 | 0 | 1503.9645 | 0 | no | 0 | 0 | 0 | 1503.9645 | 0 |  |  | 0 | 0 | 0 | 0 | 0 |  | 0 | 0 | 0 | 0 | 0
| 24109.4358 | 0 | yes | Deficit |  |  | 0 | 0 | 0 | 0 | 0 |  | 0 | 0 | 0 | 0 | 4860 | no |  | 0 | 24300 | no | 24109.4358 | 0 | no | no | 0 | 0 | 0 | 0 | 0 |  | 0 | 0 | 0 | 0 | 0 | 24109.4358 | 15805.9488 | 19537.6303 | 0 | no | Surplus | yes |  | 0 | 0 | 0 | 1461.2121 | 0 | no | 0 | 0 | 0 | 1461.2121 | 0 |  |  | 0 | 0 | 0 | 0 | 0 |  | 0 | 0 | 0 | 0 | 0
| 24097.1041 | 0 | no | Surplus | yes |  | 0 | 0 | 0 | 12.3317 | 0 | no | 0 | 0 | 0 | 12.3317 | 4860 | no | 24097.1041 | 0 | 24300 |  |  | 0 |  |  | 0 | 0 | 0 | 0 | 0 |  | 0 | 0 | 0 | 0 | 0 | 24097.1041 | 16105.1158 | 19527.6371 | 0 | no | Surplus | yes |  | 0 | 0 | 0 | 3432.5145 | 0 | no | 0 | 0 | 0 | 3432.5145 | 0 |  |  | 0 | 0 | 0 | 0 | 0 |  | 0 | 0 | 0 | 0 | 0
| 23117.8822 | 0 | no | Surplus | yes |  | 0 | 0 | 0 | 979.222 | 0 | no | 0 | 0 | 0 | 979.222 | 4860 | no | 23117.8822 | 0 | 24300 |  |  | 0 |  |  | 0 | 0 | 0 | 0 | 0 |  | 0 | 0 | 0 | 0 | 0 | 23117.8822 | 15432.6097 | 18734.1022 | 0 | no | Surplus | yes |  | 0 | 0 | 0 | 4095.0274 | 0 | no | 0 | 0 | 0 | 4095.0274 | 0 |  |  | 0 | 0 | 0 | 0 | 0 |  | 0 | 0 | 0 | 0 | 0
| 23063.5624 | 0 | no | Surplus | yes |  | 0 | 0 | 0 | 54.3198 | 0 | no | 0 | 0 | 0 | 54.3198 | 4860 | no | 23063.5624 | 0 | 24300 |  |  | 0 |  |  | 0 | 0 | 0 | 0 | 0 |  | 0 | 0 | 0 | 0 | 0 | 23063.5624 | 15369.9282 | 18690.0829 | 0 | no | Surplus | yes |  | 0 | 0 | 0 | 3364.1741 | 0 | no | 0 | 0 | 0 | 3364.1741 | 0 |  |  | 0 | 0 | 0 | 0 | 0 |  | 0 | 0 | 0 | 0 | 0
| 21833.7681 | 0 | no | Surplus | yes |  | 0 | 0 | 0 | 1229.7943 | 0 | no | 0 | 0 | 0 | 1229.7943 | 4860 | no | 21833.7681 | 0 | 24300 |  |  | 0 |  |  | 0 | 0 | 0 | 0 | 0 |  | 0 | 0 | 0 | 0 | 0 | 21833.7681 | 15497.396 | 17693.4911 | 0 | no | Surplus | yes |  | 0 | 0 | 0 | 3192.6869 | 0 | no | 0 | 0 | 0 | 3192.6869 | 0 |  |  | 0 | 0 | 0 | 0 | 0 |  | 0 | 0 | 0 | 0 | 0
| 18841.1936 | 0 | no | Surplus | yes |  | 0 | 0 | 0 | 2992.5744 | 0 | no | 0 | 0 | 0 | 2992.5744 | 4860 | no | 18841.1936 | 0 | 24300 |  |  | 0 |  |  | 0 | 0 | 0 | 0 | 0 |  | 0 | 0 | 0 | 0 | 0 | 18841.1936 | 16835.2365 | 15268.3903 | 0 | no | Surplus | yes |  | 0 | 0 | 0 | 858.2546 | 0 | no | 0 | 0 | 0 | 858.2546 | 0 |  |  | 0 | 0 | 0 | 0 | 0 |  | 0 | 0 | 0 | 0 | 0
| 18206.6263 | 0 | no | Surplus | yes |  | 0 | 0 | 0 | 634.5674 | 0 | no | 0 | 0 | 0 | 634.5674 | 4860 | no | 18206.6263 | 0 | 24300 |  |  | 0 |  |  | 0 | 0 | 0 | 0 | 0 |  | 0 | 0 | 0 | 0 | 0 | 18206.6263 | 16350.991 | 14754.1542 | 0 | yes | Deficit |  |  | 0 | 0 | 0 | 0 | 0 |  | 0 | 0 | 0 | 0 | 1082.6006 | yes |  | 0 | 0 | 0 | 1082.6006 | 0 | no | 0 | 0 | 0 | 1082.6006 | 0
| 22032.6648 | 0 | yes | Deficit |  |  | 0 | 0 | 0 | 0 | 0 |  | 0 | 0 | 0 | 0 | 4860 | no |  | 0 | 24300 | no | 22032.6648 | 0 | no | no | 0 | 0 | 0 | 0 | 0 |  | 0 | 0 | 0 | 0 | 0 | 22032.6648 | 16567.0976 | 17854.6717 | 0 | yes | Deficit |  |  | 0 | 0 | 0 | 0 | 0 |  | 0 | 0 | 0 | 0 | 1812.9434 | yes |  | 0 | 0 | 0 | 1812.9434 | 0 | no | 0 | 0 | 0 | 1812.9434 | 0
| 18796.9136 | 0 | no | Surplus | yes |  | 0 | 0 | 0 | 3235.7512 | 0 | no | 0 | 0 | 0 | 3235.7512 | 4860 | no | 18796.9136 | 0 | 24300 |  |  | 0 |  |  | 0 | 0 | 0 | 0 | 0 |  | 0 | 0 | 0 | 0 | 0 | 18796.9136 | 16673.493 | 15232.507 | 0 | no | Surplus | yes |  | 0 | 0 | 0 | 1181.1787 | 0 | no | 0 | 0 | 0 | 1181.1787 | 0 |  |  | 0 | 0 | 0 | 0 | 0 |  | 0 | 0 | 0 | 0 | 0
| 19392.17 | 0 | yes | Deficit |  |  | 0 | 0 | 0 | 0 | 0 |  | 0 | 0 | 0 | 0 | 4860 | no |  | 0 | 24300 | no | 19392.17 | 0 | no | no | 0 | 0 | 0 | 0 | 0 |  | 0 | 0 | 0 | 0 | 0 | 19392.17 | 16289.1816 | 15714.8866 | 0 | yes | Deficit |  |  | 0 | 0 | 0 | 0 | 0 |  | 0 | 0 | 0 | 0 | 1056.6746 | yes |  | 0 | 0 | 0 | 1056.6746 | 0 | no | 0 | 0 | 0 | 1056.6746 | 0
| 18667.4498 | 0 | no | Surplus | yes |  | 0 | 0 | 0 | 724.7203 | 0 | no | 0 | 0 | 0 | 724.7203 | 4860 | no | 18667.4498 | 0 | 24300 |  |  | 0 |  |  | 0 | 0 | 0 | 0 | 0 |  | 0 | 0 | 0 | 0 | 0 | 18667.4498 | 16828.8311 | 15127.593 | 0 | yes | Deficit |  |  | 0 | 0 | 0 | 0 | 0 |  | 0 | 0 | 0 | 0 | 1113.9446 | yes |  | 0 | 0 | 0 | 1113.9446 | 0 | no | 0 | 0 | 0 | 1113.9446 | 0
| 16963.6709 | 0 | no | Surplus | yes |  | 0 | 0 | 0 | 1703.7789 | 0 | no | 0 | 0 | 0 | 1703.7789 | 4860 | no | 16963.6709 | 0 | 24300 |  |  | 0 |  |  | 0 | 0 | 0 | 0 | 0 |  | 0 | 0 | 0 | 0 | 0 | 16963.6709 | 16888.0173 | 13746.897 | 0 | yes | Deficit |  |  | 0 | 0 | 0 | 0 | 0 |  | 0 | 0 | 0 | 0 | 1760.4243 | yes |  | 0 | 0 | 0 | 1760.4243 | 0 | no | 0 | 0 | 0 | 1760.4243 | 0
| 17447.6012 | 0 | yes | Deficit |  |  | 0 | 0 | 0 | 0 | 0 |  | 0 | 0 | 0 | 0 | 4860 | no |  | 0 | 24300 | no | 17447.6012 | 0 | no | no | 0 | 0 | 0 | 0 | 0 |  | 0 | 0 | 0 | 0 | 0 | 17447.6012 | 16922.4091 | 14139.061 | 0 | yes | Deficit |  |  | 0 | 0 | 0 | 0 | 0 |  | 0 | 0 | 0 | 0 | 3175.5121 | yes |  | 0 | 0 | 0 | 3175.5121 | 0 | no | 0 | 0 | 0 | 3175.5121 | 0
| 17342.9005 | 0 | no | Surplus | yes |  | 0 | 0 | 0 | 104.7007 | 0 | no | 0 | 0 | 0 | 104.7007 | 4860 | no | 17342.9005 | 0 | 24300 |  |  | 0 |  |  | 0 | 0 | 0 | 0 | 0 |  | 0 | 0 | 0 | 0 | 0 | 17342.9005 | 16584.2621 | 14054.2144 | 0 | yes | Deficit |  |  | 0 | 0 | 0 | 0 | 0 |  | 0 | 0 | 0 | 0 | 2445.2012 | yes |  | 0 | 0 | 0 | 2445.2012 | 0 | no | 0 | 0 | 0 | 2445.2012 | 0
| 17425.6936 | 0 | yes | Deficit |  |  | 0 | 0 | 0 | 0 | 0 |  | 0 | 0 | 0 | 0 | 4860 | no |  | 0 | 24300 | no | 17425.6936 | 0 | no | no | 0 | 0 | 0 | 0 | 0 |  | 0 | 0 | 0 | 0 | 0 | 17425.6936 | 15894.9862 | 14121.3076 | 0 | yes | Deficit |  |  | 0 | 0 | 0 | 0 | 0 |  | 0 | 0 | 0 | 0 | 1840.7718 | yes |  | 0 | 0 | 0 | 1840.7718 | 0 | no | 0 | 0 | 0 | 1840.7718 | 0
| 15872.3476 | 0 | no | Surplus | yes |  | 0 | 0 | 0 | 1553.346 | 0 | no | 0 | 0 | 0 | 1553.346 | 4860 | no | 15872.3476 | 0 | 24300 |  |  | 0 |  |  | 0 | 0 | 0 | 0 | 0 |  | 0 | 0 | 0 | 0 | 0 | 15872.3476 | 15527.4626 | 12862.5183 | 0 | yes | Deficit |  |  | 0 | 0 | 0 | 0 | 0 |  | 0 | 0 | 0 | 0 | 1406.155 | yes |  | 0 | 0 | 0 | 1406.155 | 0 | no | 0 | 0 | 0 | 1406.155 | 0
| 15966.4818 | 0 | yes | Deficit |  |  | 0 | 0 | 0 | 0 | 0 |  | 0 | 0 | 0 | 0 | 4860 | no |  | 0 | 24300 | no | 15966.4818 | 0 | no | no | 0 | 0 | 0 | 0 | 0 |  | 0 | 0 | 0 | 0 | 0 | 15966.4818 | 15879.0799 | 12938.8021 | 0 | yes | Deficit |  |  | 0 | 0 | 0 | 0 | 0 |  | 0 | 0 | 0 | 0 | 3016.5616 | yes |  | 0 | 0 | 0 | 3016.5616 | 0 | no | 0 | 0 | 0 | 3016.5616 | 0
| 15794.6215 | 0 | no | Surplus | yes |  | 0 | 0 | 0 | 171.8603 | 0 | no | 0 | 0 | 0 | 171.8603 | 4860 | no | 15794.6215 | 0 | 24300 |  |  | 0 |  |  | 0 | 0 | 0 | 0 | 0 |  | 0 | 0 | 0 | 0 | 0 | 15794.6215 | 16410.3897 | 12799.5312 | 0 | yes | Deficit |  |  | 0 | 0 | 0 | 0 | 0 |  | 0 | 0 | 0 | 0 | 3471.5876 | yes |  | 0 | 0 | 0 | 3471.5876 | 0 | no | 0 | 0 | 0 | 3471.5876 | 0
| 16663.5088 | 0 | yes | Deficit |  |  | 0 | 0 | 0 | 0 | 0 |  | 0 | 0 | 0 | 0 | 4860 | no |  | 0 | 24300 | no | 16663.5088 | 0 | no | no | 0 | 0 | 0 | 0 | 0 |  | 0 | 0 | 0 | 0 | 0 | 16663.5088 | 16318.4295 | 13503.6538 | 0 | yes | Deficit |  |  | 0 | 0 | 0 | 0 | 0 |  | 0 | 0 | 0 | 0 | 3518.8983 | yes |  | 0 | 0 | 0 | 3518.8983 | 0 | no | 0 | 0 | 0 | 3518.8983 | 0
| 16717.7106 | 0 | yes | Deficit |  |  | 0 | 0 | 0 | 0 | 0 |  | 0 | 0 | 0 | 0 | 4860 | no |  | 0 | 24300 | no | 16717.7106 | 0 | no | no | 0 | 0 | 0 | 0 | 0 |  | 0 | 0 | 0 | 0 | 0 | 16717.7106 | 16485.4461 | 13547.5775 | 0 | yes | Deficit |  |  | 0 | 0 | 0 | 0 | 0 |  | 0 | 0 | 0 | 0 | 2981.7922 | yes |  | 0 | 0 | 0 | 2981.7922 | 0 | no | 0 | 0 | 0 | 2981.7922 | 0
| 18604.2572 | 0 | yes | Deficit |  |  | 0 | 0 | 0 | 0 | 0 |  | 0 | 0 | 0 | 0 | 4860 | no |  | 0 | 24300 | no | 18604.2572 | 0 | no | no | 0 | 0 | 0 | 0 | 0 |  | 0 | 0 | 0 | 0 | 0 | 18604.2572 | 16954.74 | 15076.3835 | 0 | yes | Deficit |  |  | 0 | 0 | 0 | 0 | 0 |  | 0 | 0 | 0 | 0 | 3407.1625 | yes |  | 0 | 0 | 0 | 3407.1625 | 0 | no | 0 | 0 | 0 | 3407.1625 | 0
| 18554.302 | 0 | no | Surplus | yes |  | 0 | 0 | 0 | 49.9552 | 0 | no | 0 | 0 | 0 | 49.9552 | 4860 | no | 18554.302 | 0 | 24300 |  |  | 0 |  |  | 0 | 0 | 0 | 0 | 0 |  | 0 | 0 | 0 | 0 | 0 | 18554.302 | 16896.3044 | 15035.9011 | 0 | yes | Deficit |  |  | 0 | 0 | 0 | 0 | 0 |  | 0 | 0 | 0 | 0 | 1819.9209 | yes |  | 0 | 0 | 0 | 1819.9209 | 0 | no | 0 | 0 | 0 | 1819.9209 | 0
| 16374.9474 | 0 | no | Surplus | yes |  | 0 | 0 | 0 | 2179.3545 | 0 | no | 0 | 0 | 0 | 2179.3545 | 4860 | no | 16374.9474 | 0 | 24300 |  |  | 0 |  |  | 0 | 0 | 0 | 0 | 0 |  | 0 | 0 | 0 | 0 | 0 | 16374.9474 | 17079.3865 | 13269.8115 | 0 | yes | Deficit |  |  | 0 | 0 | 0 | 0 | 0 |  | 0 | 0 | 0 | 0 | 2043.4854 | yes |  | 0 | 0 | 0 | 2043.4854 | 0 | no | 0 | 0 | 0 | 2043.4854 | 0
| 18736.9159 | 0 | yes | Deficit |  |  | 0 | 0 | 0 | 0 | 0 |  | 0 | 0 | 0 | 0 | 4860 | no |  | 0 | 24300 | no | 18736.9159 | 0 | no | no | 0 | 0 | 0 | 0 | 0 |  | 0 | 0 | 0 | 0 | 0 | 18736.9159 | 16850.4487 | 15183.8864 | 0 | yes | Deficit |  |  | 0 | 0 | 0 | 0 | 0 |  | 0 | 0 | 0 | 0 | 3580.6372 | yes |  | 0 | 0 | 0 | 3580.6372 | 0 | no | 0 | 0 | 0 | 3580.6372 | 0
| 20491.0451 | 0 | yes | Deficit |  |  | 0 | 0 | 0 | 0 | 0 |  | 0 | 0 | 0 | 0 | 4860 | no |  | 0 | 24300 | no | 20491.0451 | 0 | no | no | 0 | 0 | 0 | 0 | 0 |  | 0 | 0 | 0 | 0 | 0 | 20491.0451 | 17363.509 | 16605.385 | 0 | yes | Deficit |  |  | 0 | 0 | 0 | 0 | 0 |  | 0 | 0 | 0 | 0 | 2179.6225 | yes |  | 0 | 0 | 0 | 2179.6225 | 0 | no | 0 | 0 | 0 | 2179.6225 | 0
| 17162.0554 | 0 | no | Surplus | yes |  | 0 | 0 | 0 | 3328.9897 | 0 | no | 0 | 0 | 0 | 3328.9897 | 4860 | no | 17162.0554 | 0 | 24300 |  |  | 0 |  |  | 0 | 0 | 0 | 0 | 0 |  | 0 | 0 | 0 | 0 | 0 | 17162.0554 | 17399.4588 | 13907.6624 | 0 | yes | Deficit |  |  | 0 | 0 | 0 | 0 | 0 |  | 0 | 0 | 0 | 0 | 794.0738 | yes |  | 0 | 0 | 0 | 794.0738 | 0 | no | 0 | 0 | 0 | 794.0738 | 0
| 15687.4144 | 0 | no | Surplus | yes |  | 0 | 0 | 0 | 1474.641 | 0 | no | 0 | 0 | 0 | 1474.641 | 4860 | no | 15687.4144 | 0 | 24300 |  |  | 0 |  |  | 0 | 0 | 0 | 0 | 0 |  | 0 | 0 | 0 | 0 | 0 | 15687.4144 | 17477.7935 | 12712.6535 | 0 | yes | Deficit |  |  | 0 | 0 | 0 | 0 | 0 |  | 0 | 0 | 0 | 0 | 3570.1311 | yes |  | 0 | 0 | 0 | 3570.1311 | 0 | no | 0 | 0 | 0 | 3570.1311 | 0
| 15982.5934 | 0 | yes | Deficit |  |  | 0 | 0 | 0 | 0 | 0 |  | 0 | 0 | 0 | 0 | 4860 | no |  | 0 | 24300 | no | 15982.5934 | 0 | no | no | 0 | 0 | 0 | 0 | 0 |  | 0 | 0 | 0 | 0 | 0 | 15982.5934 | 17188.4319 | 12951.8585 | 0 | yes | Deficit |  |  | 0 | 0 | 0 | 0 | 0 |  | 0 | 0 | 0 | 0 | 4475.7784 | yes |  | 0 | 0 | 0 | 4475.7784 | 0 | no | 0 | 0 | 0 | 4475.7784 | 0
| 16594.8913 | 0 | yes | Deficit |  |  | 0 | 0 | 0 | 0 | 0 |  | 0 | 0 | 0 | 0 | 4860 | no |  | 0 | 24300 | no | 16594.8913 | 0 | no | no | 0 | 0 | 0 | 0 | 0 |  | 0 | 0 | 0 | 0 | 0 | 16594.8913 | 16286.0774 | 13448.0481 | 0 | yes | Deficit |  |  | 0 | 0 | 0 | 0 | 0 |  | 0 | 0 | 0 | 0 | 3334.2189 | yes |  | 0 | 0 | 0 | 3334.2189 | 0 | no | 0 | 0 | 0 | 3334.2189 | 0
| 19961.2026 | 0 | yes | Deficit |  |  | 0 | 0 | 0 | 0 | 0 |  | 0 | 0 | 0 | 0 | 4860 | no |  | 0 | 24300 | no | 19961.2026 | 0 | no | no | 0 | 0 | 0 | 0 | 0 |  | 0 | 0 | 0 | 0 | 0 | 19961.2026 | 17031.0129 | 16176.0151 | 0 | yes | Deficit |  |  | 0 | 0 | 0 | 0 | 0 |  | 0 | 0 | 0 | 0 | 3582.9649 | yes |  | 0 | 0 | 0 | 3582.9649 | 0 | no | 0 | 0 | 0 | 3582.9649 | 0
| 21579.7333 | 0 | yes | Deficit |  |  | 0 | 0 | 0 | 0 | 0 |  | 0 | 0 | 0 | 0 | 4860 | no |  | 0 | 24300 | no | 21579.7333 | 0 | no | no | 0 | 0 | 0 | 0 | 0 |  | 0 | 0 | 0 | 0 | 0 | 21579.7333 | 17473.9699 | 17487.6283 | 0 | yes | Deficit |  |  | 0 | 0 | 0 | 0 | 0 |  | 0 | 0 | 0 | 0 | 1297.9548 | yes |  | 0 | 0 | 0 | 1297.9548 | 0 | no | 0 | 0 | 0 | 1297.9548 | 0
| 18151.8168 | 0 | no | Surplus | yes |  | 0 | 0 | 0 | 3427.9165 | 0 | no | 0 | 0 | 0 | 3427.9165 | 4860 | no | 18151.8168 | 0 | 24300 |  |  | 0 |  |  | 0 | 0 | 0 | 0 | 0 |  | 0 | 0 | 0 | 0 | 0 | 18151.8168 | 17461.2208 | 14709.7381 | 0 | no | Surplus | yes |  | 0 | 0 | 0 | 26.4075 | 0 | no | 0 | 0 | 0 | 26.4075 | 0 |  |  | 0 | 0 | 0 | 0 | 0 |  | 0 | 0 | 0 | 0 | 0
| 17276.9925 | 0 | no | Surplus | yes |  | 0 | 0 | 0 | 874.8243 | 0 | no | 0 | 0 | 0 | 874.8243 | 4860 | no | 17276.9925 | 0 | 24300 |  |  | 0 |  |  | 0 | 0 | 0 | 0 | 0 |  | 0 | 0 | 0 | 0 | 0 | 17276.9925 | 17555.6655 | 14000.8043 | 0 | yes | Deficit |  |  | 0 | 0 | 0 | 0 | 0 |  | 0 | 0 | 0 | 0 | 2845.9275 | yes |  | 0 | 0 | 0 | 2845.9275 | 0 | no | 0 | 0 | 0 | 2845.9275 | 0
| 17209.2193 | 0 | no | Surplus | yes |  | 0 | 0 | 0 | 67.7732 | 0 | no | 0 | 0 | 0 | 67.7732 | 4860 | no | 17209.2193 | 0 | 24300 |  |  | 0 |  |  | 0 | 0 | 0 | 0 | 0 |  | 0 | 0 | 0 | 0 | 0 | 17209.2193 | 16923.0588 | 13945.8827 | 0 | yes | Deficit |  |  | 0 | 0 | 0 | 0 | 0 |  | 0 | 0 | 0 | 0 | 2922.2545 | yes |  | 0 | 0 | 0 | 2922.2545 | 0 | no | 0 | 0 | 0 | 2922.2545 | 0
| 15287.8935 | 0 | no | Surplus | yes |  | 0 | 0 | 0 | 1921.3258 | 0 | no | 0 | 0 | 0 | 1921.3258 | 4860 | no | 15287.8935 | 0 | 24300 |  |  | 0 |  |  | 0 | 0 | 0 | 0 | 0 |  | 0 | 0 | 0 | 0 | 0 | 15287.8935 | 17112.367 | 12388.8926 | 0 | yes | Deficit |  |  | 0 | 0 | 0 | 0 | 0 |  | 0 | 0 | 0 | 0 | 3166.4843 | yes |  | 0 | 0 | 0 | 3166.4843 | 0 | no | 0 | 0 | 0 | 3166.4843 | 0
| 18316.6769 | 0 | yes | Deficit |  |  | 0 | 0 | 0 | 0 | 0 |  | 0 | 0 | 0 | 0 | 4860 | no |  | 0 | 24300 | no | 18316.6769 | 0 | no | no | 0 | 0 | 0 | 0 | 0 |  | 0 | 0 | 0 | 0 | 0 | 18316.6769 | 17943.9788 | 14843.3362 | 0 | yes | Deficit |  |  | 0 | 0 | 0 | 0 | 0 |  | 0 | 0 | 0 | 0 | 5555.0862 | yes |  | 0 | 0 | 0 | 5555.0862 | 0 | no | 0 | 0 | 0 | 5555.0862 | 0
| 20413.6633 | 0 | yes | Deficit |  |  | 0 | 0 | 0 | 0 | 0 |  | 0 | 0 | 0 | 0 | 4860 | no |  | 0 | 24300 | no | 20413.6633 | 0 | no | no | 0 | 0 | 0 | 0 | 0 |  | 0 | 0 | 0 | 0 | 0 | 20413.6633 | 18384.1699 | 16542.6769 | 0 | yes | Deficit |  |  | 0 | 0 | 0 | 0 | 0 |  | 0 | 0 | 0 | 0 | 3540.8337 | yes |  | 0 | 0 | 0 | 3540.8337 | 0 | no | 0 | 0 | 0 | 3540.8337 | 0
| 19232.2495 | 0 | no | Surplus | yes |  | 0 | 0 | 0 | 1181.4138 | 0 | no | 0 | 0 | 0 | 1181.4138 | 4860 | no | 19232.2495 | 0 | 24300 |  |  | 0 |  |  | 0 | 0 | 0 | 0 | 0 |  | 0 | 0 | 0 | 0 | 0 | 19232.2495 | 18145.1157 | 15585.2913 | 0 | yes | Deficit |  |  | 0 | 0 | 0 | 0 | 0 |  | 0 | 0 | 0 | 0 | 1602.4388 | yes |  | 0 | 0 | 0 | 1602.4388 | 0 | no | 0 | 0 | 0 | 1602.4388 | 0
| 18011.6999 | 0 | no | Surplus | yes |  | 0 | 0 | 0 | 1220.5496 | 0 | no | 0 | 0 | 0 | 1220.5496 | 4860 | no | 18011.6999 | 0 | 24300 |  |  | 0 |  |  | 0 | 0 | 0 | 0 | 0 |  | 0 | 0 | 0 | 0 | 0 | 18011.6999 | 17095.211 | 14596.1912 | 0 | yes | Deficit |  |  | 0 | 0 | 0 | 0 | 0 |  | 0 | 0 | 0 | 0 | 1509.9197 | yes |  | 0 | 0 | 0 | 1509.9197 | 0 | no | 0 | 0 | 0 | 1509.9197 | 0
| 18027.3161 | 0 | yes | Deficit |  |  | 0 | 0 | 0 | 0 | 0 |  | 0 | 0 | 0 | 0 | 4860 | no |  | 0 | 24300 | no | 18027.3161 | 0 | no | no | 0 | 0 | 0 | 0 | 0 |  | 0 | 0 | 0 | 0 | 0 | 18027.3161 | 18189.795 | 14608.8461 | 0 | yes | Deficit |  |  | 0 | 0 | 0 | 0 | 0 |  | 0 | 0 | 0 | 0 | 3593.6037 | yes |  | 0 | 0 | 0 | 3593.6037 | 0 | no | 0 | 0 | 0 | 3593.6037 | 0
| 19218.1021 | 0 | yes | Deficit |  |  | 0 | 0 | 0 | 0 | 0 |  | 0 | 0 | 0 | 0 | 4860 | no |  | 0 | 24300 | no | 19218.1021 | 0 | no | no | 0 | 0 | 0 | 0 | 0 |  | 0 | 0 | 0 | 0 | 0 | 19218.1021 | 17614.5315 | 15573.8267 | 0 | yes | Deficit |  |  | 0 | 0 | 0 | 0 | 0 |  | 0 | 0 | 0 | 0 | 3005.6854 | yes |  | 0 | 0 | 0 | 3005.6854 | 0 | no | 0 | 0 | 0 | 3005.6854 | 0
| 17383.6556 | 0 | no | Surplus | yes |  | 0 | 0 | 0 | 1834.4465 | 0 | no | 0 | 0 | 0 | 1834.4465 | 4860 | no | 17383.6556 | 0 | 24300 |  |  | 0 |  |  | 0 | 0 | 0 | 0 | 0 |  | 0 | 0 | 0 | 0 | 0 | 17383.6556 | 17101.941 | 14087.2412 | 0 | yes | Deficit |  |  | 0 | 0 | 0 | 0 | 0 |  | 0 | 0 | 0 | 0 | 1528.1144 | yes |  | 0 | 0 | 0 | 1528.1144 | 0 | no | 0 | 0 | 0 | 1528.1144 | 0
| 15781.4959 | 0 | no | Surplus | yes |  | 0 | 0 | 0 | 1602.1597 | 0 | no | 0 | 0 | 0 | 1602.1597 | 4860 | no | 15781.4959 | 0 | 24300 |  |  | 0 |  |  | 0 | 0 | 0 | 0 | 0 |  | 0 | 0 | 0 | 0 | 0 | 15781.4959 | 16997.2346 | 12788.8946 | 0 | yes | Deficit |  |  | 0 | 0 | 0 | 0 | 0 |  | 0 | 0 | 0 | 0 | 2909.9934 | yes |  | 0 | 0 | 0 | 2909.9934 | 0 | no | 0 | 0 | 0 | 2909.9934 | 0
| 13104.4192 | 0 | no | Surplus | yes |  | 0 | 0 | 0 | 2677.0767 | 0 | no | 0 | 0 | 0 | 2677.0767 | 4860 | no | 13104.4192 | 0 | 24300 |  |  | 0 |  |  | 0 | 0 | 0 | 0 | 0 |  | 0 | 0 | 0 | 0 | 0 | 13104.4192 | 15000.285 | 10619.4645 | 0 | yes | Deficit |  |  | 0 | 0 | 0 | 0 | 0 |  | 0 | 0 | 0 | 0 | 2211.3904 | yes |  | 0 | 0 | 0 | 2211.3904 | 0 | no | 0 | 0 | 0 | 2211.3904 | 0
| 13539.5452 | 0 | yes | Deficit |  |  | 0 | 0 | 0 | 0 | 0 |  | 0 | 0 | 0 | 0 | 4860 | no |  | 0 | 24300 | no | 13539.5452 | 0 | no | no | 0 | 0 | 0 | 0 | 0 |  | 0 | 0 | 0 | 0 | 0 | 13539.5452 | 13036.0595 | 10972.0788 | 0 | yes | Deficit |  |  | 0 | 0 | 0 | 0 | 0 |  | 0 | 0 | 0 | 0 | 2416.595 | yes |  | 0 | 0 | 0 | 2416.595 | 0 | no | 0 | 0 | 0 | 2416.595 | 0
| 12625.4826 | 0 | no | Surplus | yes |  | 0 | 0 | 0 | 914.0626 | 0 | no | 0 | 0 | 0 | 914.0626 | 4860 | no | 12625.4826 | 0 | 24300 |  |  | 0 |  |  | 0 | 0 | 0 | 0 | 0 |  | 0 | 0 | 0 | 0 | 0 | 12625.4826 | 11749.2536 | 10231.3473 | 0 | yes | Deficit |  |  | 0 | 0 | 0 | 0 | 0 |  | 0 | 0 | 0 | 0 | 777.1749 | yes |  | 0 | 0 | 0 | 777.1749 | 0 | no | 0 | 0 | 0 | 777.1749 | 0
| 12572.707 | 0 | no | Surplus | yes |  | 0 | 0 | 0 | 52.7757 | 0 | no | 0 | 0 | 0 | 52.7757 | 4860 | no | 12572.707 | 0 | 24300 |  |  | 0 |  |  | 0 | 0 | 0 | 0 | 0 |  | 0 | 0 | 0 | 0 | 0 | 12572.707 | 11958.816 | 10188.5794 | 0 | yes | Deficit |  |  | 0 | 0 | 0 | 0 | 0 |  | 0 | 0 | 0 | 0 | 1727.4686 | yes |  | 0 | 0 | 0 | 1727.4686 | 0 | no | 0 | 0 | 0 | 1727.4686 | 0
| 13712.0753 | 0 | yes | Deficit |  |  | 0 | 0 | 0 | 0 | 0 |  | 0 | 0 | 0 | 0 | 4860 | no |  | 0 | 24300 | no | 13712.0753 | 0 | no | no | 0 | 0 | 0 | 0 | 0 |  | 0 | 0 | 0 | 0 | 0 | 13712.0753 | 13648.6963 | 11111.8925 | 0 | yes | Deficit |  |  | 0 | 0 | 0 | 0 | 0 |  | 0 | 0 | 0 | 0 | 3460.1169 | yes |  | 0 | 0 | 0 | 3460.1169 | 0 | no | 0 | 0 | 0 | 3460.1169 | 0
| 13949.2256 | 0 | yes | Deficit |  |  | 0 | 0 | 0 | 0 | 0 |  | 0 | 0 | 0 | 0 | 4860 | no |  | 0 | 24300 | no | 13949.2256 | 0 | no | no | 0 | 0 | 0 | 0 | 0 |  | 0 | 0 | 0 | 0 | 0 | 13949.2256 | 13677.8089 | 11304.0726 | 0 | yes | Deficit |  |  | 0 | 0 | 0 | 0 | 0 |  | 0 | 0 | 0 | 0 | 2565.9164 | yes |  | 0 | 0 | 0 | 2565.9164 | 0 | no | 0 | 0 | 0 | 2565.9164 | 0
| 14513.9737 | 0 | yes | Deficit |  |  | 0 | 0 | 0 | 0 | 0 |  | 0 | 0 | 0 | 0 | 4860 | no |  | 0 | 24300 | no | 14513.9737 | 0 | no | no | 0 | 0 | 0 | 0 | 0 |  | 0 | 0 | 0 | 0 | 0 | 14513.9737 | 13982.4319 | 11761.7291 | 0 | yes | Deficit |  |  | 0 | 0 | 0 | 0 | 0 |  | 0 | 0 | 0 | 0 | 2678.3593 | yes |  | 0 | 0 | 0 | 2678.3593 | 0 | no | 0 | 0 | 0 | 2678.3593 | 0
| 16223.7278 | 0 | yes | Deficit |  |  | 0 | 0 | 0 | 0 | 0 |  | 0 | 0 | 0 | 0 | 4860 | no |  | 0 | 24300 | no | 16223.7278 | 0 | no | no | 0 | 0 | 0 | 0 | 0 |  | 0 | 0 | 0 | 0 | 0 | 16223.7278 | 13856.6236 | 13147.2673 | 0 | yes | Deficit |  |  | 0 | 0 | 0 | 0 | 0 |  | 0 | 0 | 0 | 0 | 2094.8945 | yes |  | 0 | 0 | 0 | 2094.8945 | 0 | no | 0 | 0 | 0 | 2094.8945 | 0
| 20017.0388 | 0 | yes | Deficit |  |  | 0 | 0 | 0 | 0 | 0 |  | 0 | 0 | 0 | 0 | 4860 | no |  | 0 | 24300 | no | 20017.0388 | 0 | no | no | 0 | 0 | 0 | 0 | 0 |  | 0 | 0 | 0 | 0 | 0 | 20017.0388 | 14223.3427 | 16221.2632 | 0 | yes | Deficit |  |  | 0 | 0 | 0 | 0 | 0 |  | 0 | 0 | 0 | 0 | 1076.0754 | yes |  | 0 | 0 | 0 | 1076.0754 | 0 | no | 0 | 0 | 0 | 1076.0754 | 0
| 21171.4807 | 0 | yes | Deficit |  |  | 0 | 0 | 0 | 0 | 0 |  | 0 | 0 | 0 | 0 | 4860 | no |  | 0 | 24300 | no | 21171.4807 | 0 | no | no | 0 | 0 | 0 | 0 | 0 |  | 0 | 0 | 0 | 0 | 0 | 21171.4807 | 14094.1547 | 17156.7915 | 0 | no | Surplus | yes |  | 0 | 0 | 0 | 2127.1085 | 0 | no | 0 | 0 | 0 | 2127.1085 | 0 |  |  | 0 | 0 | 0 | 0 | 0 |  | 0 | 0 | 0 | 0 | 0
| 21889.0185 | 0 | yes | Deficit |  |  | 0 | 0 | 0 | 0 | 0 |  | 0 | 0 | 0 | 0 | 4860 | no |  | 0 | 24300 | no | 21889.0185 | 0 | no | no | 0 | 0 | 0 | 0 | 0 |  | 0 | 0 | 0 | 0 | 0 | 21889.0185 | 10796.5949 | 17738.2646 | 0 | no | Surplus | yes |  | 0 | 0 | 0 | 6360.1966 | 0 | no | 0 | 0 | 0 | 6360.1966 | 0 |  |  | 0 | 0 | 0 | 0 | 0 |  | 0 | 0 | 0 | 0 | 0
| 21808.8617 | 0 | no | Surplus | yes |  | 0 | 0 | 0 | 80.1568 | 0 | no | 0 | 0 | 0 | 80.1568 | 4860 | no | 21808.8617 | 0 | 24300 |  |  | 0 |  |  | 0 | 0 | 0 | 0 | 0 |  | 0 | 0 | 0 | 0 | 0 | 21808.8617 | 14636.2757 | 17673.3077 | 0 | no | Surplus | yes |  | 0 | 0 | 0 | 3101.9889 | 0 | no | 0 | 0 | 0 | 3101.9889 | 0 |  |  | 0 | 0 | 0 | 0 | 0 |  | 0 | 0 | 0 | 0 | 0
| 19303.0458 | 0 | no | Surplus | yes |  | 0 | 0 | 0 | 2505.8159 | 0 | no | 0 | 0 | 0 | 2505.8159 | 4860 | no | 19303.0458 | 0 | 24300 |  |  | 0 |  |  | 0 | 0 | 0 | 0 | 0 |  | 0 | 0 | 0 | 0 | 0 | 19303.0458 | 13702.9985 | 15642.6627 | 0 | no | Surplus | yes |  | 0 | 0 | 0 | 3970.3092 | 0 | no | 0 | 0 | 0 | 3970.3092 | 0 |  |  | 0 | 0 | 0 | 0 | 0 |  | 0 | 0 | 0 | 0 | 0
| 20987.4428 | 0 | yes | Deficit |  |  | 0 | 0 | 0 | 0 | 0 |  | 0 | 0 | 0 | 0 | 4860 | no |  | 0 | 24300 | no | 20987.4428 | 0 | no | no | 0 | 0 | 0 | 0 | 0 |  | 0 | 0 | 0 | 0 | 0 | 20987.4428 | 14032.1392 | 17007.6522 | 0 | no | Surplus | yes |  | 0 | 0 | 0 | 1610.5235 | 0 | no | 0 | 0 | 0 | 1610.5235 | 0 |  |  | 0 | 0 | 0 | 0 | 0 |  | 0 | 0 | 0 | 0 | 0
| 20623.4925 | 0 | no | Surplus | yes |  | 0 | 0 | 0 | 363.9503 | 0 | no | 0 | 0 | 0 | 363.9503 | 4860 | no | 20623.4925 | 0 | 24300 |  |  | 0 |  |  | 0 | 0 | 0 | 0 | 0 |  | 0 | 0 | 0 | 0 | 0 | 20623.4925 | 14202.355 | 16712.7168 | 0 | no | Surplus | yes |  | 0 | 0 | 0 | 2805.2972 | 0 | no | 0 | 0 | 0 | 2805.2972 | 0 |  |  | 0 | 0 | 0 | 0 | 0 |  | 0 | 0 | 0 | 0 | 0
| 22695.5143 | 0 | yes | Deficit |  |  | 0 | 0 | 0 | 0 | 0 |  | 0 | 0 | 0 | 0 | 4860 | no |  | 0 | 24300 | no | 22695.5143 | 0 | no | no | 0 | 0 | 0 | 0 | 0 |  | 0 | 0 | 0 | 0 | 0 | 22695.5143 | 13834.5226 | 18391.8268 | 0 | no | Surplus | yes |  | 0 | 0 | 0 | 2878.1942 | 0 | no | 0 | 0 | 0 | 2878.1942 | 0 |  |  | 0 | 0 | 0 | 0 | 0 |  | 0 | 0 | 0 | 0 | 0
| 24300.996 | 0 | yes | Deficit |  |  | 0 | 0 | 0 | 0 | 0 |  | 0 | 0 | 0 | 0 | 4860 | no |  | 0 | 24300 | yes | 24300 | 0.99595 | yes |  | 0 | 0 | 0 | 0.99595 | 0 | no | 0 | 0 | 0 | 0.99595 | 0 | 24300 | 14026.9408 | 19692.0583 | 0 | no | Surplus | yes |  | 0 | 0 | 0 | 4364.886 | 0 | no | 0 | 0 | 0 | 4364.886 | 0 |  |  | 0 | 0 | 0 | 0 | 0 |  | 0 | 0 | 0 | 0 | 0
| 19779.8142 | 0 | no | Surplus | yes |  | 0 | 0 | 0 | 4520.1858 | 0 | no | 0 | 0 | 0 | 4520.1858 | 4860 | no | 19779.8142 | 0 | 24300 |  |  | 0 |  |  | 0 | 0 | 0 | 0 | 0 |  | 0 | 0 | 0 | 0 | 0 | 19779.8142 | 15443.0847 | 16029.0228 | 0 | no | Surplus | yes |  | 0 | 0 | 0 | 4248.9736 | 0 | no | 0 | 0 | 0 | 4248.9736 | 0 |  |  | 0 | 0 | 0 | 0 | 0 |  | 0 | 0 | 0 | 0 | 0
| 19634.249 | 0 | no | Surplus | yes |  | 0 | 0 | 0 | 145.5652 | 0 | no | 0 | 0 | 0 | 145.5652 | 4860 | no | 19634.249 | 0 | 24300 |  |  | 0 |  |  | 0 | 0 | 0 | 0 | 0 |  | 0 | 0 | 0 | 0 | 0 | 19634.249 | 15536.2888 | 15911.0608 | 0 | no | Surplus | yes |  | 0 | 0 | 0 | 492.734 | 0 | no | 0 | 0 | 0 | 492.734 | 0 |  |  | 0 | 0 | 0 | 0 | 0 |  | 0 | 0 | 0 | 0 | 0
| 18780.067 | 0 | no | Surplus | yes |  | 0 | 0 | 0 | 854.182 | 0 | no | 0 | 0 | 0 | 854.182 | 4860 | no | 18780.067 | 0 | 24300 |  |  | 0 |  |  | 0 | 0 | 0 | 0 | 0 |  | 0 | 0 | 0 | 0 | 0 | 18780.067 | 17207.46 | 15218.8549 | 0 | yes | Deficit |  |  | 0 | 0 | 0 | 0 | 0 |  | 0 | 0 | 0 | 0 | 1296.3992 | yes |  | 0 | 0 | 0 | 1296.3992 | 0 | no | 0 | 0 | 0 | 1296.3992 | 0
| 16755.4894 | 0 | no | Surplus | yes |  | 0 | 0 | 0 | 2024.5776 | 0 | no | 0 | 0 | 0 | 2024.5776 | 4860 | no | 16755.4894 | 0 | 24300 |  |  | 0 |  |  | 0 | 0 | 0 | 0 | 0 |  | 0 | 0 | 0 | 0 | 0 | 16755.4894 | 17338.278 | 13578.1924 | 0 | yes | Deficit |  |  | 0 | 0 | 0 | 0 | 0 |  | 0 | 0 | 0 | 0 | 2119.4231 | yes |  | 0 | 0 | 0 | 2119.4231 | 0 | no | 0 | 0 | 0 | 2119.4231 | 0
| 15533.0257 | 0 | no | Surplus | yes |  | 0 | 0 | 0 | 1222.4637 | 0 | no | 0 | 0 | 0 | 1222.4637 | 4860 | no | 15533.0257 | 0 | 24300 |  |  | 0 |  |  | 0 | 0 | 0 | 0 | 0 |  | 0 | 0 | 0 | 0 | 0 | 15533.0257 | 18758.3903 | 12587.5411 | 0 | yes | Deficit |  |  | 0 | 0 | 0 | 0 | 0 |  | 0 | 0 | 0 | 0 | 5180.1979 | yes |  | 0 | 0 | 0 | 5180.1979 | 0 | no | 0 | 0 | 0 | 5180.1979 | 0
| 13910.5228 | 0 | no | Surplus | yes |  | 0 | 0 | 0 | 1622.5029 | 0 | no | 0 | 0 | 0 | 1622.5029 | 4860 | no | 13910.5228 | 0 | 24300 |  |  | 0 |  |  | 0 | 0 | 0 | 0 | 0 |  | 0 | 0 | 0 | 0 | 0 | 13910.5228 | 18057.0886 | 11272.7089 | 0 | yes | Deficit |  |  | 0 | 0 | 0 | 0 | 0 |  | 0 | 0 | 0 | 0 | 5469.5475 | yes |  | 0 | 0 | 0 | 5469.5475 | 0 | no | 0 | 0 | 0 | 5469.5475 | 0
| 12562.1539 | 0 | no | Surplus | yes |  | 0 | 0 | 0 | 1348.3689 | 0 | no | 0 | 0 | 0 | 1348.3689 | 4860 | no | 12562.1539 | 0 | 24300 |  |  | 0 |  |  | 0 | 0 | 0 | 0 | 0 |  | 0 | 0 | 0 | 0 | 0 | 12562.1539 | 17930.3055 | 10180.0274 | 0 | yes | Deficit |  |  | 0 | 0 | 0 | 0 | 0 |  | 0 | 0 | 0 | 0 | 6657.5966 | yes |  | 0 | 0 | 0 | 6657.5966 | 0 | no | 0 | 0 | 0 | 6657.5966 | 0
| 12215.6092 | 0 | no | Surplus | yes |  | 0 | 0 | 0 | 346.5447 | 0 | no | 0 | 0 | 0 | 346.5447 | 4860 | no | 12215.6092 | 0 | 24300 |  |  | 0 |  |  | 0 | 0 | 0 | 0 | 0 |  | 0 | 0 | 0 | 0 | 0 | 12215.6092 | 17286.0982 | 9899.197 | 0 | yes | Deficit |  |  | 0 | 0 | 0 | 0 | 0 |  | 0 | 0 | 0 | 0 | 7106.0707 | yes |  | 0 | 0 | 0 | 7106.0707 | 0 | no | 0 | 0 | 0 | 7106.0707 | 0
| 15396.4191 | 0 | yes | Deficit |  |  | 0 | 0 | 0 | 0 | 0 |  | 0 | 0 | 0 | 0 | 4860 | no |  | 0 | 24300 | no | 15396.4191 | 0 | no | no | 0 | 0 | 0 | 0 | 0 |  | 0 | 0 | 0 | 0 | 0 | 15396.4191 | 13711.4872 | 12476.8388 | 0 | yes | Deficit |  |  | 0 | 0 | 0 | 0 | 0 |  | 0 | 0 | 0 | 0 | 3812.2901 | yes |  | 0 | 0 | 0 | 3812.2901 | 0 | no | 0 | 0 | 0 | 3812.2901 | 0
| 18482.7246 | 0 | yes | Deficit |  |  | 0 | 0 | 0 | 0 | 0 |  | 0 | 0 | 0 | 0 | 4860 | no |  | 0 | 24300 | no | 18482.7246 | 0 | no | no | 0 | 0 | 0 | 0 | 0 |  | 0 | 0 | 0 | 0 | 0 | 18482.7246 | 14903.8851 | 14977.8968 | 0 | yes | Deficit |  |  | 0 | 0 | 0 | 0 | 0 |  | 0 | 0 | 0 | 0 | 2427.0463 | yes |  | 0 | 0 | 0 | 2427.0463 | 0 | no | 0 | 0 | 0 | 2427.0463 | 0
| 17179.4306 | 0 | no | Surplus | yes |  | 0 | 0 | 0 | 1303.294 | 0 | no | 0 | 0 | 0 | 1303.294 | 4860 | no | 17179.4306 | 0 | 24300 |  |  | 0 |  |  | 0 | 0 | 0 | 0 | 0 |  | 0 | 0 | 0 | 0 | 0 | 17179.4306 | 14107.3336 | 13921.7428 | 0 | no | Surplus | yes |  | 0 | 0 | 0 | 870.5632 | 0 | no | 0 | 0 | 0 | 870.5632 | 0 |  |  | 0 | 0 | 0 | 0 | 0 |  | 0 | 0 | 0 | 0 | 0
| 17489.595 | 0 | yes | Deficit |  |  | 0 | 0 | 0 | 0 | 0 |  | 0 | 0 | 0 | 0 | 4860 | no |  | 0 | 24300 | no | 17489.595 | 0 | no | no | 0 | 0 | 0 | 0 | 0 |  | 0 | 0 | 0 | 0 | 0 | 17489.595 | 14174.3173 | 14173.0916 | 0 | yes | Deficit |  |  | 0 | 0 | 0 | 0 | 0 |  | 0 | 0 | 0 | 0 | 252.5745 | yes |  | 0 | 0 | 0 | 252.5745 | 0 | no | 0 | 0 | 0 | 252.5745 | 0
| 17125.5386 | 0 | no | Surplus | yes |  | 0 | 0 | 0 | 364.0565 | 0 | no | 0 | 0 | 0 | 364.0565 | 4860 | no | 17125.5386 | 0 | 24300 |  |  | 0 |  |  | 0 | 0 | 0 | 0 | 0 |  | 0 | 0 | 0 | 0 | 0 | 17125.5386 | 13227.4387 | 13878.0702 | 0 | no | Surplus | yes |  | 0 | 0 | 0 | 945.6529 | 0 | no | 0 | 0 | 0 | 945.6529 | 0 |  |  | 0 | 0 | 0 | 0 | 0 |  | 0 | 0 | 0 | 0 | 0
| 16933.5241 | 0 | no | Surplus | yes |  | 0 | 0 | 0 | 192.0145 | 0 | no | 0 | 0 | 0 | 192.0145 | 4860 | no | 16933.5241 | 0 | 24300 |  |  | 0 |  |  | 0 | 0 | 0 | 0 | 0 |  | 0 | 0 | 0 | 0 | 0 | 16933.5241 | 13115.1339 | 13722.4669 | 0 | no | Surplus | yes |  | 0 | 0 | 0 | 762.9363 | 0 | no | 0 | 0 | 0 | 762.9363 | 0 |  |  | 0 | 0 | 0 | 0 | 0 |  | 0 | 0 | 0 | 0 | 0
| 20817.0691 | 0 | yes | Deficit |  |  | 0 | 0 | 0 | 0 | 0 |  | 0 | 0 | 0 | 0 | 4860 | no |  | 0 | 24300 | no | 20817.0691 | 0 | no | no | 0 | 0 | 0 | 0 | 0 |  | 0 | 0 | 0 | 0 | 0 | 20817.0691 | 13775.5577 | 16869.586 | 0 | yes | Deficit |  |  | 0 | 0 | 0 | 0 | 0 |  | 0 | 0 | 0 | 0 | 53.0908 | yes |  | 0 | 0 | 0 | 53.0908 | 0 | no | 0 | 0 | 0 | 53.0908 | 0
| 18993.9016 | 0 | no | Surplus | yes |  | 0 | 0 | 0 | 1823.1675 | 0 | no | 0 | 0 | 0 | 1823.1675 | 4860 | no | 18993.9016 | 0 | 24300 |  |  | 0 |  |  | 0 | 0 | 0 | 0 | 0 |  | 0 | 0 | 0 | 0 | 0 | 18993.9016 | 15318.2661 | 15392.1407 | 0 | no | Surplus | yes |  | 0 | 0 | 0 | 1551.32 | 0 | no | 0 | 0 | 0 | 1551.32 | 0 |  |  | 0 | 0 | 0 | 0 | 0 |  | 0 | 0 | 0 | 0 | 0
| 15317.1163 | 0 | no | Surplus | yes |  | 0 | 0 | 0 | 3676.7853 | 0 | no | 0 | 0 | 0 | 3676.7853 | 4860 | no | 15317.1163 | 0 | 24300 |  |  | 0 |  |  | 0 | 0 | 0 | 0 | 0 |  | 0 | 0 | 0 | 0 | 0 | 15317.1163 | 15181.9012 | 12412.574 | 0 | no | Surplus | yes |  | 0 | 0 | 0 | 210.2395 | 0 | no | 0 | 0 | 0 | 210.2395 | 0 |  |  | 0 | 0 | 0 | 0 | 0 |  | 0 | 0 | 0 | 0 | 0
| 13663.6218 | 0 | no | Surplus | yes |  | 0 | 0 | 0 | 1653.4945 | 0 | no | 0 | 0 | 0 | 1653.4945 | 4860 | no | 13663.6218 | 0 | 24300 |  |  | 0 |  |  | 0 | 0 | 0 | 0 | 0 |  | 0 | 0 | 0 | 0 | 0 | 13663.6218 | 15211.9607 | 11072.6271 | 0 | yes | Deficit |  |  | 0 | 0 | 0 | 0 | 0 |  | 0 | 0 | 0 | 0 | 2799.3867 | yes |  | 0 | 0 | 0 | 2799.3867 | 0 | no | 0 | 0 | 0 | 2799.3867 | 0
| 13350.7295 | 0 | no | Surplus | yes |  | 0 | 0 | 0 | 312.8923 | 0 | no | 0 | 0 | 0 | 312.8923 | 4860 | no | 13350.7295 | 0 | 24300 |  |  | 0 |  |  | 0 | 0 | 0 | 0 | 0 |  | 0 | 0 | 0 | 0 | 0 | 13350.7295 | 14414.1242 | 10819.0677 | 0 | yes | Deficit |  |  | 0 | 0 | 0 | 0 | 0 |  | 0 | 0 | 0 | 0 | 3341.4971 | yes |  | 0 | 0 | 0 | 3341.4971 | 0 | no | 0 | 0 | 0 | 3341.4971 | 0
| 14202.7033 | 0 | yes | Deficit |  |  | 0 | 0 | 0 | 0 | 0 |  | 0 | 0 | 0 | 0 | 4860 | no |  | 0 | 24300 | no | 14202.7033 | 0 | no | no | 0 | 0 | 0 | 0 | 0 |  | 0 | 0 | 0 | 0 | 0 | 14202.7033 | 15291.9071 | 11509.4841 | 0 | yes | Deficit |  |  | 0 | 0 | 0 | 0 | 0 |  | 0 | 0 | 0 | 0 | 4472.8394 | yes |  | 0 | 0 | 0 | 4472.8394 | 0 | no | 0 | 0 | 0 | 4472.8394 | 0
| 14665.882 | 0 | yes | Deficit |  |  | 0 | 0 | 0 | 0 | 0 |  | 0 | 0 | 0 | 0 | 4860 | no |  | 0 | 24300 | no | 14665.882 | 0 | no | no | 0 | 0 | 0 | 0 | 0 |  | 0 | 0 | 0 | 0 | 0 | 14665.882 | 15680.9639 | 11884.8315 | 0 | yes | Deficit |  |  | 0 | 0 | 0 | 0 | 0 |  | 0 | 0 | 0 | 0 | 4171.4799 | yes |  | 0 | 0 | 0 | 4171.4799 | 0 | no | 0 | 0 | 0 | 4171.4799 | 0
| 15255.8258 | 0 | yes | Deficit |  |  | 0 | 0 | 0 | 0 | 0 |  | 0 | 0 | 0 | 0 | 4860 | no |  | 0 | 24300 | no | 15255.8258 | 0 | no | no | 0 | 0 | 0 | 0 | 0 |  | 0 | 0 | 0 | 0 | 0 | 15255.8258 | 16414.3986 | 12362.9058 | 0 | yes | Deficit |  |  | 0 | 0 | 0 | 0 | 0 |  | 0 | 0 | 0 | 0 | 4529.5671 | yes |  | 0 | 0 | 0 | 4529.5671 | 0 | no | 0 | 0 | 0 | 4529.5671 | 0
| 13409.8191 | 0 | no | Surplus | yes |  | 0 | 0 | 0 | 1846.0067 | 0 | no | 0 | 0 | 0 | 1846.0067 | 4860 | no | 13409.8191 | 0 | 24300 |  |  | 0 |  |  | 0 | 0 | 0 | 0 | 0 |  | 0 | 0 | 0 | 0 | 0 | 13409.8191 | 17045.8207 | 10866.9523 | 0 | yes | Deficit |  |  | 0 | 0 | 0 | 0 | 0 |  | 0 | 0 | 0 | 0 | 4682.9149 | yes |  | 0 | 0 | 0 | 4682.9149 | 0 | no | 0 | 0 | 0 | 4682.9149 | 0
| 12261.3035 | 0 | no | Surplus | yes |  | 0 | 0 | 0 | 1148.5156 | 0 | no | 0 | 0 | 0 | 1148.5156 | 4860 | no | 12261.3035 | 0 | 24300 |  |  | 0 |  |  | 0 | 0 | 0 | 0 | 0 |  | 0 | 0 | 0 | 0 | 0 | 12261.3035 | 17941.8537 | 9936.2265 | 0 | yes | Deficit |  |  | 0 | 0 | 0 | 0 | 0 |  | 0 | 0 | 0 | 0 | 7074.9014 | yes |  | 0 | 0 | 0 | 7074.9014 | 0 | no | 0 | 0 | 0 | 7074.9014 | 0
| 13811.4554 | 0 | yes | Deficit |  |  | 0 | 0 | 0 | 0 | 0 |  | 0 | 0 | 0 | 0 | 4860 | no |  | 0 | 24300 | no | 13811.4554 | 0 | no | no | 0 | 0 | 0 | 0 | 0 |  | 0 | 0 | 0 | 0 | 0 | 13811.4554 | 18476.7265 | 11192.4274 | 0 | yes | Deficit |  |  | 0 | 0 | 0 | 0 | 0 |  | 0 | 0 | 0 | 0 | 8540.5 | yes |  | 0 | 0 | 0 | 8540.5 | 0 | no | 0 | 0 | 0 | 8540.5 | 0
| 12775.8251 | 0 | no | Surplus | yes |  | 0 | 0 | 0 | 1035.6303 | 0 | no | 0 | 0 | 0 | 1035.6303 | 4860 | no | 12775.8251 | 0 | 24300 |  |  | 0 |  |  | 0 | 0 | 0 | 0 | 0 |  | 0 | 0 | 0 | 0 | 0 | 12775.8251 | 17073.1924 | 10353.1808 | 0 | yes | Deficit |  |  | 0 | 0 | 0 | 0 | 0 |  | 0 | 0 | 0 | 0 | 5880.765 | yes |  | 0 | 0 | 0 | 5880.765 | 0 | no | 0 | 0 | 0 | 5880.765 | 0
| 16529.0195 | 0 | yes | Deficit |  |  | 0 | 0 | 0 | 0 | 0 |  | 0 | 0 | 0 | 0 | 4860 | no |  | 0 | 24300 | no | 16529.0195 | 0 | no | no | 0 | 0 | 0 | 0 | 0 |  | 0 | 0 | 0 | 0 | 0 | 16529.0195 | 17015.0481 | 13394.6673 | 0 | yes | Deficit |  |  | 0 | 0 | 0 | 0 | 0 |  | 0 | 0 | 0 | 0 | 6661.8673 | yes |  | 0 | 0 | 0 | 6661.8673 | 0 | no | 0 | 0 | 0 | 6661.8673 | 0
| 17584.7979 | 0 | yes | Deficit |  |  | 0 | 0 | 0 | 0 | 0 |  | 0 | 0 | 0 | 0 | 4860 | no |  | 0 | 24300 | no | 17584.7979 | 0 | no | no | 0 | 0 | 0 | 0 | 0 |  | 0 | 0 | 0 | 0 | 0 | 17584.7979 | 17647.3301 | 14250.2414 | 0 | yes | Deficit |  |  | 0 | 0 | 0 | 0 | 0 |  | 0 | 0 | 0 | 0 | 4252.6628 | yes |  | 0 | 0 | 0 | 4252.6628 | 0 | no | 0 | 0 | 0 | 4252.6628 | 0
| 15856.1114 | 0 | no | Surplus | yes |  | 0 | 0 | 0 | 1728.6865 | 0 | no | 0 | 0 | 0 | 1728.6865 | 4860 | no | 15856.1114 | 0 | 24300 |  |  | 0 |  |  | 0 | 0 | 0 | 0 | 0 |  | 0 | 0 | 0 | 0 | 0 | 15856.1114 | 17816.0387 | 12849.361 | 0 | yes | Deficit |  |  | 0 | 0 | 0 | 0 | 0 |  | 0 | 0 | 0 | 0 | 3565.7973 | yes |  | 0 | 0 | 0 | 3565.7973 | 0 | no | 0 | 0 | 0 | 3565.7973 | 0
| 16153.3119 | 0 | yes | Deficit |  |  | 0 | 0 | 0 | 0 | 0 |  | 0 | 0 | 0 | 0 | 4860 | no |  | 0 | 24300 | no | 16153.3119 | 0 | no | no | 0 | 0 | 0 | 0 | 0 |  | 0 | 0 | 0 | 0 | 0 | 16153.3119 | 19156.4844 | 13090.2041 | 0 | yes | Deficit |  |  | 0 | 0 | 0 | 0 | 0 |  | 0 | 0 | 0 | 0 | 6307.1235 | yes |  | 0 | 0 | 0 | 6307.1235 | 0 | no | 0 | 0 | 0 | 6307.1235 | 0
| 15826.2874 | 0 | no | Surplus | yes |  | 0 | 0 | 0 | 327.0245 | 0 | no | 0 | 0 | 0 | 327.0245 | 4860 | no | 15826.2874 | 0 | 24300 |  |  | 0 |  |  | 0 | 0 | 0 | 0 | 0 |  | 0 | 0 | 0 | 0 | 0 | 15826.2874 | 18905.414 | 12825.1924 | 0 | yes | Deficit |  |  | 0 | 0 | 0 | 0 | 0 |  | 0 | 0 | 0 | 0 | 5815.2099 | yes |  | 0 | 0 | 0 | 5815.2099 | 0 | no | 0 | 0 | 0 | 5815.2099 | 0
| 16876.4484 | 0 | yes | Deficit |  |  | 0 | 0 | 0 | 0 | 0 |  | 0 | 0 | 0 | 0 | 4860 | no |  | 0 | 24300 | no | 16876.4484 | 0 | no | no | 0 | 0 | 0 | 0 | 0 |  | 0 | 0 | 0 | 0 | 0 | 16876.4484 | 18216.3675 | 13676.2143 | 0 | yes | Deficit |  |  | 0 | 0 | 0 | 0 | 0 |  | 0 | 0 | 0 | 0 | 5391.1751 | yes |  | 0 | 0 | 0 | 5391.1751 | 0 | no | 0 | 0 | 0 | 5391.1751 | 0
| 17846.1859 | 0 | yes | Deficit |  |  | 0 | 0 | 0 | 0 | 0 |  | 0 | 0 | 0 | 0 | 4860 | no |  | 0 | 24300 | no | 17846.1859 | 0 | no | no | 0 | 0 | 0 | 0 | 0 |  | 0 | 0 | 0 | 0 | 0 | 17846.1859 | 19119.7587 | 14462.0631 | 0 | yes | Deficit |  |  | 0 | 0 | 0 | 0 | 0 |  | 0 | 0 | 0 | 0 | 5443.5444 | yes |  | 0 | 0 | 0 | 5443.5444 | 0 | no | 0 | 0 | 0 | 5443.5444 | 0
| 19597.7747 | 0 | yes | Deficit |  |  | 0 | 0 | 0 | 0 | 0 |  | 0 | 0 | 0 | 0 | 4860 | no |  | 0 | 24300 | no | 19597.7747 | 0 | no | no | 0 | 0 | 0 | 0 | 0 |  | 0 | 0 | 0 | 0 | 0 | 19597.7747 | 19564.767 | 15881.503 | 0 | yes | Deficit |  |  | 0 | 0 | 0 | 0 | 0 |  | 0 | 0 | 0 | 0 | 5102.7039 | yes |  | 0 | 0 | 0 | 5102.7039 | 0 | no | 0 | 0 | 0 | 5102.7039 | 0
| 16615.5019 | 0 | no | Surplus | yes |  | 0 | 0 | 0 | 2982.2728 | 0 | no | 0 | 0 | 0 | 2982.2728 | 4860 | no | 16615.5019 | 0 | 24300 |  |  | 0 |  |  | 0 | 0 | 0 | 0 | 0 |  | 0 | 0 | 0 | 0 | 0 | 16615.5019 | 19534.5015 | 13464.7503 | 0 | yes | Deficit |  |  | 0 | 0 | 0 | 0 | 0 |  | 0 | 0 | 0 | 0 | 3652.9985 | yes |  | 0 | 0 | 0 | 3652.9985 | 0 | no | 0 | 0 | 0 | 3652.9985 | 0
| 16820.6992 | 0 | yes | Deficit |  |  | 0 | 0 | 0 | 0 | 0 |  | 0 | 0 | 0 | 0 | 4860 | no |  | 0 | 24300 | no | 16820.6992 | 0 | no | no | 0 | 0 | 0 | 0 | 0 |  | 0 | 0 | 0 | 0 | 0 | 16820.6992 | 17641.5674 | 13631.0366 | 0 | yes | Deficit |  |  | 0 | 0 | 0 | 0 | 0 |  | 0 | 0 | 0 | 0 | 4176.817 | yes |  | 0 | 0 | 0 | 4176.817 | 0 | no | 0 | 0 | 0 | 4176.817 | 0
| 15741.8417 | 0 | no | Surplus | yes |  | 0 | 0 | 0 | 1078.8575 | 0 | no | 0 | 0 | 0 | 1078.8575 | 4860 | no | 15741.8417 | 0 | 24300 |  |  | 0 |  |  | 0 | 0 | 0 | 0 | 0 |  | 0 | 0 | 0 | 0 | 0 | 15741.8417 | 16365.5225 | 12756.7599 | 0 | yes | Deficit |  |  | 0 | 0 | 0 | 0 | 0 |  | 0 | 0 | 0 | 0 | 2734.4859 | yes |  | 0 | 0 | 0 | 2734.4859 | 0 | no | 0 | 0 | 0 | 2734.4859 | 0
| 20065.9832 | 0 | yes | Deficit |  |  | 0 | 0 | 0 | 0 | 0 |  | 0 | 0 | 0 | 0 | 4860 | no |  | 0 | 24300 | no | 20065.9832 | 0 | no | no | 0 | 0 | 0 | 0 | 0 |  | 0 | 0 | 0 | 0 | 0 | 20065.9832 | 19136.0225 | 16260.9264 | 0 | yes | Deficit |  |  | 0 | 0 | 0 | 0 | 0 |  | 0 | 0 | 0 | 0 | 6379.2626 | yes |  | 0 | 0 | 0 | 6379.2626 | 0 | no | 0 | 0 | 0 | 6379.2626 | 0
| 20723.8812 | 0 | yes | Deficit |  |  | 0 | 0 | 0 | 0 | 0 |  | 0 | 0 | 0 | 0 | 4860 | no |  | 0 | 24300 | no | 20723.8812 | 0 | no | no | 0 | 0 | 0 | 0 | 0 |  | 0 | 0 | 0 | 0 | 0 | 20723.8812 | 16437.7865 | 16794.0691 | 0 | yes | Deficit |  |  | 0 | 0 | 0 | 0 | 0 |  | 0 | 0 | 0 | 0 | 176.8601 | yes |  | 0 | 0 | 0 | 176.8601 | 0 | no | 0 | 0 | 0 | 176.8601 | 0
| 21731.572 | 0 | yes | Deficit |  |  | 0 | 0 | 0 | 0 | 0 |  | 0 | 0 | 0 | 0 | 4860 | no |  | 0 | 24300 | no | 21731.572 | 0 | no | no | 0 | 0 | 0 | 0 | 0 |  | 0 | 0 | 0 | 0 | 0 | 21731.572 | 19749.5822 | 17610.6742 | 0 | yes | Deficit |  |  | 0 | 0 | 0 | 0 | 0 |  | 0 | 0 | 0 | 0 | 2955.5131 | yes |  | 0 | 0 | 0 | 2955.5131 | 0 | no | 0 | 0 | 0 | 2955.5131 | 0
| 20415.2962 | 0 | no | Surplus | yes |  | 0 | 0 | 0 | 1316.2758 | 0 | no | 0 | 0 | 0 | 1316.2758 | 4860 | no | 20415.2962 | 0 | 24300 |  |  | 0 |  |  | 0 | 0 | 0 | 0 | 0 |  | 0 | 0 | 0 | 0 | 0 | 20415.2962 | 19029.9806 | 16544.0001 | 0 | yes | Deficit |  |  | 0 | 0 | 0 | 0 | 0 |  | 0 | 0 | 0 | 0 | 1419.3064 | yes |  | 0 | 0 | 0 | 1419.3064 | 0 | no | 0 | 0 | 0 | 1419.3064 | 0
| 19378.0456 | 0 | no | Surplus | yes |  | 0 | 0 | 0 | 1037.2505 | 0 | no | 0 | 0 | 0 | 1037.2505 | 4860 | no | 19378.0456 | 0 | 24300 |  |  | 0 |  |  | 0 | 0 | 0 | 0 | 0 |  | 0 | 0 | 0 | 0 | 0 | 19378.0456 | 18749.306 | 15703.4406 | 0 | yes | Deficit |  |  | 0 | 0 | 0 | 0 | 0 |  | 0 | 0 | 0 | 0 | 2205.3059 | yes |  | 0 | 0 | 0 | 2205.3059 | 0 | no | 0 | 0 | 0 | 2205.3059 | 0
| 19447.581 | 0 | yes | Deficit |  |  | 0 | 0 | 0 | 0 | 0 |  | 0 | 0 | 0 | 0 | 4860 | no |  | 0 | 24300 | no | 19447.581 | 0 | no | no | 0 | 0 | 0 | 0 | 0 |  | 0 | 0 | 0 | 0 | 0 | 19447.581 | 17990.3714 | 15759.7901 | 0 | yes | Deficit |  |  | 0 | 0 | 0 | 0 | 0 |  | 0 | 0 | 0 | 0 | 2286.9308 | yes |  | 0 | 0 | 0 | 2286.9308 | 0 | no | 0 | 0 | 0 | 2286.9308 | 0
| 19757.65 | 0 | yes | Deficit |  |  | 0 | 0 | 0 | 0 | 0 |  | 0 | 0 | 0 | 0 | 4860 | no |  | 0 | 24300 | no | 19757.65 | 0 | no | no | 0 | 0 | 0 | 0 | 0 |  | 0 | 0 | 0 | 0 | 0 | 19757.65 | 18514.1746 | 16011.0616 | 0 | yes | Deficit |  |  | 0 | 0 | 0 | 0 | 0 |  | 0 | 0 | 0 | 0 | 2754.3845 | yes |  | 0 | 0 | 0 | 2754.3845 | 0 | no | 0 | 0 | 0 | 2754.3845 | 0
| 22225.3616 | 0 | yes | Deficit |  |  | 0 | 0 | 0 | 0 | 0 |  | 0 | 0 | 0 | 0 | 4860 | no |  | 0 | 24300 | no | 22225.3616 | 0 | no | no | 0 | 0 | 0 | 0 | 0 |  | 0 | 0 | 0 | 0 | 0 | 22225.3616 | 19082.5847 | 18010.8279 | 0 | yes | Deficit |  |  | 0 | 0 | 0 | 0 | 0 |  | 0 | 0 | 0 | 0 | 3071.5231 | yes |  | 0 | 0 | 0 | 3071.5231 | 0 | no | 0 | 0 | 0 | 3071.5231 | 0
| 21485.0814 | 0 | no | Surplus | yes |  | 0 | 0 | 0 | 740.2802 | 0 | no | 0 | 0 | 0 | 740.2802 | 4860 | no | 21485.0814 | 0 | 24300 |  |  | 0 |  |  | 0 | 0 | 0 | 0 | 0 |  | 0 | 0 | 0 | 0 | 0 | 21485.0814 | 18417.5062 | 17410.925 | 0 | yes | Deficit |  |  | 0 | 0 | 0 | 0 | 0 |  | 0 | 0 | 0 | 0 | 406.6783 | yes |  | 0 | 0 | 0 | 406.6783 | 0 | no | 0 | 0 | 0 | 406.6783 | 0
| 21392.6345 | 0 | no | Surplus | yes |  | 0 | 0 | 0 | 92.4469 | 0 | no | 0 | 0 | 0 | 92.4469 | 4860 | no | 21392.6345 | 0 | 24300 |  |  | 0 |  |  | 0 | 0 | 0 | 0 | 0 |  | 0 | 0 | 0 | 0 | 0 | 21392.6345 | 14988.4861 | 17336.0085 | 0 | no | Surplus | yes |  | 0 | 0 | 0 | 2422.4389 | 0 | no | 0 | 0 | 0 | 2422.4389 | 0 |  |  | 0 | 0 | 0 | 0 | 0 |  | 0 | 0 | 0 | 0 | 0
| 22954.9468 | 0 | yes | Deficit |  |  | 0 | 0 | 0 | 0 | 0 |  | 0 | 0 | 0 | 0 | 4860 | no |  | 0 | 24300 | no | 22954.9468 | 0 | no | no | 0 | 0 | 0 | 0 | 0 |  | 0 | 0 | 0 | 0 | 0 | 22954.9468 | 18598.4965 | 18602.0639 | 0 | yes | Deficit |  |  | 0 | 0 | 0 | 0 | 0 |  | 0 | 0 | 0 | 0 | 1262.488 | yes |  | 0 | 0 | 0 | 1262.488 | 0 | no | 0 | 0 | 0 | 1262.488 | 0
| 23135.9629 | 0 | yes | Deficit |  |  | 0 | 0 | 0 | 0 | 0 |  | 0 | 0 | 0 | 0 | 4860 | no |  | 0 | 24300 | no | 23135.9629 | 0 | no | no | 0 | 0 | 0 | 0 | 0 |  | 0 | 0 | 0 | 0 | 0 | 23135.9629 | 19012.6803 | 18748.7544 | 0 | yes | Deficit |  |  | 0 | 0 | 0 | 0 | 0 |  | 0 | 0 | 0 | 0 | 410.6164 | yes |  | 0 | 0 | 0 | 410.6164 | 0 | no | 0 | 0 | 0 | 410.6164 | 0
| 21508.7937 | 0 | no | Surplus | yes |  | 0 | 0 | 0 | 1627.1692 | 0 | no | 0 | 0 | 0 | 1627.1692 | 4860 | no | 21508.7937 | 0 | 24300 |  |  | 0 |  |  | 0 | 0 | 0 | 0 | 0 |  | 0 | 0 | 0 | 0 | 0 | 21508.7937 | 18654.3908 | 17430.1407 | 0 | no | Surplus | yes |  | 0 | 0 | 0 | 94.3636 | 0 | no | 0 | 0 | 0 | 94.3636 | 0 |  |  | 0 | 0 | 0 | 0 | 0 |  | 0 | 0 | 0 | 0 | 0
| 20160.6624 | 0 | no | Surplus | yes |  | 0 | 0 | 0 | 1348.1313 | 0 | no | 0 | 0 | 0 | 1348.1313 | 4860 | no | 20160.6624 | 0 | 24300 |  |  | 0 |  |  | 0 | 0 | 0 | 0 | 0 |  | 0 | 0 | 0 | 0 | 0 | 20160.6624 | 19191.2314 | 16337.6519 | 0 | yes | Deficit |  |  | 0 | 0 | 0 | 0 | 0 |  | 0 | 0 | 0 | 0 | 1761.0907 | yes |  | 0 | 0 | 0 | 1761.0907 | 0 | no | 0 | 0 | 0 | 1761.0907 | 0
| 22527.4308 | 0 | yes | Deficit |  |  | 0 | 0 | 0 | 0 | 0 |  | 0 | 0 | 0 | 0 | 4860 | no |  | 0 | 24300 | no | 22527.4308 | 0 | no | no | 0 | 0 | 0 | 0 | 0 |  | 0 | 0 | 0 | 0 | 0 | 22527.4308 | 18997.2508 | 18255.6165 | 0 | yes | Deficit |  |  | 0 | 0 | 0 | 0 | 0 |  | 0 | 0 | 0 | 0 | 2659.5989 | yes |  | 0 | 0 | 0 | 2659.5989 | 0 | no | 0 | 0 | 0 | 2659.5989 | 0
| 20386.7982 | 0 | no | Surplus | yes |  | 0 | 0 | 0 | 2140.6326 | 0 | no | 0 | 0 | 0 | 2140.6326 | 4860 | no | 20386.7982 | 0 | 24300 |  |  | 0 |  |  | 0 | 0 | 0 | 0 | 0 |  | 0 | 0 | 0 | 0 | 0 | 20386.7982 | 17318.0829 | 16520.9061 | 0 | no | Surplus | yes |  | 0 | 0 | 0 | 937.5336 | 0 | no | 0 | 0 | 0 | 937.5336 | 0 |  |  | 0 | 0 | 0 | 0 | 0 |  | 0 | 0 | 0 | 0 | 0
| 21443.0677 | 0 | yes | Deficit |  |  | 0 | 0 | 0 | 0 | 0 |  | 0 | 0 | 0 | 0 | 4860 | no |  | 0 | 24300 | no | 21443.0677 | 0 | no | no | 0 | 0 | 0 | 0 | 0 |  | 0 | 0 | 0 | 0 | 0 | 21443.0677 | 18103.0703 | 17376.8782 | 0 | yes | Deficit |  |  | 0 | 0 | 0 | 0 | 0 |  | 0 | 0 | 0 | 0 | 1582.1642 | yes |  | 0 | 0 | 0 | 1582.1642 | 0 | no | 0 | 0 | 0 | 1582.1642 | 0
| 20674.3355 | 0 | no | Surplus | yes |  | 0 | 0 | 0 | 768.7322 | 0 | no | 0 | 0 | 0 | 768.7322 | 4860 | no | 20674.3355 | 0 | 24300 |  |  | 0 |  |  | 0 | 0 | 0 | 0 | 0 |  | 0 | 0 | 0 | 0 | 0 | 20674.3355 | 17456.1837 | 16753.9185 | 0 | yes | Deficit |  |  | 0 | 0 | 0 | 0 | 0 |  | 0 | 0 | 0 | 0 | 79.3055 | yes |  | 0 | 0 | 0 | 79.3055 | 0 | no | 0 | 0 | 0 | 79.3055 | 0
| 21388.6809 | 0 | yes | Deficit |  |  | 0 | 0 | 0 | 0 | 0 |  | 0 | 0 | 0 | 0 | 4860 | no |  | 0 | 24300 | no | 21388.6809 | 0 | no | no | 0 | 0 | 0 | 0 | 0 |  | 0 | 0 | 0 | 0 | 0 | 21388.6809 | 18375.7429 | 17332.8046 | 0 | yes | Deficit |  |  | 0 | 0 | 0 | 0 | 0 |  | 0 | 0 | 0 | 0 | 1621.8244 | yes |  | 0 | 0 | 0 | 1621.8244 | 0 | no | 0 | 0 | 0 | 1621.8244 | 0
| 19542.7222 | 0 | no | Surplus | yes |  | 0 | 0 | 0 | 1845.9587 | 0 | no | 0 | 0 | 0 | 1845.9587 | 4860 | no | 19542.7222 | 0 | 24300 |  |  | 0 |  |  | 0 | 0 | 0 | 0 | 0 |  | 0 | 0 | 0 | 0 | 0 | 19542.7222 | 17292.5223 | 15836.8899 | 0 | no | Surplus | yes |  | 0 | 0 | 0 | 40.2823 | 0 | no | 0 | 0 | 0 | 40.2823 | 0 |  |  | 0 | 0 | 0 | 0 | 0 |  | 0 | 0 | 0 | 0 | 0
| 20391.1888 | 0 | yes | Deficit |  |  | 0 | 0 | 0 | 0 | 0 |  | 0 | 0 | 0 | 0 | 4860 | no |  | 0 | 24300 | no | 20391.1888 | 0 | no | no | 0 | 0 | 0 | 0 | 0 |  | 0 | 0 | 0 | 0 | 0 | 20391.1888 | 15281.5848 | 16524.4642 | 0 | no | Surplus | yes |  | 0 | 0 | 0 | 555.3051 | 0 | no | 0 | 0 | 0 | 555.3051 | 0 |  |  | 0 | 0 | 0 | 0 | 0 |  | 0 | 0 | 0 | 0 | 0
| 22665.0156 | 0 | yes | Deficit |  |  | 0 | 0 | 0 | 0 | 0 |  | 0 | 0 | 0 | 0 | 4860 | no |  | 0 | 24300 | no | 22665.0156 | 0 | no | no | 0 | 0 | 0 | 0 | 0 |  | 0 | 0 | 0 | 0 | 0 | 22665.0156 | 17230.4772 | 18367.1115 | 0 | yes | Deficit |  |  | 0 | 0 | 0 | 0 | 0 |  | 0 | 0 | 0 | 0 | 706.013 | yes |  | 0 | 0 | 0 | 706.013 | 0 | no | 0 | 0 | 0 | 706.013 | 0
| 21452.6226 | 0 | no | Surplus | yes |  | 0 | 0 | 0 | 1212.393 | 0 | no | 0 | 0 | 0 | 1212.393 | 4860 | no | 21452.6226 | 0 | 24300 |  |  | 0 |  |  | 0 | 0 | 0 | 0 | 0 |  | 0 | 0 | 0 | 0 | 0 | 21452.6226 | 17332.9681 | 17384.6212 | 0 | no | Surplus | yes |  | 0 | 0 | 0 | 1034.1434 | 0 | no | 0 | 0 | 0 | 1034.1434 | 0 |  |  | 0 | 0 | 0 | 0 | 0 |  | 0 | 0 | 0 | 0 | 0
| 20264.8186 | 0 | no | Surplus | yes |  | 0 | 0 | 0 | 1187.804 | 0 | no | 0 | 0 | 0 | 1187.804 | 4860 | no | 20264.8186 | 0 | 24300 |  |  | 0 |  |  | 0 | 0 | 0 | 0 | 0 |  | 0 | 0 | 0 | 0 | 0 | 20264.8186 | 17512.6014 | 16422.0572 | 0 | yes | Deficit |  |  | 0 | 0 | 0 | 0 | 0 |  | 0 | 0 | 0 | 0 | 127.9802 | yes |  | 0 | 0 | 0 | 127.9802 | 0 | no | 0 | 0 | 0 | 127.9802 | 0
| 16348.723 | 0 | no | Surplus | yes |  | 0 | 0 | 0 | 3916.0955 | 0 | no | 0 | 0 | 0 | 3916.0955 | 4860 | no | 16348.723 | 0 | 24300 |  |  | 0 |  |  | 0 | 0 | 0 | 0 | 0 |  | 0 | 0 | 0 | 0 | 0 | 16348.723 | 17975.8195 | 13248.56 | 0 | yes | Deficit |  |  | 0 | 0 | 0 | 0 | 0 |  | 0 | 0 | 0 | 0 | 1553.7623 | yes |  | 0 | 0 | 0 | 1553.7623 | 0 | no | 0 | 0 | 0 | 1553.7623 | 0
| 15536.1351 | 0 | no | Surplus | yes |  | 0 | 0 | 0 | 812.5879 | 0 | no | 0 | 0 | 0 | 812.5879 | 4860 | no | 15536.1351 | 0 | 24300 |  |  | 0 |  |  | 0 | 0 | 0 | 0 | 0 |  | 0 | 0 | 0 | 0 | 0 | 15536.1351 | 18184.1051 | 12590.0609 | 0 | yes | Deficit |  |  | 0 | 0 | 0 | 0 | 0 |  | 0 | 0 | 0 | 0 | 4935.5451 | yes |  | 0 | 0 | 0 | 4935.5451 | 0 | no | 0 | 0 | 0 | 4935.5451 | 0
| 16631.014 | 0 | yes | Deficit |  |  | 0 | 0 | 0 | 0 | 0 |  | 0 | 0 | 0 | 0 | 4860 | no |  | 0 | 24300 | no | 16631.014 | 0 | no | no | 0 | 0 | 0 | 0 | 0 |  | 0 | 0 | 0 | 0 | 0 | 16631.014 | 18383.8185 | 13477.3209 | 0 | yes | Deficit |  |  | 0 | 0 | 0 | 0 | 0 |  | 0 | 0 | 0 | 0 | 5793.7577 | yes |  | 0 | 0 | 0 | 5793.7577 | 0 | no | 0 | 0 | 0 | 5793.7577 | 0
| 18801.9904 | 0 | yes | Deficit |  |  | 0 | 0 | 0 | 0 | 0 |  | 0 | 0 | 0 | 0 | 4860 | no |  | 0 | 24300 | no | 18801.9904 | 0 | no | no | 0 | 0 | 0 | 0 | 0 |  | 0 | 0 | 0 | 0 | 0 | 18801.9904 | 17551.7736 | 15236.6211 | 0 | yes | Deficit |  |  | 0 | 0 | 0 | 0 | 0 |  | 0 | 0 | 0 | 0 | 4074.4527 | yes |  | 0 | 0 | 0 | 4074.4527 | 0 | no | 0 | 0 | 0 | 4074.4527 | 0
| 20198.7726 | 0 | yes | Deficit |  |  | 0 | 0 | 0 | 0 | 0 |  | 0 | 0 | 0 | 0 | 4860 | no |  | 0 | 24300 | no | 20198.7726 | 0 | no | no | 0 | 0 | 0 | 0 | 0 |  | 0 | 0 | 0 | 0 | 0 | 20198.7726 | 16534.9538 | 16368.5353 | 0 | yes | Deficit |  |  | 0 | 0 | 0 | 0 | 0 |  | 0 | 0 | 0 | 0 | 1298.3327 | yes |  | 0 | 0 | 0 | 1298.3327 | 0 | no | 0 | 0 | 0 | 1298.3327 | 0
| 17655.623 | 0 | no | Surplus | yes |  | 0 | 0 | 0 | 2543.1496 | 0 | no | 0 | 0 | 0 | 2543.1496 | 4860 | no | 17655.623 | 0 | 24300 |  |  | 0 |  |  | 0 | 0 | 0 | 0 | 0 |  | 0 | 0 | 0 | 0 | 0 | 17655.623 | 16559.7766 | 14307.6361 | 0 | yes | Deficit |  |  | 0 | 0 | 0 | 0 | 0 |  | 0 | 0 | 0 | 0 | 191.2413 | yes |  | 0 | 0 | 0 | 191.2413 | 0 | no | 0 | 0 | 0 | 191.2413 | 0
| 16205.6786 | 0 | no | Surplus | yes |  | 0 | 0 | 0 | 1449.9444 | 0 | no | 0 | 0 | 0 | 1449.9444 | 4860 | no | 16205.6786 | 0 | 24300 |  |  | 0 |  |  | 0 | 0 | 0 | 0 | 0 |  | 0 | 0 | 0 | 0 | 0 | 16205.6786 | 17398.2607 | 13132.6407 | 0 | yes | Deficit |  |  | 0 | 0 | 0 | 0 | 0 |  | 0 | 0 | 0 | 0 | 3090.6245 | yes |  | 0 | 0 | 0 | 3090.6245 | 0 | no | 0 | 0 | 0 | 3090.6245 | 0
| 17270.2197 | 0 | yes | Deficit |  |  | 0 | 0 | 0 | 0 | 0 |  | 0 | 0 | 0 | 0 | 4860 | no |  | 0 | 24300 | no | 17270.2197 | 0 | no | no | 0 | 0 | 0 | 0 | 0 |  | 0 | 0 | 0 | 0 | 0 | 17270.2197 | 17205.0303 | 13995.3158 | 0 | yes | Deficit |  |  | 0 | 0 | 0 | 0 | 0 |  | 0 | 0 | 0 | 0 | 4072.3897 | yes |  | 0 | 0 | 0 | 4072.3897 | 0 | no | 0 | 0 | 0 | 4072.3897 | 0
| 16876.1275 | 0 | no | Surplus | yes |  | 0 | 0 | 0 | 394.0922 | 0 | no | 0 | 0 | 0 | 394.0922 | 4860 | no | 16876.1275 | 0 | 24300 |  |  | 0 |  |  | 0 | 0 | 0 | 0 | 0 |  | 0 | 0 | 0 | 0 | 0 | 16876.1275 | 17740.4763 | 13675.9542 | 0 | yes | Deficit |  |  | 0 | 0 | 0 | 0 | 0 |  | 0 | 0 | 0 | 0 | 3745.1605 | yes |  | 0 | 0 | 0 | 3745.1605 | 0 | no | 0 | 0 | 0 | 3745.1605 | 0
| 17937.6021 | 0 | yes | Deficit |  |  | 0 | 0 | 0 | 0 | 0 |  | 0 | 0 | 0 | 0 | 4860 | no |  | 0 | 24300 | no | 17937.6021 | 0 | no | no | 0 | 0 | 0 | 0 | 0 |  | 0 | 0 | 0 | 0 | 0 | 17937.6021 | 17131.827 | 14536.1443 | 0 | yes | Deficit |  |  | 0 | 0 | 0 | 0 | 0 |  | 0 | 0 | 0 | 0 | 3455.8728 | yes |  | 0 | 0 | 0 | 3455.8728 | 0 | no | 0 | 0 | 0 | 3455.8728 | 0
| 15137.3764 | 0 | no | Surplus | yes |  | 0 | 0 | 0 | 2800.2257 | 0 | no | 0 | 0 | 0 | 2800.2257 | 4860 | no | 15137.3764 | 0 | 24300 |  |  | 0 |  |  | 0 | 0 | 0 | 0 | 0 |  | 0 | 0 | 0 | 0 | 0 | 15137.3764 | 18130.2774 | 12266.9176 | 0 | yes | Deficit |  |  | 0 | 0 | 0 | 0 | 0 |  | 0 | 0 | 0 | 0 | 3594.133 | yes |  | 0 | 0 | 0 | 3594.133 | 0 | no | 0 | 0 | 0 | 3594.133 | 0
| 15257.4888 | 0 | yes | Deficit |  |  | 0 | 0 | 0 | 0 | 0 |  | 0 | 0 | 0 | 0 | 4860 | no |  | 0 | 24300 | no | 15257.4888 | 0 | no | no | 0 | 0 | 0 | 0 | 0 |  | 0 | 0 | 0 | 0 | 0 | 15257.4888 | 18535.0808 | 12364.2535 | 0 | yes | Deficit |  |  | 0 | 0 | 0 | 0 | 0 |  | 0 | 0 | 0 | 0 | 6268.1632 | yes |  | 0 | 0 | 0 | 6268.1632 | 0 | no | 0 | 0 | 0 | 6268.1632 | 0
| 16634.7198 | 0 | yes | Deficit |  |  | 0 | 0 | 0 | 0 | 0 |  | 0 | 0 | 0 | 0 | 4860 | no |  | 0 | 24300 | no | 16634.7198 | 0 | no | no | 0 | 0 | 0 | 0 | 0 |  | 0 | 0 | 0 | 0 | 0 | 16634.7198 | 17974.1444 | 13480.324 | 0 | yes | Deficit |  |  | 0 | 0 | 0 | 0 | 0 |  | 0 | 0 | 0 | 0 | 5609.8909 | yes |  | 0 | 0 | 0 | 5609.8909 | 0 | no | 0 | 0 | 0 | 5609.8909 | 0
| 17424.1299 | 0 | yes | Deficit |  |  | 0 | 0 | 0 | 0 | 0 |  | 0 | 0 | 0 | 0 | 4860 | no |  | 0 | 24300 | no | 17424.1299 | 0 | no | no | 0 | 0 | 0 | 0 | 0 |  | 0 | 0 | 0 | 0 | 0 | 17424.1299 | 18245.1777 | 14120.0404 | 0 | yes | Deficit |  |  | 0 | 0 | 0 | 0 | 0 |  | 0 | 0 | 0 | 0 | 4764.8538 | yes |  | 0 | 0 | 0 | 4764.8538 | 0 | no | 0 | 0 | 0 | 4764.8538 | 0
| 19307.6421 | 0 | yes | Deficit |  |  | 0 | 0 | 0 | 0 | 0 |  | 0 | 0 | 0 | 0 | 4860 | no |  | 0 | 24300 | no | 19307.6421 | 0 | no | no | 0 | 0 | 0 | 0 | 0 |  | 0 | 0 | 0 | 0 | 0 | 19307.6421 | 17591.0765 | 15646.3874 | 0 | yes | Deficit |  |  | 0 | 0 | 0 | 0 | 0 |  | 0 | 0 | 0 | 0 | 3471.0361 | yes |  | 0 | 0 | 0 | 3471.0361 | 0 | no | 0 | 0 | 0 | 3471.0361 | 0
| 21573.7334 | 0 | yes | Deficit |  |  | 0 | 0 | 0 | 0 | 0 |  | 0 | 0 | 0 | 0 | 4860 | no |  | 0 | 24300 | no | 21573.7334 | 0 | no | no | 0 | 0 | 0 | 0 | 0 |  | 0 | 0 | 0 | 0 | 0 | 21573.7334 | 16812.3742 | 17482.7661 | 0 | yes | Deficit |  |  | 0 | 0 | 0 | 0 | 0 |  | 0 | 0 | 0 | 0 | 1165.9868 | yes |  | 0 | 0 | 0 | 1165.9868 | 0 | no | 0 | 0 | 0 | 1165.9868 | 0
| 22499.1451 | 0 | yes | Deficit |  |  | 0 | 0 | 0 | 0 | 0 |  | 0 | 0 | 0 | 0 | 4860 | no |  | 0 | 24300 | no | 22499.1451 | 0 | no | no | 0 | 0 | 0 | 0 | 0 |  | 0 | 0 | 0 | 0 | 0 | 22499.1451 | 17713.4606 | 18232.6946 | 0 | yes | Deficit |  |  | 0 | 0 | 0 | 0 | 0 |  | 0 | 0 | 0 | 0 | 230.6944 | yes |  | 0 | 0 | 0 | 230.6944 | 0 | no | 0 | 0 | 0 | 230.6944 | 0
| 18178.1171 | 0 | no | Surplus | yes |  | 0 | 0 | 0 | 4321.0281 | 0 | no | 0 | 0 | 0 | 4321.0281 | 4860 | no | 18178.1171 | 0 | 24300 |  |  | 0 |  |  | 0 | 0 | 0 | 0 | 0 |  | 0 | 0 | 0 | 0 | 0 | 18178.1171 | 16807.2338 | 14731.0511 | 0 | no | Surplus | yes |  | 0 | 0 | 0 | 1425.4608 | 0 | no | 0 | 0 | 0 | 1425.4608 | 0 |  |  | 0 | 0 | 0 | 0 | 0 |  | 0 | 0 | 0 | 0 | 0
| 18782.7193 | 0 | yes | Deficit |  |  | 0 | 0 | 0 | 0 | 0 |  | 0 | 0 | 0 | 0 | 4860 | no |  | 0 | 24300 | no | 18782.7193 | 0 | no | no | 0 | 0 | 0 | 0 | 0 |  | 0 | 0 | 0 | 0 | 0 | 18782.7193 | 17052.4179 | 15221.0043 | 0 | yes | Deficit |  |  | 0 | 0 | 0 | 0 | 0 |  | 0 | 0 | 0 | 0 | 2321.3668 | yes |  | 0 | 0 | 0 | 2321.3668 | 0 | no | 0 | 0 | 0 | 2321.3668 | 0
| 18939.2795 | 0 | yes | Deficit |  |  | 0 | 0 | 0 | 0 | 0 |  | 0 | 0 | 0 | 0 | 4860 | no |  | 0 | 24300 | no | 18939.2795 | 0 | no | no | 0 | 0 | 0 | 0 | 0 |  | 0 | 0 | 0 | 0 | 0 | 18939.2795 | 16967.6252 | 15347.8764 | 0 | yes | Deficit |  |  | 0 | 0 | 0 | 0 | 0 |  | 0 | 0 | 0 | 0 | 1746.6209 | yes |  | 0 | 0 | 0 | 1746.6209 | 0 | no | 0 | 0 | 0 | 1746.6209 | 0
| 19808.5177 | 0 | yes | Deficit |  |  | 0 | 0 | 0 | 0 | 0 |  | 0 | 0 | 0 | 0 | 4860 | no |  | 0 | 24300 | no | 19808.5177 | 0 | no | no | 0 | 0 | 0 | 0 | 0 |  | 0 | 0 | 0 | 0 | 0 | 19808.5177 | 18430.9383 | 16052.2834 | 0 | yes | Deficit |  |  | 0 | 0 | 0 | 0 | 0 |  | 0 | 0 | 0 | 0 | 3083.0619 | yes |  | 0 | 0 | 0 | 3083.0619 | 0 | no | 0 | 0 | 0 | 3083.0619 | 0
| 19503.8516 | 0 | no | Surplus | yes |  | 0 | 0 | 0 | 304.6661 | 0 | no | 0 | 0 | 0 | 304.6661 | 4860 | no | 19503.8516 | 0 | 24300 |  |  | 0 |  |  | 0 | 0 | 0 | 0 | 0 |  | 0 | 0 | 0 | 0 | 0 | 19503.8516 | 13937.4129 | 15805.3903 | 0 | no | Surplus | yes |  | 0 | 0 | 0 | 2114.8705 | 0 | no | 0 | 0 | 0 | 2114.8705 | 0 |  |  | 0 | 0 | 0 | 0 | 0 |  | 0 | 0 | 0 | 0 | 0
| 16622.0619 | 0 | no | Surplus | yes |  | 0 | 0 | 0 | 2881.7897 | 0 | no | 0 | 0 | 0 | 2881.7897 | 4860 | no | 16622.0619 | 0 | 24300 |  |  | 0 |  |  | 0 | 0 | 0 | 0 | 0 |  | 0 | 0 | 0 | 0 | 0 | 16622.0619 | 13963.3851 | 13470.0664 | 0 | no | Surplus | yes |  | 0 | 0 | 0 | 1842.0052 | 0 | no | 0 | 0 | 0 | 1842.0052 | 0 |  |  | 0 | 0 | 0 | 0 | 0 |  | 0 | 0 | 0 | 0 | 0
| 16824.989 | 0 | yes | Deficit |  |  | 0 | 0 | 0 | 0 | 0 |  | 0 | 0 | 0 | 0 | 4860 | no |  | 0 | 24300 | no | 16824.989 | 0 | no | no | 0 | 0 | 0 | 0 | 0 |  | 0 | 0 | 0 | 0 | 0 | 16824.989 | 14466.0854 | 13634.513 | 0 | yes | Deficit |  |  | 0 | 0 | 0 | 0 | 0 |  | 0 | 0 | 0 | 0 | 996.019 | yes |  | 0 | 0 | 0 | 996.019 | 0 | no | 0 | 0 | 0 | 996.019 | 0
| 16308.217 | 0 | no | Surplus | yes |  | 0 | 0 | 0 | 516.772 | 0 | no | 0 | 0 | 0 | 516.772 | 4860 | no | 16308.217 | 0 | 24300 |  |  | 0 |  |  | 0 | 0 | 0 | 0 | 0 |  | 0 | 0 | 0 | 0 | 0 | 16308.217 | 15359.4147 | 13215.735 | 0 | yes | Deficit |  |  | 0 | 0 | 0 | 0 | 0 |  | 0 | 0 | 0 | 0 | 1724.9018 | yes |  | 0 | 0 | 0 | 1724.9018 | 0 | no | 0 | 0 | 0 | 1724.9018 | 0
| 18915.7667 | 0 | yes | Deficit |  |  | 0 | 0 | 0 | 0 | 0 |  | 0 | 0 | 0 | 0 | 4860 | no |  | 0 | 24300 | no | 18915.7667 | 0 | no | no | 0 | 0 | 0 | 0 | 0 |  | 0 | 0 | 0 | 0 | 0 | 18915.7667 | 15034.3293 | 15328.8222 | 0 | yes | Deficit |  |  | 0 | 0 | 0 | 0 | 0 |  | 0 | 0 | 0 | 0 | 1818.5943 | yes |  | 0 | 0 | 0 | 1818.5943 | 0 | no | 0 | 0 | 0 | 1818.5943 | 0
| 18147.0233 | 0 | no | Surplus | yes |  | 0 | 0 | 0 | 768.7433 | 0 | no | 0 | 0 | 0 | 768.7433 | 4860 | no | 18147.0233 | 0 | 24300 |  |  | 0 |  |  | 0 | 0 | 0 | 0 | 0 |  | 0 | 0 | 0 | 0 | 0 | 18147.0233 | 15135.4866 | 14705.8536 | 0 | no | Surplus | yes |  | 0 | 0 | 0 | 193.3356 | 0 | no | 0 | 0 | 0 | 193.3356 | 0 |  |  | 0 | 0 | 0 | 0 | 0 |  | 0 | 0 | 0 | 0 | 0
| 19466.4792 | 0 | yes | Deficit |  |  | 0 | 0 | 0 | 0 | 0 |  | 0 | 0 | 0 | 0 | 4860 | no |  | 0 | 24300 | no | 19466.4792 | 0 | no | no | 0 | 0 | 0 | 0 | 0 |  | 0 | 0 | 0 | 0 | 0 | 19466.4792 | 14627.8038 | 15775.1047 | 0 | no | Surplus | yes |  | 0 | 0 | 0 | 78.0498 | 0 | no | 0 | 0 | 0 | 78.0498 | 0 |  |  | 0 | 0 | 0 | 0 | 0 |  | 0 | 0 | 0 | 0 | 0
| 18895.8458 | 0 | no | Surplus | yes |  | 0 | 0 | 0 | 570.6335 | 0 | no | 0 | 0 | 0 | 570.6335 | 4860 | no | 18895.8458 | 0 | 24300 |  |  | 0 |  |  | 0 | 0 | 0 | 0 | 0 |  | 0 | 0 | 0 | 0 | 0 | 18895.8458 | 14005.3956 | 15312.6789 | 0 | no | Surplus | yes |  | 0 | 0 | 0 | 1769.7091 | 0 | no | 0 | 0 | 0 | 1769.7091 | 0 |  |  | 0 | 0 | 0 | 0 | 0 |  | 0 | 0 | 0 | 0 | 0
| 16445.8331 | 0 | no | Surplus | yes |  | 0 | 0 | 0 | 2450.0127 | 0 | no | 0 | 0 | 0 | 2450.0127 | 4860 | no | 16445.8331 | 0 | 24300 |  |  | 0 |  |  | 0 | 0 | 0 | 0 | 0 |  | 0 | 0 | 0 | 0 | 0 | 16445.8331 | 16125.3798 | 13327.2553 | 0 | yes | Deficit |  |  | 0 | 0 | 0 | 0 | 0 |  | 0 | 0 | 0 | 0 | 812.7009 | yes |  | 0 | 0 | 0 | 812.7009 | 0 | no | 0 | 0 | 0 | 812.7009 | 0
| 17822.7064 | 0 | yes | Deficit |  |  | 0 | 0 | 0 | 0 | 0 |  | 0 | 0 | 0 | 0 | 4860 | no |  | 0 | 24300 | no | 17822.7064 | 0 | no | no | 0 | 0 | 0 | 0 | 0 |  | 0 | 0 | 0 | 0 | 0 | 17822.7064 | 15626.5432 | 14443.036 | 0 | yes | Deficit |  |  | 0 | 0 | 0 | 0 | 0 |  | 0 | 0 | 0 | 0 | 2299.2879 | yes |  | 0 | 0 | 0 | 2299.2879 | 0 | no | 0 | 0 | 0 | 2299.2879 | 0
| 18954.9164 | 0 | yes | Deficit |  |  | 0 | 0 | 0 | 0 | 0 |  | 0 | 0 | 0 | 0 | 4860 | no |  | 0 | 24300 | no | 18954.9164 | 0 | no | no | 0 | 0 | 0 | 0 | 0 |  | 0 | 0 | 0 | 0 | 0 | 18954.9164 | 15829.3819 | 15360.5481 | 0 | yes | Deficit |  |  | 0 | 0 | 0 | 0 | 0 |  | 0 | 0 | 0 | 0 | 1386.3459 | yes |  | 0 | 0 | 0 | 1386.3459 | 0 | no | 0 | 0 | 0 | 1386.3459 | 0
| 17544.5649 | 0 | no | Surplus | yes |  | 0 | 0 | 0 | 1410.3515 | 0 | no | 0 | 0 | 0 | 1410.3515 | 4860 | no | 17544.5649 | 0 | 24300 |  |  | 0 |  |  | 0 | 0 | 0 | 0 | 0 |  | 0 | 0 | 0 | 0 | 0 | 17544.5649 | 16769.7039 | 14217.6377 | 0 | yes | Deficit |  |  | 0 | 0 | 0 | 0 | 0 |  | 0 | 0 | 0 | 0 | 1409.1558 | yes |  | 0 | 0 | 0 | 1409.1558 | 0 | no | 0 | 0 | 0 | 1409.1558 | 0
| 17774.2834 | 0 | yes | Deficit |  |  | 0 | 0 | 0 | 0 | 0 |  | 0 | 0 | 0 | 0 | 4860 | no |  | 0 | 24300 | no | 17774.2834 | 0 | no | no | 0 | 0 | 0 | 0 | 0 |  | 0 | 0 | 0 | 0 | 0 | 17774.2834 | 16120.4195 | 14403.7953 | 0 | yes | Deficit |  |  | 0 | 0 | 0 | 0 | 0 |  | 0 | 0 | 0 | 0 | 1902.7818 | yes |  | 0 | 0 | 0 | 1902.7818 | 0 | no | 0 | 0 | 0 | 1902.7818 | 0
| 19967.1952 | 0 | yes | Deficit |  |  | 0 | 0 | 0 | 0 | 0 |  | 0 | 0 | 0 | 0 | 4860 | no |  | 0 | 24300 | no | 19967.1952 | 0 | no | no | 0 | 0 | 0 | 0 | 0 |  | 0 | 0 | 0 | 0 | 0 | 19967.1952 | 15866.4129 | 16180.8713 | 0 | yes | Deficit |  |  | 0 | 0 | 0 | 0 | 0 |  | 0 | 0 | 0 | 0 | 1462.6176 | yes |  | 0 | 0 | 0 | 1462.6176 | 0 | no | 0 | 0 | 0 | 1462.6176 | 0
| 18633.3356 | 0 | no | Surplus | yes |  | 0 | 0 | 0 | 1333.8595 | 0 | no | 0 | 0 | 0 | 1333.8595 | 4860 | no | 18633.3356 | 0 | 24300 |  |  | 0 |  |  | 0 | 0 | 0 | 0 | 0 |  | 0 | 0 | 0 | 0 | 0 | 18633.3356 | 16425.5572 | 15099.9478 | 0 | yes | Deficit |  |  | 0 | 0 | 0 | 0 | 0 |  | 0 | 0 | 0 | 0 | 244.686 | yes |  | 0 | 0 | 0 | 244.686 | 0 | no | 0 | 0 | 0 | 244.686 | 0
| 17566.9147 | 0 | no | Surplus | yes |  | 0 | 0 | 0 | 1066.4209 | 0 | no | 0 | 0 | 0 | 1066.4209 | 4860 | no | 17566.9147 | 0 | 24300 |  |  | 0 |  |  | 0 | 0 | 0 | 0 | 0 |  | 0 | 0 | 0 | 0 | 0 | 17566.9147 | 15943.0857 | 14235.7494 | 0 | yes | Deficit |  |  | 0 | 0 | 0 | 0 | 0 |  | 0 | 0 | 0 | 0 | 843.1378 | yes |  | 0 | 0 | 0 | 843.1378 | 0 | no | 0 | 0 | 0 | 843.1378 | 0
| 19070.2663 | 0 | yes | Deficit |  |  | 0 | 0 | 0 | 0 | 0 |  | 0 | 0 | 0 | 0 | 4860 | no |  | 0 | 24300 | no | 19070.2663 | 0 | no | no | 0 | 0 | 0 | 0 | 0 |  | 0 | 0 | 0 | 0 | 0 | 19070.2663 | 16172.0999 | 15454.0245 | 0 | yes | Deficit |  |  | 0 | 0 | 0 | 0 | 0 |  | 0 | 0 | 0 | 0 | 1936.3505 | yes |  | 0 | 0 | 0 | 1936.3505 | 0 | no | 0 | 0 | 0 | 1936.3505 | 0
| 20254.5727 | 0 | yes | Deficit |  |  | 0 | 0 | 0 | 0 | 0 |  | 0 | 0 | 0 | 0 | 4860 | no |  | 0 | 24300 | no | 20254.5727 | 0 | no | no | 0 | 0 | 0 | 0 | 0 |  | 0 | 0 | 0 | 0 | 0 | 20254.5727 | 15417.7879 | 16413.7542 | 0 | no | Surplus | yes |  | 0 | 0 | 0 | 36.2367 | 0 | no | 0 | 0 | 0 | 36.2367 | 0 |  |  | 0 | 0 | 0 | 0 | 0 |  | 0 | 0 | 0 | 0 | 0
| 19742.8561 | 0 | no | Surplus | yes |  | 0 | 0 | 0 | 511.7165 | 0 | no | 0 | 0 | 0 | 511.7165 | 4860 | no | 19742.8561 | 0 | 24300 |  |  | 0 |  |  | 0 | 0 | 0 | 0 | 0 |  | 0 | 0 | 0 | 0 | 0 | 19742.8561 | 15334.1838 | 15999.073 | 0 | no | Surplus | yes |  | 0 | 0 | 0 | 1079.5704 | 0 | no | 0 | 0 | 0 | 1079.5704 | 0 |  |  | 0 | 0 | 0 | 0 | 0 |  | 0 | 0 | 0 | 0 | 0
| 21521.7096 | 0 | yes | Deficit |  |  | 0 | 0 | 0 | 0 | 0 |  | 0 | 0 | 0 | 0 | 4860 | no |  | 0 | 24300 | no | 21521.7096 | 0 | no | no | 0 | 0 | 0 | 0 | 0 |  | 0 | 0 | 0 | 0 | 0 | 21521.7096 | 13966.9772 | 17440.6074 | 0 | no | Surplus | yes |  | 0 | 0 | 0 | 2032.0958 | 0 | no | 0 | 0 | 0 | 2032.0958 | 0 |  |  | 0 | 0 | 0 | 0 | 0 |  | 0 | 0 | 0 | 0 | 0
| 20491.5659 | 0 | no | Surplus | yes |  | 0 | 0 | 0 | 1030.1437 | 0 | no | 0 | 0 | 0 | 1030.1437 | 4860 | no | 20491.5659 | 0 | 24300 |  |  | 0 |  |  | 0 | 0 | 0 | 0 | 0 |  | 0 | 0 | 0 | 0 | 0 | 20491.5659 | 14042.66 | 16605.8071 | 0 | no | Surplus | yes |  | 0 | 0 | 0 | 3397.9475 | 0 | no | 0 | 0 | 0 | 3397.9475 | 0 |  |  | 0 | 0 | 0 | 0 | 0 |  | 0 | 0 | 0 | 0 | 0
| 20302.0544 | 0 | no | Surplus | yes |  | 0 | 0 | 0 | 189.5115 | 0 | no | 0 | 0 | 0 | 189.5115 | 4860 | no | 20302.0544 | 0 | 24300 |  |  | 0 |  |  | 0 | 0 | 0 | 0 | 0 |  | 0 | 0 | 0 | 0 | 0 | 20302.0544 | 12774.3024 | 16452.2321 | 0 | no | Surplus | yes |  | 0 | 0 | 0 | 3831.5047 | 0 | no | 0 | 0 | 0 | 3831.5047 | 0 |  |  | 0 | 0 | 0 | 0 | 0 |  | 0 | 0 | 0 | 0 | 0
| 19639.1433 | 0 | no | Surplus | yes |  | 0 | 0 | 0 | 662.9111 | 0 | no | 0 | 0 | 0 | 662.9111 | 4860 | no | 19639.1433 | 0 | 24300 |  |  | 0 |  |  | 0 | 0 | 0 | 0 | 0 |  | 0 | 0 | 0 | 0 | 0 | 19639.1433 | 11888.7024 | 15915.027 | 0 | no | Surplus | yes |  | 0 | 0 | 0 | 4563.5297 | 0 | no | 0 | 0 | 0 | 4563.5297 | 0 |  |  | 0 | 0 | 0 | 0 | 0 |  | 0 | 0 | 0 | 0 | 0
| 20457.7484 | 0 | yes | Deficit |  |  | 0 | 0 | 0 | 0 | 0 |  | 0 | 0 | 0 | 0 | 4860 | no |  | 0 | 24300 | no | 20457.7484 | 0 | no | no | 0 | 0 | 0 | 0 | 0 |  | 0 | 0 | 0 | 0 | 0 | 20457.7484 | 10334.5849 | 16578.4022 | 0 | no | Surplus | yes |  | 0 | 0 | 0 | 5580.442 | 0 | no | 0 | 0 | 0 | 5580.442 | 0 |  |  | 0 | 0 | 0 | 0 | 0 |  | 0 | 0 | 0 | 0 | 0
| 22494.1063 | 0 | yes | Deficit |  |  | 0 | 0 | 0 | 0 | 0 |  | 0 | 0 | 0 | 0 | 4860 | no |  | 0 | 24300 | no | 22494.1063 | 0 | no | no | 0 | 0 | 0 | 0 | 0 |  | 0 | 0 | 0 | 0 | 0 | 22494.1063 | 10867.5906 | 18228.6112 | 0 | no | Surplus | yes |  | 0 | 0 | 0 | 5710.8117 | 0 | no | 0 | 0 | 0 | 5710.8117 | 0 |  |  | 0 | 0 | 0 | 0 | 0 |  | 0 | 0 | 0 | 0 | 0
| 24710.8702 | 0 | yes | Deficit |  |  | 0 | 0 | 0 | 0 | 0 |  | 0 | 0 | 0 | 0 | 4860 | no |  | 0 | 24300 | yes | 24300 | 410.8702 | yes |  | 0 | 0 | 0 | 410.8702 | 0 | no | 0 | 0 | 0 | 410.8702 | 0 | 24300 | 8602.0847 | 19692.0583 | 0 | no | Surplus | yes |  | 0 | 0 | 0 | 9626.5266 | 0 | no | 0 | 0 | 0 | 9626.5266 | 0 |  |  | 0 | 0 | 0 | 0 | 0 |  | 0 | 0 | 0 | 0 | 0
| 21525.525 | 0 | no | Surplus | yes |  | 0 | 0 | 0 | 2774.475 | 0 | no | 0 | 0 | 0 | 2774.475 | 4860 | no | 21525.525 | 0 | 24300 |  |  | 0 |  |  | 0 | 0 | 0 | 0 | 0 |  | 0 | 0 | 0 | 0 | 0 | 21525.525 | 9796.3258 | 17443.6993 | 0 | no | Surplus | yes |  | 0 | 0 | 0 | 9895.7326 | 0 | no | 0 | 0 | 0 | 9895.7326 | 0 |  |  | 0 | 0 | 0 | 0 | 0 |  | 0 | 0 | 0 | 0 | 0
| 22223.5813 | 0 | yes | Deficit |  |  | 0 | 0 | 0 | 0 | 0 |  | 0 | 0 | 0 | 0 | 4860 | no |  | 0 | 24300 | no | 22223.5813 | 0 | no | no | 0 | 0 | 0 | 0 | 0 |  | 0 | 0 | 0 | 0 | 0 | 22223.5813 | 8836.2197 | 18009.3852 | 0 | no | Surplus | yes |  | 0 | 0 | 0 | 8607.4796 | 0 | no | 0 | 0 | 0 | 8607.4796 | 0 |  |  | 0 | 0 | 0 | 0 | 0 |  | 0 | 0 | 0 | 0 | 0
| 22514.1229 | 0 | yes | Deficit |  |  | 0 | 0 | 0 | 0 | 0 |  | 0 | 0 | 0 | 0 | 4860 | no |  | 0 | 24300 | no | 22514.1229 | 0 | no | no | 0 | 0 | 0 | 0 | 0 |  | 0 | 0 | 0 | 0 | 0 | 22514.1229 | 12706.3164 | 18244.8322 | 0 | no | Surplus | yes |  | 0 | 0 | 0 | 5303.0688 | 0 | no | 0 | 0 | 0 | 5303.0688 | 0 |  |  | 0 | 0 | 0 | 0 | 0 |  | 0 | 0 | 0 | 0 | 0
| 17608.4552 | 0 | no | Surplus | yes |  | 0 | 0 | 0 | 4905.6677 | 0 | no | 0 | 0 | 0 | 4905.6677 | 4860 | no | 17608.4552 | 0 | 24300 |  |  | 0 |  |  | 0 | 0 | 0 | 0 | 0 |  | 0 | 0 | 0 | 0 | 0 | 17608.4552 | 13006.9859 | 14269.4127 | 0 | no | Surplus | yes |  | 0 | 0 | 0 | 5237.8463 | 0 | no | 0 | 0 | 0 | 5237.8463 | 0 |  |  | 0 | 0 | 0 | 0 | 0 |  | 0 | 0 | 0 | 0 | 0
| 18602.2683 | 0 | yes | Deficit |  |  | 0 | 0 | 0 | 0 | 0 |  | 0 | 0 | 0 | 0 | 4860 | no |  | 0 | 24300 | no | 18602.2683 | 0 | no | no | 0 | 0 | 0 | 0 | 0 |  | 0 | 0 | 0 | 0 | 0 | 18602.2683 | 12653.2245 | 15074.7717 | 0 | no | Surplus | yes |  | 0 | 0 | 0 | 1616.1882 | 0 | no | 0 | 0 | 0 | 1616.1882 | 0 |  |  | 0 | 0 | 0 | 0 | 0 |  | 0 | 0 | 0 | 0 | 0
| 22335.2546 | 0 | yes | Deficit |  |  | 0 | 0 | 0 | 0 | 0 |  | 0 | 0 | 0 | 0 | 4860 | no |  | 0 | 24300 | no | 22335.2546 | 0 | no | no | 0 | 0 | 0 | 0 | 0 |  | 0 | 0 | 0 | 0 | 0 | 22335.2546 | 11033.1962 | 18099.8821 | 0 | no | Surplus | yes |  | 0 | 0 | 0 | 4041.5755 | 0 | no | 0 | 0 | 0 | 4041.5755 | 0 |  |  | 0 | 0 | 0 | 0 | 0 |  | 0 | 0 | 0 | 0 | 0
| 20533.6339 | 0 | no | Surplus | yes |  | 0 | 0 | 0 | 1801.6207 | 0 | no | 0 | 0 | 0 | 1801.6207 | 4860 | no | 20533.6339 | 0 | 24300 |  |  | 0 |  |  | 0 | 0 | 0 | 0 | 0 |  | 0 | 0 | 0 | 0 | 0 | 20533.6339 | 10026.2869 | 16639.8978 | 0 | no | Surplus | yes |  | 0 | 0 | 0 | 8073.5953 | 0 | no | 0 | 0 | 0 | 8073.5953 | 0 |  |  | 0 | 0 | 0 | 0 | 0 |  | 0 | 0 | 0 | 0 | 0
| 19500.6279 | 0 | no | Surplus | yes |  | 0 | 0 | 0 | 1033.0059 | 0 | no | 0 | 0 | 0 | 1033.0059 | 4860 | no | 19500.6279 | 0 | 24300 |  |  | 0 |  |  | 0 | 0 | 0 | 0 | 0 |  | 0 | 0 | 0 | 0 | 0 | 19500.6279 | 12576.9587 | 15802.7779 | 0 | no | Surplus | yes |  | 0 | 0 | 0 | 4062.9391 | 0 | no | 0 | 0 | 0 | 4062.9391 | 0 |  |  | 0 | 0 | 0 | 0 | 0 |  | 0 | 0 | 0 | 0 | 0
| 20497.1692 | 0 | yes | Deficit |  |  | 0 | 0 | 0 | 0 | 0 |  | 0 | 0 | 0 | 0 | 4860 | no |  | 0 | 24300 | no | 20497.1692 | 0 | no | no | 0 | 0 | 0 | 0 | 0 |  | 0 | 0 | 0 | 0 | 0 | 20497.1692 | 13103.6154 | 16610.3478 | 0 | no | Surplus | yes |  | 0 | 0 | 0 | 2699.1625 | 0 | no | 0 | 0 | 0 | 2699.1625 | 0 |  |  | 0 | 0 | 0 | 0 | 0 |  | 0 | 0 | 0 | 0 | 0
| 20436.0185 | 0 | no | Surplus | yes |  | 0 | 0 | 0 | 61.1507 | 0 | no | 0 | 0 | 0 | 61.1507 | 4860 | no | 20436.0185 | 0 | 24300 |  |  | 0 |  |  | 0 | 0 | 0 | 0 | 0 |  | 0 | 0 | 0 | 0 | 0 | 20436.0185 | 13597.3382 | 16560.7929 | 0 | no | Surplus | yes |  | 0 | 0 | 0 | 3013.0096 | 0 | no | 0 | 0 | 0 | 3013.0096 | 0 |  |  | 0 | 0 | 0 | 0 | 0 |  | 0 | 0 | 0 | 0 | 0
| 25093.0023 | 0 | yes | Deficit |  |  | 0 | 0 | 0 | 0 | 0 |  | 0 | 0 | 0 | 0 | 4860 | no |  | 0 | 24300 | yes | 24300 | 793.0023 | yes |  | 0 | 0 | 0 | 793.0023 | 0 | no | 0 | 0 | 0 | 793.0023 | 0 | 24300 | 13535.4091 | 19692.0583 | 0 | no | Surplus | yes |  | 0 | 0 | 0 | 3025.3839 | 0 | no | 0 | 0 | 0 | 3025.3839 | 0 |  |  | 0 | 0 | 0 | 0 | 0 |  | 0 | 0 | 0 | 0 | 0
| 22630.0491 | 0 | no | Surplus | yes |  | 0 | 0 | 0 | 1669.9509 | 0 | no | 0 | 0 | 0 | 1669.9509 | 4860 | no | 22630.0491 | 0 | 24300 |  |  | 0 |  |  | 0 | 0 | 0 | 0 | 0 |  | 0 | 0 | 0 | 0 | 0 | 22630.0491 | 13735.288 | 18338.7756 | 0 | no | Surplus | yes |  | 0 | 0 | 0 | 5956.7704 | 0 | no | 0 | 0 | 0 | 5956.7704 | 0 |  |  | 0 | 0 | 0 | 0 | 0 |  | 0 | 0 | 0 | 0 | 0
| 21186.6843 | 0 | no | Surplus | yes |  | 0 | 0 | 0 | 1443.3648 | 0 | no | 0 | 0 | 0 | 1443.3648 | 4860 | no | 21186.6843 | 0 | 24300 |  |  | 0 |  |  | 0 | 0 | 0 | 0 | 0 |  | 0 | 0 | 0 | 0 | 0 | 21186.6843 | 12410.3805 | 17169.1121 | 0 | no | Surplus | yes |  | 0 | 0 | 0 | 5928.3952 | 0 | no | 0 | 0 | 0 | 5928.3952 | 0 |  |  | 0 | 0 | 0 | 0 | 0 |  | 0 | 0 | 0 | 0 | 0
| 20424.0905 | 0 | no | Surplus | yes |  | 0 | 0 | 0 | 762.5939 | 0 | no | 0 | 0 | 0 | 762.5939 | 4860 | no | 20424.0905 | 0 | 24300 |  |  | 0 |  |  | 0 | 0 | 0 | 0 | 0 |  | 0 | 0 | 0 | 0 | 0 | 20424.0905 | 12101.9642 | 16551.1268 | 0 | no | Surplus | yes |  | 0 | 0 | 0 | 5067.1479 | 0 | no | 0 | 0 | 0 | 5067.1479 | 0 |  |  | 0 | 0 | 0 | 0 | 0 |  | 0 | 0 | 0 | 0 | 0
| 20003.9991 | 0 | no | Surplus | yes |  | 0 | 0 | 0 | 420.0914 | 0 | no | 0 | 0 | 0 | 420.0914 | 4860 | no | 20003.9991 | 0 | 24300 |  |  | 0 |  |  | 0 | 0 | 0 | 0 | 0 |  | 0 | 0 | 0 | 0 | 0 | 20003.9991 | 12381.233 | 16210.6962 | 0 | no | Surplus | yes |  | 0 | 0 | 0 | 4169.8938 | 0 | no | 0 | 0 | 0 | 4169.8938 | 0 |  |  | 0 | 0 | 0 | 0 | 0 |  | 0 | 0 | 0 | 0 | 0
| 21664.2647 | 0 | yes | Deficit |  |  | 0 | 0 | 0 | 0 | 0 |  | 0 | 0 | 0 | 0 | 4860 | no |  | 0 | 24300 | no | 21664.2647 | 0 | no | no | 0 | 0 | 0 | 0 | 0 |  | 0 | 0 | 0 | 0 | 0 | 21664.2647 | 15030.586 | 17556.1302 | 0 | no | Surplus | yes |  | 0 | 0 | 0 | 1180.1101 | 0 | no | 0 | 0 | 0 | 1180.1101 | 0 |  |  | 0 | 0 | 0 | 0 | 0 |  | 0 | 0 | 0 | 0 | 0
| 23375.045 | 0 | yes | Deficit |  |  | 0 | 0 | 0 | 0 | 0 |  | 0 | 0 | 0 | 0 | 4860 | no |  | 0 | 24300 | no | 23375.045 | 0 | no | no | 0 | 0 | 0 | 0 | 0 |  | 0 | 0 | 0 | 0 | 0 | 23375.045 | 14013.2594 | 18942.5 | 0 | no | Surplus | yes |  | 0 | 0 | 0 | 3542.8709 | 0 | no | 0 | 0 | 0 | 3542.8709 | 0 |  |  | 0 | 0 | 0 | 0 | 0 |  | 0 | 0 | 0 | 0 | 0
| 23270.4168 | 0 | no | Surplus | yes |  | 0 | 0 | 0 | 104.6282 | 0 | no | 0 | 0 | 0 | 104.6282 | 4860 | no | 23270.4168 | 0 | 24300 |  |  | 0 |  |  | 0 | 0 | 0 | 0 | 0 |  | 0 | 0 | 0 | 0 | 0 | 23270.4168 | 15437.981 | 18857.7122 | 0 | no | Surplus | yes |  | 0 | 0 | 0 | 3504.519 | 0 | no | 0 | 0 | 0 | 3504.519 | 0 |  |  | 0 | 0 | 0 | 0 | 0 |  | 0 | 0 | 0 | 0 | 0
| 21255.793 | 0 | no | Surplus | yes |  | 0 | 0 | 0 | 2014.6238 | 0 | no | 0 | 0 | 0 | 2014.6238 | 4860 | no | 21255.793 | 0 | 24300 |  |  | 0 |  |  | 0 | 0 | 0 | 0 | 0 |  | 0 | 0 | 0 | 0 | 0 | 21255.793 | 12464.7072 | 17225.1159 | 0 | no | Surplus | yes |  | 0 | 0 | 0 | 6393.0049 | 0 | no | 0 | 0 | 0 | 6393.0049 | 0 |  |  | 0 | 0 | 0 | 0 | 0 |  | 0 | 0 | 0 | 0 | 0
| 19957.1495 | 0 | no | Surplus | yes |  | 0 | 0 | 0 | 1298.6435 | 0 | no | 0 | 0 | 0 | 1298.6435 | 4860 | no | 19957.1495 | 0 | 24300 |  |  | 0 |  |  | 0 | 0 | 0 | 0 | 0 |  | 0 | 0 | 0 | 0 | 0 | 19957.1495 | 12239.4174 | 16172.7305 | 0 | no | Surplus | yes |  | 0 | 0 | 0 | 4985.6985 | 0 | no | 0 | 0 | 0 | 4985.6985 | 0 |  |  | 0 | 0 | 0 | 0 | 0 |  | 0 | 0 | 0 | 0 | 0
| 19147.6406 | 0 | no | Surplus | yes |  | 0 | 0 | 0 | 809.5089 | 0 | no | 0 | 0 | 0 | 809.5089 | 4860 | no | 19147.6406 | 0 | 24300 |  |  | 0 |  |  | 0 | 0 | 0 | 0 | 0 |  | 0 | 0 | 0 | 0 | 0 | 19147.6406 | 12817.5417 | 15516.7266 | 0 | no | Surplus | yes |  | 0 | 0 | 0 | 3355.1888 | 0 | no | 0 | 0 | 0 | 3355.1888 | 0 |  |  | 0 | 0 | 0 | 0 | 0 |  | 0 | 0 | 0 | 0 | 0
| 20684.3947 | 0 | yes | Deficit |  |  | 0 | 0 | 0 | 0 | 0 |  | 0 | 0 | 0 | 0 | 4860 | no |  | 0 | 24300 | no | 20684.3947 | 0 | no | no | 0 | 0 | 0 | 0 | 0 |  | 0 | 0 | 0 | 0 | 0 | 20684.3947 | 12198.6756 | 16762.0702 | 0 | no | Surplus | yes |  | 0 | 0 | 0 | 3318.051 | 0 | no | 0 | 0 | 0 | 3318.051 | 0 |  |  | 0 | 0 | 0 | 0 | 0 |  | 0 | 0 | 0 | 0 | 0
| 20180.7201 | 0 | no | Surplus | yes |  | 0 | 0 | 0 | 503.6745 | 0 | no | 0 | 0 | 0 | 503.6745 | 4860 | no | 20180.7201 | 0 | 24300 |  |  | 0 |  |  | 0 | 0 | 0 | 0 | 0 |  | 0 | 0 | 0 | 0 | 0 | 20180.7201 | 11787.7487 | 16353.9061 | 0 | no | Surplus | yes |  | 0 | 0 | 0 | 4974.3216 | 0 | no | 0 | 0 | 0 | 4974.3216 | 0 |  |  | 0 | 0 | 0 | 0 | 0 |  | 0 | 0 | 0 | 0 | 0
| 21270.2638 | 0 | yes | Deficit |  |  | 0 | 0 | 0 | 0 | 0 |  | 0 | 0 | 0 | 0 | 4860 | no |  | 0 | 24300 | no | 21270.2638 | 0 | no | no | 0 | 0 | 0 | 0 | 0 |  | 0 | 0 | 0 | 0 | 0 | 21270.2638 | 12049.3877 | 17236.8427 | 0 | no | Surplus | yes |  | 0 | 0 | 0 | 4304.5184 | 0 | no | 0 | 0 | 0 | 4304.5184 | 0 |  |  | 0 | 0 | 0 | 0 | 0 |  | 0 | 0 | 0 | 0 | 0
| 21568.4661 | 0 | yes | Deficit |  |  | 0 | 0 | 0 | 0 | 0 |  | 0 | 0 | 0 | 0 | 4860 | no |  | 0 | 24300 | no | 21568.4661 | 0 | no | no | 0 | 0 | 0 | 0 | 0 |  | 0 | 0 | 0 | 0 | 0 | 21568.4661 | 12961.2037 | 17478.4976 | 0 | no | Surplus | yes |  | 0 | 0 | 0 | 4275.6389 | 0 | no | 0 | 0 | 0 | 4275.6389 | 0 |  |  | 0 | 0 | 0 | 0 | 0 |  | 0 | 0 | 0 | 0 | 0
| 20229.7373 | 0 | no | Surplus | yes |  | 0 | 0 | 0 | 1338.7287 | 0 | no | 0 | 0 | 0 | 1338.7287 | 4860 | no | 20229.7373 | 0 | 24300 |  |  | 0 |  |  | 0 | 0 | 0 | 0 | 0 |  | 0 | 0 | 0 | 0 | 0 | 20229.7373 | 12584.3612 | 16393.6283 | 0 | no | Surplus | yes |  | 0 | 0 | 0 | 4894.1365 | 0 | no | 0 | 0 | 0 | 4894.1365 | 0 |  |  | 0 | 0 | 0 | 0 | 0 |  | 0 | 0 | 0 | 0 | 0
| 21651.2038 | 0 | yes | Deficit |  |  | 0 | 0 | 0 | 0 | 0 |  | 0 | 0 | 0 | 0 | 4860 | no |  | 0 | 24300 | no | 21651.2038 | 0 | no | no | 0 | 0 | 0 | 0 | 0 |  | 0 | 0 | 0 | 0 | 0 | 21651.2038 | 12016.3961 | 17545.546 | 0 | no | Surplus | yes |  | 0 | 0 | 0 | 4377.2322 | 0 | no | 0 | 0 | 0 | 4377.2322 | 0 |  |  | 0 | 0 | 0 | 0 | 0 |  | 0 | 0 | 0 | 0 | 0
| 19968.054 | 0 | no | Surplus | yes |  | 0 | 0 | 0 | 1683.1498 | 0 | no | 0 | 0 | 0 | 1683.1498 | 4860 | no | 19968.054 | 0 | 24300 |  |  | 0 |  |  | 0 | 0 | 0 | 0 | 0 |  | 0 | 0 | 0 | 0 | 0 | 19968.054 | 15722.4137 | 16181.5673 | 0 | no | Surplus | yes |  | 0 | 0 | 0 | 1823.1324 | 0 | no | 0 | 0 | 0 | 1823.1324 | 0 |  |  | 0 | 0 | 0 | 0 | 0 |  | 0 | 0 | 0 | 0 | 0
| 18935.4428 | 0 | no | Surplus | yes |  | 0 | 0 | 0 | 1032.6112 | 0 | no | 0 | 0 | 0 | 1032.6112 | 4860 | no | 18935.4428 | 0 | 24300 |  |  | 0 |  |  | 0 | 0 | 0 | 0 | 0 |  | 0 | 0 | 0 | 0 | 0 | 18935.4428 | 17085.9446 | 15344.7673 | 0 | yes | Deficit |  |  | 0 | 0 | 0 | 0 | 0 |  | 0 | 0 | 0 | 0 | 904.3773 | yes |  | 0 | 0 | 0 | 904.3773 | 0 | no | 0 | 0 | 0 | 904.3773 | 0
| 20699.5352 | 0 | yes | Deficit |  |  | 0 | 0 | 0 | 0 | 0 |  | 0 | 0 | 0 | 0 | 4860 | no |  | 0 | 24300 | no | 20699.5352 | 0 | no | no | 0 | 0 | 0 | 0 | 0 |  | 0 | 0 | 0 | 0 | 0 | 20699.5352 | 14787.6609 | 16774.3397 | 0 | no | Surplus | yes |  | 0 | 0 | 0 | 557.1064 | 0 | no | 0 | 0 | 0 | 557.1064 | 0 |  |  | 0 | 0 | 0 | 0 | 0 |  | 0 | 0 | 0 | 0 | 0
| 22503.6508 | 0 | yes | Deficit |  |  | 0 | 0 | 0 | 0 | 0 |  | 0 | 0 | 0 | 0 | 4860 | no |  | 0 | 24300 | no | 22503.6508 | 0 | no | no | 0 | 0 | 0 | 0 | 0 |  | 0 | 0 | 0 | 0 | 0 | 22503.6508 | 13034.2647 | 18236.3458 | 0 | no | Surplus | yes |  | 0 | 0 | 0 | 3740.075 | 0 | no | 0 | 0 | 0 | 3740.075 | 0 |  |  | 0 | 0 | 0 | 0 | 0 |  | 0 | 0 | 0 | 0 | 0
| 21032.9612 | 0 | no | Surplus | yes |  | 0 | 0 | 0 | 1470.6895 | 0 | no | 0 | 0 | 0 | 1470.6895 | 4860 | no | 21032.9612 | 0 | 24300 |  |  | 0 |  |  | 0 | 0 | 0 | 0 | 0 |  | 0 | 0 | 0 | 0 | 0 | 21032.9612 | 12351.7896 | 17044.5391 | 0 | no | Surplus | yes |  | 0 | 0 | 0 | 5884.5562 | 0 | no | 0 | 0 | 0 | 5884.5562 | 0 |  |  | 0 | 0 | 0 | 0 | 0 |  | 0 | 0 | 0 | 0 | 0
| 20969.4471 | 0 | no | Surplus | yes |  | 0 | 0 | 0 | 63.5142 | 0 | no | 0 | 0 | 0 | 63.5142 | 4860 | no | 20969.4471 | 0 | 24300 |  |  | 0 |  |  | 0 | 0 | 0 | 0 | 0 |  | 0 | 0 | 0 | 0 | 0 | 20969.4471 | 12924.1176 | 16993.0689 | 0 | no | Surplus | yes |  | 0 | 0 | 0 | 4120.4214 | 0 | no | 0 | 0 | 0 | 4120.4214 | 0 |  |  | 0 | 0 | 0 | 0 | 0 |  | 0 | 0 | 0 | 0 | 0
| 22928.2696 | 0 | yes | Deficit |  |  | 0 | 0 | 0 | 0 | 0 |  | 0 | 0 | 0 | 0 | 4860 | no |  | 0 | 24300 | no | 22928.2696 | 0 | no | no | 0 | 0 | 0 | 0 | 0 |  | 0 | 0 | 0 | 0 | 0 | 22928.2696 | 14653.8644 | 18580.4453 | 0 | no | Surplus | yes |  | 0 | 0 | 0 | 2339.2045 | 0 | no | 0 | 0 | 0 | 2339.2045 | 0 |  |  | 0 | 0 | 0 | 0 | 0 |  | 0 | 0 | 0 | 0 | 0
| 24040.4212 | 0 | yes | Deficit |  |  | 0 | 0 | 0 | 0 | 0 |  | 0 | 0 | 0 | 0 | 4860 | no |  | 0 | 24300 | no | 24040.4212 | 0 | no | no | 0 | 0 | 0 | 0 | 0 |  | 0 | 0 | 0 | 0 | 0 | 24040.4212 | 14996.4905 | 19481.7027 | 0 | no | Surplus | yes |  | 0 | 0 | 0 | 3583.9548 | 0 | no | 0 | 0 | 0 | 3583.9548 | 0 |  |  | 0 | 0 | 0 | 0 | 0 |  | 0 | 0 | 0 | 0 | 0
| 22519.468 | 0 | no | Surplus | yes |  | 0 | 0 | 0 | 1520.9532 | 0 | no | 0 | 0 | 0 | 1520.9532 | 4860 | no | 22519.468 | 0 | 24300 |  |  | 0 |  |  | 0 | 0 | 0 | 0 | 0 |  | 0 | 0 | 0 | 0 | 0 | 22519.468 | 14952.7937 | 18249.1637 | 0 | no | Surplus | yes |  | 0 | 0 | 0 | 4528.909 | 0 | no | 0 | 0 | 0 | 4528.909 | 0 |  |  | 0 | 0 | 0 | 0 | 0 |  | 0 | 0 | 0 | 0 | 0
| 25604.4612 | 0 | yes | Deficit |  |  | 0 | 0 | 0 | 0 | 0 |  | 0 | 0 | 0 | 0 | 4860 | no |  | 0 | 24300 | yes | 24300 | 1304.4612 | yes |  | 0 | 0 | 0 | 1304.4612 | 0 | no | 0 | 0 | 0 | 1304.4612 | 0 | 24300 | 15228.8676 | 19692.0583 | 0 | no | Surplus | yes |  | 0 | 0 | 0 | 3020.2961 | 0 | no | 0 | 0 | 0 | 3020.2961 | 0 |  |  | 0 | 0 | 0 | 0 | 0 |  | 0 | 0 | 0 | 0 | 0
| 23966.2701 | 0 | no | Surplus | yes |  | 0 | 0 | 0 | 333.7299 | 0 | no | 0 | 0 | 0 | 333.7299 | 4860 | no | 23966.2701 | 0 | 24300 |  |  | 0 |  |  | 0 | 0 | 0 | 0 | 0 |  | 0 | 0 | 0 | 0 | 0 | 23966.2701 | 14403.8138 | 19421.6127 | 0 | no | Surplus | yes |  | 0 | 0 | 0 | 5288.2445 | 0 | no | 0 | 0 | 0 | 5288.2445 | 0 |  |  | 0 | 0 | 0 | 0 | 0 |  | 0 | 0 | 0 | 0 | 0
| 22143.4198 | 0 | no | Surplus | yes |  | 0 | 0 | 0 | 1822.8503 | 0 | no | 0 | 0 | 0 | 1822.8503 | 4860 | no | 22143.4198 | 0 | 24300 |  |  | 0 |  |  | 0 | 0 | 0 | 0 | 0 |  | 0 | 0 | 0 | 0 | 0 | 22143.4198 | 14934.3142 | 17944.4245 | 0 | no | Surplus | yes |  | 0 | 0 | 0 | 4487.2986 | 0 | no | 0 | 0 | 0 | 4487.2986 | 0 |  |  | 0 | 0 | 0 | 0 | 0 |  | 0 | 0 | 0 | 0 | 0
| 22707.6588 | 0 | yes | Deficit |  |  | 0 | 0 | 0 | 0 | 0 |  | 0 | 0 | 0 | 0 | 4860 | no |  | 0 | 24300 | no | 22707.6588 | 0 | no | no | 0 | 0 | 0 | 0 | 0 |  | 0 | 0 | 0 | 0 | 0 | 22707.6588 | 14226.5186 | 18401.6684 | 0 | no | Surplus | yes |  | 0 | 0 | 0 | 3717.9059 | 0 | no | 0 | 0 | 0 | 3717.9059 | 0 |  |  | 0 | 0 | 0 | 0 | 0 |  | 0 | 0 | 0 | 0 | 0
| 23268.8903 | 0 | yes | Deficit |  |  | 0 | 0 | 0 | 0 | 0 |  | 0 | 0 | 0 | 0 | 4860 | no |  | 0 | 24300 | no | 23268.8903 | 0 | no | no | 0 | 0 | 0 | 0 | 0 |  | 0 | 0 | 0 | 0 | 0 | 23268.8903 | 14746.8016 | 18856.4751 | 0 | no | Surplus | yes |  | 0 | 0 | 0 | 3654.8668 | 0 | no | 0 | 0 | 0 | 3654.8668 | 0 |  |  | 0 | 0 | 0 | 0 | 0 |  | 0 | 0 | 0 | 0 | 0
| 23974.8178 | 0 | yes | Deficit |  |  | 0 | 0 | 0 | 0 | 0 |  | 0 | 0 | 0 | 0 | 4860 | no |  | 0 | 24300 | no | 23974.8178 | 0 | no | no | 0 | 0 | 0 | 0 | 0 |  | 0 | 0 | 0 | 0 | 0 | 23974.8178 | 15481.6298 | 19428.5396 | 0 | no | Surplus | yes |  | 0 | 0 | 0 | 3374.8453 | 0 | no | 0 | 0 | 0 | 3374.8453 | 0 |  |  | 0 | 0 | 0 | 0 | 0 |  | 0 | 0 | 0 | 0 | 0
| 23622.6171 | 0 | no | Surplus | yes |  | 0 | 0 | 0 | 352.2007 | 0 | no | 0 | 0 | 0 | 352.2007 | 4860 | no | 23622.6171 | 0 | 24300 |  |  | 0 |  |  | 0 | 0 | 0 | 0 | 0 |  | 0 | 0 | 0 | 0 | 0 | 23622.6171 | 15499.8856 | 19143.1257 | 0 | no | Surplus | yes |  | 0 | 0 | 0 | 3928.654 | 0 | no | 0 | 0 | 0 | 3928.654 | 0 |  |  | 0 | 0 | 0 | 0 | 0 |  | 0 | 0 | 0 | 0 | 0
| 20604.2705 | 0 | no | Surplus | yes |  | 0 | 0 | 0 | 3018.3466 | 0 | no | 0 | 0 | 0 | 3018.3466 | 4860 | no | 20604.2705 | 0 | 24300 |  |  | 0 |  |  | 0 | 0 | 0 | 0 | 0 |  | 0 | 0 | 0 | 0 | 0 | 20604.2705 | 16791.3369 | 16697.1398 | 0 | no | Surplus | yes |  | 0 | 0 | 0 | 2351.7889 | 0 | no | 0 | 0 | 0 | 2351.7889 | 0 |  |  | 0 | 0 | 0 | 0 | 0 |  | 0 | 0 | 0 | 0 | 0
| 20422.731 | 0 | no | Surplus | yes |  | 0 | 0 | 0 | 181.5395 | 0 | no | 0 | 0 | 0 | 181.5395 | 4860 | no | 20422.731 | 0 | 24300 |  |  | 0 |  |  | 0 | 0 | 0 | 0 | 0 |  | 0 | 0 | 0 | 0 | 0 | 20422.731 | 14906.1633 | 16550.0251 | 0 | no | Surplus | yes |  | 0 | 0 | 0 | 1790.9765 | 0 | no | 0 | 0 | 0 | 1790.9765 | 0 |  |  | 0 | 0 | 0 | 0 | 0 |  | 0 | 0 | 0 | 0 | 0
| 19992.2902 | 0 | no | Surplus | yes |  | 0 | 0 | 0 | 430.4408 | 0 | no | 0 | 0 | 0 | 430.4408 | 4860 | no | 19992.2902 | 0 | 24300 |  |  | 0 |  |  | 0 | 0 | 0 | 0 | 0 |  | 0 | 0 | 0 | 0 | 0 | 19992.2902 | 14774.858 | 16201.2076 | 0 | no | Surplus | yes |  | 0 | 0 | 0 | 1775.1671 | 0 | no | 0 | 0 | 0 | 1775.1671 | 0 |  |  | 0 | 0 | 0 | 0 | 0 |  | 0 | 0 | 0 | 0 | 0
| 16225.0485 | 0 | no | Surplus | yes |  | 0 | 0 | 0 | 3767.2417 | 0 | no | 0 | 0 | 0 | 3767.2417 | 4860 | no | 16225.0485 | 0 | 24300 |  |  | 0 |  |  | 0 | 0 | 0 | 0 | 0 |  | 0 | 0 | 0 | 0 | 0 | 16225.0485 | 17404.7164 | 13148.3375 | 0 | yes | Deficit |  |  | 0 | 0 | 0 | 0 | 0 |  | 0 | 0 | 0 | 0 | 1203.5088 | yes |  | 0 | 0 | 0 | 1203.5088 | 0 | no | 0 | 0 | 0 | 1203.5088 | 0
| 15246.0371 | 0 | no | Surplus | yes |  | 0 | 0 | 0 | 979.0113 | 0 | no | 0 | 0 | 0 | 979.0113 | 4860 | no | 15246.0371 | 0 | 24300 |  |  | 0 |  |  | 0 | 0 | 0 | 0 | 0 |  | 0 | 0 | 0 | 0 | 0 | 15246.0371 | 17737.3611 | 12354.9734 | 0 | yes | Deficit |  |  | 0 | 0 | 0 | 0 | 0 |  | 0 | 0 | 0 | 0 | 4589.0236 | yes |  | 0 | 0 | 0 | 4589.0236 | 0 | no | 0 | 0 | 0 | 4589.0236 | 0
| 18834.8511 | 0 | yes | Deficit |  |  | 0 | 0 | 0 | 0 | 0 |  | 0 | 0 | 0 | 0 | 4860 | no |  | 0 | 24300 | no | 18834.8511 | 0 | no | no | 0 | 0 | 0 | 0 | 0 |  | 0 | 0 | 0 | 0 | 0 | 18834.8511 | 15924.3756 | 15263.2504 | 0 | yes | Deficit |  |  | 0 | 0 | 0 | 0 | 0 |  | 0 | 0 | 0 | 0 | 3569.4022 | yes |  | 0 | 0 | 0 | 3569.4022 | 0 | no | 0 | 0 | 0 | 3569.4022 | 0
| 17518.6459 | 0 | no | Surplus | yes |  | 0 | 0 | 0 | 1316.2051 | 0 | no | 0 | 0 | 0 | 1316.2051 | 4860 | no | 17518.6459 | 0 | 24300 |  |  | 0 |  |  | 0 | 0 | 0 | 0 | 0 |  | 0 | 0 | 0 | 0 | 0 | 17518.6459 | 15458.3774 | 14196.6337 | 0 | yes | Deficit |  |  | 0 | 0 | 0 | 0 | 0 |  | 0 | 0 | 0 | 0 | 195.127 | yes |  | 0 | 0 | 0 | 195.127 | 0 | no | 0 | 0 | 0 | 195.127 | 0
| 15779.541 | 0 | no | Surplus | yes |  | 0 | 0 | 0 | 1739.105 | 0 | no | 0 | 0 | 0 | 1739.105 | 4860 | no | 15779.541 | 0 | 24300 |  |  | 0 |  |  | 0 | 0 | 0 | 0 | 0 |  | 0 | 0 | 0 | 0 | 0 | 15779.541 | 15715.5633 | 12787.3104 | 0 | yes | Deficit |  |  | 0 | 0 | 0 | 0 | 0 |  | 0 | 0 | 0 | 0 | 1518.9296 | yes |  | 0 | 0 | 0 | 1518.9296 | 0 | no | 0 | 0 | 0 | 1518.9296 | 0
| 15414.2018 | 0 | no | Surplus | yes |  | 0 | 0 | 0 | 365.3392 | 0 | no | 0 | 0 | 0 | 365.3392 | 4860 | no | 15414.2018 | 0 | 24300 |  |  | 0 |  |  | 0 | 0 | 0 | 0 | 0 |  | 0 | 0 | 0 | 0 | 0 | 15414.2018 | 16029.4636 | 12491.2494 | 0 | yes | Deficit |  |  | 0 | 0 | 0 | 0 | 0 |  | 0 | 0 | 0 | 0 | 3242.1532 | yes |  | 0 | 0 | 0 | 3242.1532 | 0 | no | 0 | 0 | 0 | 3242.1532 | 0
| 17091.4336 | 0 | yes | Deficit |  |  | 0 | 0 | 0 | 0 | 0 |  | 0 | 0 | 0 | 0 | 4860 | no |  | 0 | 24300 | no | 17091.4336 | 0 | no | no | 0 | 0 | 0 | 0 | 0 |  | 0 | 0 | 0 | 0 | 0 | 17091.4336 | 16019.2514 | 13850.4324 | 0 | yes | Deficit |  |  | 0 | 0 | 0 | 0 | 0 |  | 0 | 0 | 0 | 0 | 3528.002 | yes |  | 0 | 0 | 0 | 3528.002 | 0 | no | 0 | 0 | 0 | 3528.002 | 0
| 18942.2643 | 0 | yes | Deficit |  |  | 0 | 0 | 0 | 0 | 0 |  | 0 | 0 | 0 | 0 | 4860 | no |  | 0 | 24300 | no | 18942.2643 | 0 | no | no | 0 | 0 | 0 | 0 | 0 |  | 0 | 0 | 0 | 0 | 0 | 18942.2643 | 15654.2232 | 15350.2953 | 0 | yes | Deficit |  |  | 0 | 0 | 0 | 0 | 0 |  | 0 | 0 | 0 | 0 | 1803.7907 | yes |  | 0 | 0 | 0 | 1803.7907 | 0 | no | 0 | 0 | 0 | 1803.7907 | 0
| 17709.2114 | 0 | no | Surplus | yes |  | 0 | 0 | 0 | 1233.0529 | 0 | no | 0 | 0 | 0 | 1233.0529 | 4860 | no | 17709.2114 | 0 | 24300 |  |  | 0 |  |  | 0 | 0 | 0 | 0 | 0 |  | 0 | 0 | 0 | 0 | 0 | 17709.2114 | 15882.062 | 14351.0627 | 0 | yes | Deficit |  |  | 0 | 0 | 0 | 0 | 0 |  | 0 | 0 | 0 | 0 | 531.7667 | yes |  | 0 | 0 | 0 | 531.7667 | 0 | no | 0 | 0 | 0 | 531.7667 | 0
| 18252.8989 | 0 | yes | Deficit |  |  | 0 | 0 | 0 | 0 | 0 |  | 0 | 0 | 0 | 0 | 4860 | no |  | 0 | 24300 | no | 18252.8989 | 0 | no | no | 0 | 0 | 0 | 0 | 0 |  | 0 | 0 | 0 | 0 | 0 | 18252.8989 | 16087.1301 | 14791.6523 | 0 | yes | Deficit |  |  | 0 | 0 | 0 | 0 | 0 |  | 0 | 0 | 0 | 0 | 1736.0674 | yes |  | 0 | 0 | 0 | 1736.0674 | 0 | no | 0 | 0 | 0 | 1736.0674 | 0
| 18316.4919 | 0 | yes | Deficit |  |  | 0 | 0 | 0 | 0 | 0 |  | 0 | 0 | 0 | 0 | 4860 | no |  | 0 | 24300 | no | 18316.4919 | 0 | no | no | 0 | 0 | 0 | 0 | 0 |  | 0 | 0 | 0 | 0 | 0 | 18316.4919 | 15731.4137 | 14843.1863 | 0 | yes | Deficit |  |  | 0 | 0 | 0 | 0 | 0 |  | 0 | 0 | 0 | 0 | 939.7614 | yes |  | 0 | 0 | 0 | 939.7614 | 0 | no | 0 | 0 | 0 | 939.7614 | 0
| 19058.8199 | 0 | yes | Deficit |  |  | 0 | 0 | 0 | 0 | 0 |  | 0 | 0 | 0 | 0 | 4860 | no |  | 0 | 24300 | no | 19058.8199 | 0 | no | no | 0 | 0 | 0 | 0 | 0 |  | 0 | 0 | 0 | 0 | 0 | 19058.8199 | 15539.1399 | 15444.7487 | 0 | yes | Deficit |  |  | 0 | 0 | 0 | 0 | 0 |  | 0 | 0 | 0 | 0 | 695.9536 | yes |  | 0 | 0 | 0 | 695.9536 | 0 | no | 0 | 0 | 0 | 695.9536 | 0
| 17441.9908 | 0 | no | Surplus | yes |  | 0 | 0 | 0 | 1616.8291 | 0 | no | 0 | 0 | 0 | 1616.8291 | 4860 | no | 17441.9908 | 0 | 24300 |  |  | 0 |  |  | 0 | 0 | 0 | 0 | 0 |  | 0 | 0 | 0 | 0 | 0 | 17441.9908 | 15410.4494 | 14134.5144 | 0 | no | Surplus | yes |  | 0 | 0 | 0 | 34.2993 | 0 | no | 0 | 0 | 0 | 34.2993 | 0 |  |  | 0 | 0 | 0 | 0 | 0 |  | 0 | 0 | 0 | 0 | 0
| 16750.7205 | 0 | no | Surplus | yes |  | 0 | 0 | 0 | 691.2703 | 0 | no | 0 | 0 | 0 | 691.2703 | 4860 | no | 16750.7205 | 0 | 24300 |  |  | 0 |  |  | 0 | 0 | 0 | 0 | 0 |  | 0 | 0 | 0 | 0 | 0 | 16750.7205 | 15641.4488 | 13574.3278 | 0 | yes | Deficit |  |  | 0 | 0 | 0 | 0 | 0 |  | 0 | 0 | 0 | 0 | 1506.9344 | yes |  | 0 | 0 | 0 | 1506.9344 | 0 | no | 0 | 0 | 0 | 1506.9344 | 0
| 17912.9418 | 0 | yes | Deficit |  |  | 0 | 0 | 0 | 0 | 0 |  | 0 | 0 | 0 | 0 | 4860 | no |  | 0 | 24300 | no | 17912.9418 | 0 | no | no | 0 | 0 | 0 | 0 | 0 |  | 0 | 0 | 0 | 0 | 0 | 17912.9418 | 15911.7185 | 14516.1603 | 0 | yes | Deficit |  |  | 0 | 0 | 0 | 0 | 0 |  | 0 | 0 | 0 | 0 | 2337.3908 | yes |  | 0 | 0 | 0 | 2337.3908 | 0 | no | 0 | 0 | 0 | 2337.3908 | 0
| 16445.0923 | 0 | no | Surplus | yes |  | 0 | 0 | 0 | 1467.8496 | 0 | no | 0 | 0 | 0 | 1467.8496 | 4860 | no | 16445.0923 | 0 | 24300 |  |  | 0 |  |  | 0 | 0 | 0 | 0 | 0 |  | 0 | 0 | 0 | 0 | 0 | 16445.0923 | 15343.6541 | 13326.655 | 0 | yes | Deficit |  |  | 0 | 0 | 0 | 0 | 0 |  | 0 | 0 | 0 | 0 | 827.4938 | yes |  | 0 | 0 | 0 | 827.4938 | 0 | no | 0 | 0 | 0 | 827.4938 | 0
| 16288.4118 | 0 | no | Surplus | yes |  | 0 | 0 | 0 | 156.6804 | 0 | no | 0 | 0 | 0 | 156.6804 | 4860 | no | 16288.4118 | 0 | 24300 |  |  | 0 |  |  | 0 | 0 | 0 | 0 | 0 |  | 0 | 0 | 0 | 0 | 0 | 16288.4118 | 15939.4827 | 13199.6854 | 0 | yes | Deficit |  |  | 0 | 0 | 0 | 0 | 0 |  | 0 | 0 | 0 | 0 | 2612.8277 | yes |  | 0 | 0 | 0 | 2612.8277 | 0 | no | 0 | 0 | 0 | 2612.8277 | 0
| 16536.6133 | 0 | yes | Deficit |  |  | 0 | 0 | 0 | 0 | 0 |  | 0 | 0 | 0 | 0 | 4860 | no |  | 0 | 24300 | no | 16536.6133 | 0 | no | no | 0 | 0 | 0 | 0 | 0 |  | 0 | 0 | 0 | 0 | 0 | 16536.6133 | 15011.7821 | 13400.8211 | 0 | yes | Deficit |  |  | 0 | 0 | 0 | 0 | 0 |  | 0 | 0 | 0 | 0 | 1812.0967 | yes |  | 0 | 0 | 0 | 1812.0967 | 0 | no | 0 | 0 | 0 | 1812.0967 | 0
| 16927.786 | 0 | yes | Deficit |  |  | 0 | 0 | 0 | 0 | 0 |  | 0 | 0 | 0 | 0 | 4860 | no |  | 0 | 24300 | no | 16927.786 | 0 | no | no | 0 | 0 | 0 | 0 | 0 |  | 0 | 0 | 0 | 0 | 0 | 16927.786 | 15592.9769 | 13717.8169 | 0 | yes | Deficit |  |  | 0 | 0 | 0 | 0 | 0 |  | 0 | 0 | 0 | 0 | 2192.1558 | yes |  | 0 | 0 | 0 | 2192.1558 | 0 | no | 0 | 0 | 0 | 2192.1558 | 0
| 17737.5793 | 0 | yes | Deficit |  |  | 0 | 0 | 0 | 0 | 0 |  | 0 | 0 | 0 | 0 | 4860 | no |  | 0 | 24300 | no | 17737.5793 | 0 | no | no | 0 | 0 | 0 | 0 | 0 |  | 0 | 0 | 0 | 0 | 0 | 17737.5793 | 15450.5191 | 14374.0513 | 0 | yes | Deficit |  |  | 0 | 0 | 0 | 0 | 0 |  | 0 | 0 | 0 | 0 | 1732.7023 | yes |  | 0 | 0 | 0 | 1732.7023 | 0 | no | 0 | 0 | 0 | 1732.7023 | 0
| 16883.2626 | 0 | no | Surplus | yes |  | 0 | 0 | 0 | 854.3167 | 0 | no | 0 | 0 | 0 | 854.3167 | 4860 | no | 16883.2626 | 0 | 24300 |  |  | 0 |  |  | 0 | 0 | 0 | 0 | 0 |  | 0 | 0 | 0 | 0 | 0 | 16883.2626 | 14604.7702 | 13681.7363 | 0 | yes | Deficit |  |  | 0 | 0 | 0 | 0 | 0 |  | 0 | 0 | 0 | 0 | 230.7189 | yes |  | 0 | 0 | 0 | 230.7189 | 0 | no | 0 | 0 | 0 | 230.7189 | 0
| 18017.9088 | 0 | yes | Deficit |  |  | 0 | 0 | 0 | 0 | 0 |  | 0 | 0 | 0 | 0 | 4860 | no |  | 0 | 24300 | no | 18017.9088 | 0 | no | no | 0 | 0 | 0 | 0 | 0 |  | 0 | 0 | 0 | 0 | 0 | 18017.9088 | 15273.1947 | 14601.2227 | 0 | yes | Deficit |  |  | 0 | 0 | 0 | 0 | 0 |  | 0 | 0 | 0 | 0 | 1591.4584 | yes |  | 0 | 0 | 0 | 1591.4584 | 0 | no | 0 | 0 | 0 | 1591.4584 | 0
| 19829.5234 | 0 | yes | Deficit |  |  | 0 | 0 | 0 | 0 | 0 |  | 0 | 0 | 0 | 0 | 4860 | no |  | 0 | 24300 | no | 19829.5234 | 0 | no | no | 0 | 0 | 0 | 0 | 0 |  | 0 | 0 | 0 | 0 | 0 | 19829.5234 | 15558.3183 | 16069.3058 | 0 | yes | Deficit |  |  | 0 | 0 | 0 | 0 | 0 |  | 0 | 0 | 0 | 0 | 957.0956 | yes |  | 0 | 0 | 0 | 957.0956 | 0 | no | 0 | 0 | 0 | 957.0956 | 0
| 22709.0246 | 0 | yes | Deficit |  |  | 0 | 0 | 0 | 0 | 0 |  | 0 | 0 | 0 | 0 | 4860 | no |  | 0 | 24300 | no | 22709.0246 | 0 | no | no | 0 | 0 | 0 | 0 | 0 |  | 0 | 0 | 0 | 0 | 0 | 22709.0246 | 15009.8781 | 18402.7752 | 0 | no | Surplus | yes |  | 0 | 0 | 0 | 1059.4277 | 0 | no | 0 | 0 | 0 | 1059.4277 | 0 |  |  | 0 | 0 | 0 | 0 | 0 |  | 0 | 0 | 0 | 0 | 0
| 21120.715 | 0 | no | Surplus | yes |  | 0 | 0 | 0 | 1588.3096 | 0 | no | 0 | 0 | 0 | 1588.3096 | 4860 | no | 21120.715 | 0 | 24300 |  |  | 0 |  |  | 0 | 0 | 0 | 0 | 0 |  | 0 | 0 | 0 | 0 | 0 | 21120.715 | 15438.156 | 17115.6523 | 0 | no | Surplus | yes |  | 0 | 0 | 0 | 2964.6192 | 0 | no | 0 | 0 | 0 | 2964.6192 | 0 |  |  | 0 | 0 | 0 | 0 | 0 |  | 0 | 0 | 0 | 0 | 0
| 22114.0321 | 0 | yes | Deficit |  |  | 0 | 0 | 0 | 0 | 0 |  | 0 | 0 | 0 | 0 | 4860 | no |  | 0 | 24300 | no | 22114.0321 | 0 | no | no | 0 | 0 | 0 | 0 | 0 |  | 0 | 0 | 0 | 0 | 0 | 22114.0321 | 15345.5207 | 17920.6095 | 0 | no | Surplus | yes |  | 0 | 0 | 0 | 1770.1316 | 0 | no | 0 | 0 | 0 | 1770.1316 | 0 |  |  | 0 | 0 | 0 | 0 | 0 |  | 0 | 0 | 0 | 0 | 0
| 21286.2006 | 0 | no | Surplus | yes |  | 0 | 0 | 0 | 827.8315 | 0 | no | 0 | 0 | 0 | 827.8315 | 4860 | no | 21286.2006 | 0 | 24300 |  |  | 0 |  |  | 0 | 0 | 0 | 0 | 0 |  | 0 | 0 | 0 | 0 | 0 | 21286.2006 | 15500.2771 | 17249.7574 | 0 | no | Surplus | yes |  | 0 | 0 | 0 | 2420.3324 | 0 | no | 0 | 0 | 0 | 2420.3324 | 0 |  |  | 0 | 0 | 0 | 0 | 0 |  | 0 | 0 | 0 | 0 | 0
| 23597.4346 | 0 | yes | Deficit |  |  | 0 | 0 | 0 | 0 | 0 |  | 0 | 0 | 0 | 0 | 4860 | no |  | 0 | 24300 | no | 23597.4346 | 0 | no | no | 0 | 0 | 0 | 0 | 0 |  | 0 | 0 | 0 | 0 | 0 | 23597.4346 | 15389.9655 | 19122.7185 | 0 | no | Surplus | yes |  | 0 | 0 | 0 | 1859.7919 | 0 | no | 0 | 0 | 0 | 1859.7919 | 0 |  |  | 0 | 0 | 0 | 0 | 0 |  | 0 | 0 | 0 | 0 | 0
| 23795.9333 | 0 | yes | Deficit |  |  | 0 | 0 | 0 | 0 | 0 |  | 0 | 0 | 0 | 0 | 4860 | no |  | 0 | 24300 | no | 23795.9333 | 0 | no | no | 0 | 0 | 0 | 0 | 0 |  | 0 | 0 | 0 | 0 | 0 | 23795.9333 | 14907.476 | 19283.5764 | 0 | no | Surplus | yes |  | 0 | 0 | 0 | 4215.2425 | 0 | no | 0 | 0 | 0 | 4215.2425 | 0 |  |  | 0 | 0 | 0 | 0 | 0 |  | 0 | 0 | 0 | 0 | 0
| 23898.569 | 0 | yes | Deficit |  |  | 0 | 0 | 0 | 0 | 0 |  | 0 | 0 | 0 | 0 | 4860 | no |  | 0 | 24300 | no | 23898.569 | 0 | no | no | 0 | 0 | 0 | 0 | 0 |  | 0 | 0 | 0 | 0 | 0 | 23898.569 | 15244.04 | 19366.7496 | 0 | no | Surplus | yes |  | 0 | 0 | 0 | 4039.5365 | 0 | no | 0 | 0 | 0 | 4039.5365 | 0 |  |  | 0 | 0 | 0 | 0 | 0 |  | 0 | 0 | 0 | 0 | 0
| 21092.0693 | 0 | no | Surplus | yes |  | 0 | 0 | 0 | 2806.4997 | 0 | no | 0 | 0 | 0 | 2806.4997 | 4860 | no | 21092.0693 | 0 | 24300 |  |  | 0 |  |  | 0 | 0 | 0 | 0 | 0 |  | 0 | 0 | 0 | 0 | 0 | 21092.0693 | 14794.2843 | 17092.4386 | 0 | no | Surplus | yes |  | 0 | 0 | 0 | 4572.4653 | 0 | no | 0 | 0 | 0 | 4572.4653 | 0 |  |  | 0 | 0 | 0 | 0 | 0 |  | 0 | 0 | 0 | 0 | 0
| 21067.1546 | 0 | no | Surplus | yes |  | 0 | 0 | 0 | 24.9147 | 0 | no | 0 | 0 | 0 | 24.9147 | 4860 | no | 21067.1546 | 0 | 24300 |  |  | 0 |  |  | 0 | 0 | 0 | 0 | 0 |  | 0 | 0 | 0 | 0 | 0 | 21067.1546 | 14072.1492 | 17072.2484 | 0 | no | Surplus | yes |  | 0 | 0 | 0 | 3020.2894 | 0 | no | 0 | 0 | 0 | 3020.2894 | 0 |  |  | 0 | 0 | 0 | 0 | 0 |  | 0 | 0 | 0 | 0 | 0
| 21657.5139 | 0 | yes | Deficit |  |  | 0 | 0 | 0 | 0 | 0 |  | 0 | 0 | 0 | 0 | 4860 | no |  | 0 | 24300 | no | 21657.5139 | 0 | no | no | 0 | 0 | 0 | 0 | 0 |  | 0 | 0 | 0 | 0 | 0 | 21657.5139 | 14548.0238 | 17550.6596 | 0 | no | Surplus | yes |  | 0 | 0 | 0 | 2524.2246 | 0 | no | 0 | 0 | 0 | 2524.2246 | 0 |  |  | 0 | 0 | 0 | 0 | 0 |  | 0 | 0 | 0 | 0 | 0
| 19510.1509 | 0 | no | Surplus | yes |  | 0 | 0 | 0 | 2147.363 | 0 | no | 0 | 0 | 0 | 2147.363 | 4860 | no | 19510.1509 | 0 | 24300 |  |  | 0 |  |  | 0 | 0 | 0 | 0 | 0 |  | 0 | 0 | 0 | 0 | 0 | 19510.1509 | 15588.036 | 15810.4951 | 0 | no | Surplus | yes |  | 0 | 0 | 0 | 1962.6236 | 0 | no | 0 | 0 | 0 | 1962.6236 | 0 |  |  | 0 | 0 | 0 | 0 | 0 |  | 0 | 0 | 0 | 0 | 0
| 23306.4623 | 0 | yes | Deficit |  |  | 0 | 0 | 0 | 0 | 0 |  | 0 | 0 | 0 | 0 | 4860 | no |  | 0 | 24300 | no | 23306.4623 | 0 | no | no | 0 | 0 | 0 | 0 | 0 |  | 0 | 0 | 0 | 0 | 0 | 23306.4623 | 17959.9365 | 18886.9225 | 0 | yes | Deficit |  |  | 0 | 0 | 0 | 0 | 0 |  | 0 | 0 | 0 | 0 | 2149.4414 | yes |  | 0 | 0 | 0 | 2149.4414 | 0 | no | 0 | 0 | 0 | 2149.4414 | 0
| 20891.7115 | 0 | no | Surplus | yes |  | 0 | 0 | 0 | 2414.7508 | 0 | no | 0 | 0 | 0 | 2414.7508 | 4860 | no | 20891.7115 | 0 | 24300 |  |  | 0 |  |  | 0 | 0 | 0 | 0 | 0 |  | 0 | 0 | 0 | 0 | 0 | 20891.7115 | 19211.9315 | 16930.0741 | 0 | yes | Deficit |  |  | 0 | 0 | 0 | 0 | 0 |  | 0 | 0 | 0 | 0 | 325.009 | yes |  | 0 | 0 | 0 | 325.009 | 0 | no | 0 | 0 | 0 | 325.009 | 0
| 20314.3071 | 0 | no | Surplus | yes |  | 0 | 0 | 0 | 577.4044 | 0 | no | 0 | 0 | 0 | 577.4044 | 4860 | no | 20314.3071 | 0 | 24300 |  |  | 0 |  |  | 0 | 0 | 0 | 0 | 0 |  | 0 | 0 | 0 | 0 | 0 | 20314.3071 | 17588.7779 | 16462.1613 | 0 | yes | Deficit |  |  | 0 | 0 | 0 | 0 | 0 |  | 0 | 0 | 0 | 0 | 658.7038 | yes |  | 0 | 0 | 0 | 658.7038 | 0 | no | 0 | 0 | 0 | 658.7038 | 0
| 21909.271 | 0 | yes | Deficit |  |  | 0 | 0 | 0 | 0 | 0 |  | 0 | 0 | 0 | 0 | 4860 | no |  | 0 | 24300 | no | 21909.271 | 0 | no | no | 0 | 0 | 0 | 0 | 0 |  | 0 | 0 | 0 | 0 | 0 | 21909.271 | 15409.2322 | 17754.6767 | 0 | no | Surplus | yes |  | 0 | 0 | 0 | 1052.9291 | 0 | no | 0 | 0 | 0 | 1052.9291 | 0 |  |  | 0 | 0 | 0 | 0 | 0 |  | 0 | 0 | 0 | 0 | 0
| 21688.8129 | 0 | no | Surplus | yes |  | 0 | 0 | 0 | 220.4581 | 0 | no | 0 | 0 | 0 | 220.4581 | 4860 | no | 21688.8129 | 0 | 24300 |  |  | 0 |  |  | 0 | 0 | 0 | 0 | 0 |  | 0 | 0 | 0 | 0 | 0 | 21688.8129 | 16250.2653 | 17576.0234 | 0 | no | Surplus | yes |  | 0 | 0 | 0 | 1504.4114 | 0 | no | 0 | 0 | 0 | 1504.4114 | 0 |  |  | 0 | 0 | 0 | 0 | 0 |  | 0 | 0 | 0 | 0 | 0
| 19142.662 | 0 | no | Surplus | yes |  | 0 | 0 | 0 | 2546.1509 | 0 | no | 0 | 0 | 0 | 2546.1509 | 4860 | no | 19142.662 | 0 | 24300 |  |  | 0 |  |  | 0 | 0 | 0 | 0 | 0 |  | 0 | 0 | 0 | 0 | 0 | 19142.662 | 15110.3505 | 15512.6921 | 0 | no | Surplus | yes |  | 0 | 0 | 0 | 2465.6729 | 0 | no | 0 | 0 | 0 | 2465.6729 | 0 |  |  | 0 | 0 | 0 | 0 | 0 |  | 0 | 0 | 0 | 0 | 0
| 18717.2449 | 0 | no | Surplus | yes |  | 0 | 0 | 0 | 425.4171 | 0 | no | 0 | 0 | 0 | 425.4171 | 4860 | no | 18717.2449 | 0 | 24300 |  |  | 0 |  |  | 0 | 0 | 0 | 0 | 0 |  | 0 | 0 | 0 | 0 | 0 | 18717.2449 | 15648.468 | 15167.9457 | 0 | yes | Deficit |  |  | 0 | 0 | 0 | 0 | 0 |  | 0 | 0 | 0 | 0 | 135.7759 | yes |  | 0 | 0 | 0 | 135.7759 | 0 | no | 0 | 0 | 0 | 135.7759 | 0
| 21267.7676 | 0 | yes | Deficit |  |  | 0 | 0 | 0 | 0 | 0 |  | 0 | 0 | 0 | 0 | 4860 | no |  | 0 | 24300 | no | 21267.7676 | 0 | no | no | 0 | 0 | 0 | 0 | 0 |  | 0 | 0 | 0 | 0 | 0 | 21267.7676 | 15182.1946 | 17234.8198 | 0 | yes | Deficit |  |  | 0 | 0 | 0 | 0 | 0 |  | 0 | 0 | 0 | 0 | 14.2489 | yes |  | 0 | 0 | 0 | 14.2489 | 0 | no | 0 | 0 | 0 | 14.2489 | 0
| 19259.6044 | 0 | no | Surplus | yes |  | 0 | 0 | 0 | 2008.1632 | 0 | no | 0 | 0 | 0 | 2008.1632 | 4860 | no | 19259.6044 | 0 | 24300 |  |  | 0 |  |  | 0 | 0 | 0 | 0 | 0 |  | 0 | 0 | 0 | 0 | 0 | 19259.6044 | 15132.1127 | 15607.459 | 0 | no | Surplus | yes |  | 0 | 0 | 0 | 2102.707 | 0 | no | 0 | 0 | 0 | 2102.707 | 0 |  |  | 0 | 0 | 0 | 0 | 0 |  | 0 | 0 | 0 | 0 | 0
| 18851.1499 | 0 | no | Surplus | yes |  | 0 | 0 | 0 | 408.4545 | 0 | no | 0 | 0 | 0 | 408.4545 | 4860 | no | 18851.1499 | 0 | 24300 |  |  | 0 |  |  | 0 | 0 | 0 | 0 | 0 |  | 0 | 0 | 0 | 0 | 0 | 18851.1499 | 15376.0537 | 15276.4586 | 0 | no | Surplus | yes |  | 0 | 0 | 0 | 231.4053 | 0 | no | 0 | 0 | 0 | 231.4053 | 0 |  |  | 0 | 0 | 0 | 0 | 0 |  | 0 | 0 | 0 | 0 | 0
| 20226.0915 | 0 | yes | Deficit |  |  | 0 | 0 | 0 | 0 | 0 |  | 0 | 0 | 0 | 0 | 4860 | no |  | 0 | 24300 | no | 20226.0915 | 0 | no | no | 0 | 0 | 0 | 0 | 0 |  | 0 | 0 | 0 | 0 | 0 | 20226.0915 | 15904.2434 | 16390.6738 | 0 | yes | Deficit |  |  | 0 | 0 | 0 | 0 | 0 |  | 0 | 0 | 0 | 0 | 627.7848 | yes |  | 0 | 0 | 0 | 627.7848 | 0 | no | 0 | 0 | 0 | 627.7848 | 0
| 21237.1983 | 0 | yes | Deficit |  |  | 0 | 0 | 0 | 0 | 0 |  | 0 | 0 | 0 | 0 | 4860 | no |  | 0 | 24300 | no | 21237.1983 | 0 | no | no | 0 | 0 | 0 | 0 | 0 |  | 0 | 0 | 0 | 0 | 0 | 21237.1983 | 16130.2783 | 17210.0472 | 0 | no | Surplus | yes |  | 0 | 0 | 0 | 260.3955 | 0 | no | 0 | 0 | 0 | 260.3955 | 0 |  |  | 0 | 0 | 0 | 0 | 0 |  | 0 | 0 | 0 | 0 | 0
| 22348.3848 | 0 | yes | Deficit |  |  | 0 | 0 | 0 | 0 | 0 |  | 0 | 0 | 0 | 0 | 4860 | no |  | 0 | 24300 | no | 22348.3848 | 0 | no | no | 0 | 0 | 0 | 0 | 0 |  | 0 | 0 | 0 | 0 | 0 | 22348.3848 | 16217.4504 | 18110.5225 | 0 | no | Surplus | yes |  | 0 | 0 | 0 | 992.5968 | 0 | no | 0 | 0 | 0 | 992.5968 | 0 |  |  | 0 | 0 | 0 | 0 | 0 |  | 0 | 0 | 0 | 0 | 0
| 23498.178 | 0 | yes | Deficit |  |  | 0 | 0 | 0 | 0 | 0 |  | 0 | 0 | 0 | 0 | 4860 | no |  | 0 | 24300 | no | 23498.178 | 0 | no | no | 0 | 0 | 0 | 0 | 0 |  | 0 | 0 | 0 | 0 | 0 | 23498.178 | 15730.5445 | 19042.2837 | 0 | no | Surplus | yes |  | 0 | 0 | 0 | 2379.978 | 0 | no | 0 | 0 | 0 | 2379.978 | 0 |  |  | 0 | 0 | 0 | 0 | 0 |  | 0 | 0 | 0 | 0 | 0
| 21046.1549 | 0 | no | Surplus | yes |  | 0 | 0 | 0 | 2452.0231 | 0 | no | 0 | 0 | 0 | 2452.0231 | 4860 | no | 21046.1549 | 0 | 24300 |  |  | 0 |  |  | 0 | 0 | 0 | 0 | 0 |  | 0 | 0 | 0 | 0 | 0 | 21046.1549 | 14345.9286 | 17055.2309 | 0 | no | Surplus | yes |  | 0 | 0 | 0 | 4696.355 | 0 | no | 0 | 0 | 0 | 4696.355 | 0 |  |  | 0 | 0 | 0 | 0 | 0 |  | 0 | 0 | 0 | 0 | 0
| 20279.4413 | 0 | no | Surplus | yes |  | 0 | 0 | 0 | 766.7137 | 0 | no | 0 | 0 | 0 | 766.7137 | 4860 | no | 20279.4413 | 0 | 24300 |  |  | 0 |  |  | 0 | 0 | 0 | 0 | 0 |  | 0 | 0 | 0 | 0 | 0 | 20279.4413 | 13860.7262 | 16433.907 | 0 | no | Surplus | yes |  | 0 | 0 | 0 | 3194.5047 | 0 | no | 0 | 0 | 0 | 3194.5047 | 0 |  |  | 0 | 0 | 0 | 0 | 0 |  | 0 | 0 | 0 | 0 | 0
| 21662.7786 | 0 | yes | Deficit |  |  | 0 | 0 | 0 | 0 | 0 |  | 0 | 0 | 0 | 0 | 4860 | no |  | 0 | 24300 | no | 21662.7786 | 0 | no | no | 0 | 0 | 0 | 0 | 0 |  | 0 | 0 | 0 | 0 | 0 | 21662.7786 | 12004.206 | 17554.9259 | 0 | no | Surplus | yes |  | 0 | 0 | 0 | 4429.7011 | 0 | no | 0 | 0 | 0 | 4429.7011 | 0 |  |  | 0 | 0 | 0 | 0 | 0 |  | 0 | 0 | 0 | 0 | 0
| 21622.0981 | 0 | no | Surplus | yes |  | 0 | 0 | 0 | 40.6804 | 0 | no | 0 | 0 | 0 | 40.6804 | 4860 | no | 21622.0981 | 0 | 24300 |  |  | 0 |  |  | 0 | 0 | 0 | 0 | 0 |  | 0 | 0 | 0 | 0 | 0 | 21622.0981 | 13816.1648 | 17521.9596 | 0 | no | Surplus | yes |  | 0 | 0 | 0 | 3738.7611 | 0 | no | 0 | 0 | 0 | 3738.7611 | 0 |  |  | 0 | 0 | 0 | 0 | 0 |  | 0 | 0 | 0 | 0 | 0
| 20113.5502 | 0 | no | Surplus | yes |  | 0 | 0 | 0 | 1508.5479 | 0 | no | 0 | 0 | 0 | 1508.5479 | 4860 | no | 20113.5502 | 0 | 24300 |  |  | 0 |  |  | 0 | 0 | 0 | 0 | 0 |  | 0 | 0 | 0 | 0 | 0 | 20113.5502 | 12803.1247 | 16299.4734 | 0 | no | Surplus | yes |  | 0 | 0 | 0 | 4718.8349 | 0 | no | 0 | 0 | 0 | 4718.8349 | 0 |  |  | 0 | 0 | 0 | 0 | 0 |  | 0 | 0 | 0 | 0 | 0
| 19872.1015 | 0 | no | Surplus | yes |  | 0 | 0 | 0 | 241.4487 | 0 | no | 0 | 0 | 0 | 241.4487 | 4860 | no | 19872.1015 | 0 | 24300 |  |  | 0 |  |  | 0 | 0 | 0 | 0 | 0 |  | 0 | 0 | 0 | 0 | 0 | 19872.1015 | 14683.2619 | 16103.81 | 0 | no | Surplus | yes |  | 0 | 0 | 0 | 1616.2115 | 0 | no | 0 | 0 | 0 | 1616.2115 | 0 |  |  | 0 | 0 | 0 | 0 | 0 |  | 0 | 0 | 0 | 0 | 0
| 20398.8845 | 0 | yes | Deficit |  |  | 0 | 0 | 0 | 0 | 0 |  | 0 | 0 | 0 | 0 | 4860 | no |  | 0 | 24300 | no | 20398.8845 | 0 | no | no | 0 | 0 | 0 | 0 | 0 |  | 0 | 0 | 0 | 0 | 0 | 20398.8845 | 15183.6431 | 16530.7006 | 0 | no | Surplus | yes |  | 0 | 0 | 0 | 920.1669 | 0 | no | 0 | 0 | 0 | 920.1669 | 0 |  |  | 0 | 0 | 0 | 0 | 0 |  | 0 | 0 | 0 | 0 | 0
| 22315.09 | 0 | yes | Deficit |  |  | 0 | 0 | 0 | 0 | 0 |  | 0 | 0 | 0 | 0 | 4860 | no |  | 0 | 24300 | no | 22315.09 | 0 | no | no | 0 | 0 | 0 | 0 | 0 |  | 0 | 0 | 0 | 0 | 0 | 22315.09 | 13802.9342 | 18083.5413 | 0 | no | Surplus | yes |  | 0 | 0 | 0 | 2727.7663 | 0 | no | 0 | 0 | 0 | 2727.7663 | 0 |  |  | 0 | 0 | 0 | 0 | 0 |  | 0 | 0 | 0 | 0 | 0
| 24303.6236 | 0 | yes | Deficit |  |  | 0 | 0 | 0 | 0 | 0 |  | 0 | 0 | 0 | 0 | 4860 | no |  | 0 | 24300 | yes | 24300 | 3.6236 | yes |  | 0 | 0 | 0 | 3.6236 | 0 | no | 0 | 0 | 0 | 3.6236 | 0 | 24300 | 14551.6918 | 19692.0583 | 0 | no | Surplus | yes |  | 0 | 0 | 0 | 3531.8495 | 0 | no | 0 | 0 | 0 | 3531.8495 | 0 |  |  | 0 | 0 | 0 | 0 | 0 |  | 0 | 0 | 0 | 0 | 0
| 25418.3223 | 0 | yes | Deficit |  |  | 0 | 0 | 0 | 0 | 0 |  | 0 | 0 | 0 | 0 | 4860 | no |  | 0 | 24300 | yes | 24300 | 1118.3223 | yes |  | 0 | 0 | 0 | 1118.3223 | 0 | no | 0 | 0 | 0 | 1118.3223 | 0 | 24300 | 15556.6119 | 19692.0583 | 0 | no | Surplus | yes |  | 0 | 0 | 0 | 4135.4465 | 0 | no | 0 | 0 | 0 | 4135.4465 | 0 |  |  | 0 | 0 | 0 | 0 | 0 |  | 0 | 0 | 0 | 0 | 0
| 22737.4727 | 0 | no | Surplus | yes |  | 0 | 0 | 0 | 1562.5273 | 0 | no | 0 | 0 | 0 | 1562.5273 | 4860 | no | 22737.4727 | 0 | 24300 |  |  | 0 |  |  | 0 | 0 | 0 | 0 | 0 |  | 0 | 0 | 0 | 0 | 0 | 22737.4727 | 15596.2502 | 18425.8288 | 0 | no | Surplus | yes |  | 0 | 0 | 0 | 4095.8081 | 0 | no | 0 | 0 | 0 | 4095.8081 | 0 |  |  | 0 | 0 | 0 | 0 | 0 |  | 0 | 0 | 0 | 0 | 0
| 21686.0218 | 0 | no | Surplus | yes |  | 0 | 0 | 0 | 1051.4509 | 0 | no | 0 | 0 | 0 | 1051.4509 | 4860 | no | 21686.0218 | 0 | 24300 |  |  | 0 |  |  | 0 | 0 | 0 | 0 | 0 |  | 0 | 0 | 0 | 0 | 0 | 21686.0218 | 15553.3681 | 17573.7616 | 0 | no | Surplus | yes |  | 0 | 0 | 0 | 2872.4606 | 0 | no | 0 | 0 | 0 | 2872.4606 | 0 |  |  | 0 | 0 | 0 | 0 | 0 |  | 0 | 0 | 0 | 0 | 0
| 21325.9499 | 0 | no | Surplus | yes |  | 0 | 0 | 0 | 360.072 | 0 | no | 0 | 0 | 0 | 360.072 | 4860 | no | 21325.9499 | 0 | 24300 |  |  | 0 |  |  | 0 | 0 | 0 | 0 | 0 |  | 0 | 0 | 0 | 0 | 0 | 21325.9499 | 15590.0375 | 17281.9691 | 0 | no | Surplus | yes |  | 0 | 0 | 0 | 1983.7241 | 0 | no | 0 | 0 | 0 | 1983.7241 | 0 |  |  | 0 | 0 | 0 | 0 | 0 |  | 0 | 0 | 0 | 0 | 0
| 21501.1993 | 0 | yes | Deficit |  |  | 0 | 0 | 0 | 0 | 0 |  | 0 | 0 | 0 | 0 | 4860 | no |  | 0 | 24300 | no | 21501.1993 | 0 | no | no | 0 | 0 | 0 | 0 | 0 |  | 0 | 0 | 0 | 0 | 0 | 21501.1993 | 15340.1437 | 17423.9865 | 0 | no | Surplus | yes |  | 0 | 0 | 0 | 1941.8254 | 0 | no | 0 | 0 | 0 | 1941.8254 | 0 |  |  | 0 | 0 | 0 | 0 | 0 |  | 0 | 0 | 0 | 0 | 0
| 21595.9431 | 0 | yes | Deficit |  |  | 0 | 0 | 0 | 0 | 0 |  | 0 | 0 | 0 | 0 | 4860 | no |  | 0 | 24300 | no | 21595.9431 | 0 | no | no | 0 | 0 | 0 | 0 | 0 |  | 0 | 0 | 0 | 0 | 0 | 21595.9431 | 15715.0768 | 17500.7643 | 0 | no | Surplus | yes |  | 0 | 0 | 0 | 1708.9097 | 0 | no | 0 | 0 | 0 | 1708.9097 | 0 |  |  | 0 | 0 | 0 | 0 | 0 |  | 0 | 0 | 0 | 0 | 0
| 20760.6368 | 0 | no | Surplus | yes |  | 0 | 0 | 0 | 835.3064 | 0 | no | 0 | 0 | 0 | 835.3064 | 4860 | no | 20760.6368 | 0 | 24300 |  |  | 0 |  |  | 0 | 0 | 0 | 0 | 0 |  | 0 | 0 | 0 | 0 | 0 | 20760.6368 | 11094.9506 | 16823.8548 | 0 | no | Surplus | yes |  | 0 | 0 | 0 | 6405.8137 | 0 | no | 0 | 0 | 0 | 6405.8137 | 0 |  |  | 0 | 0 | 0 | 0 | 0 |  | 0 | 0 | 0 | 0 | 0
| 21194.2277 | 0 | yes | Deficit |  |  | 0 | 0 | 0 | 0 | 0 |  | 0 | 0 | 0 | 0 | 4860 | no |  | 0 | 24300 | no | 21194.2277 | 0 | no | no | 0 | 0 | 0 | 0 | 0 |  | 0 | 0 | 0 | 0 | 0 | 21194.2277 | 13685.6234 | 17175.225 | 0 | no | Surplus | yes |  | 0 | 0 | 0 | 3138.2314 | 0 | no | 0 | 0 | 0 | 3138.2314 | 0 |  |  | 0 | 0 | 0 | 0 | 0 |  | 0 | 0 | 0 | 0 | 0
| 21578.6153 | 0 | yes | Deficit |  |  | 0 | 0 | 0 | 0 | 0 |  | 0 | 0 | 0 | 0 | 4860 | no |  | 0 | 24300 | no | 21578.6153 | 0 | no | no | 0 | 0 | 0 | 0 | 0 |  | 0 | 0 | 0 | 0 | 0 | 21578.6153 | 14252.0842 | 17486.7223 | 0 | no | Surplus | yes |  | 0 | 0 | 0 | 2923.1408 | 0 | no | 0 | 0 | 0 | 2923.1408 | 0 |  |  | 0 | 0 | 0 | 0 | 0 |  | 0 | 0 | 0 | 0 | 0
| 22729.3209 | 0 | yes | Deficit |  |  | 0 | 0 | 0 | 0 | 0 |  | 0 | 0 | 0 | 0 | 4860 | no |  | 0 | 24300 | no | 22729.3209 | 0 | no | no | 0 | 0 | 0 | 0 | 0 |  | 0 | 0 | 0 | 0 | 0 | 22729.3209 | 14800.2063 | 18419.2228 | 0 | no | Surplus | yes |  | 0 | 0 | 0 | 2686.5159 | 0 | no | 0 | 0 | 0 | 2686.5159 | 0 |  |  | 0 | 0 | 0 | 0 | 0 |  | 0 | 0 | 0 | 0 | 0
| 20797.8205 | 0 | no | Surplus | yes |  | 0 | 0 | 0 | 1931.5005 | 0 | no | 0 | 0 | 0 | 1931.5005 | 4860 | no | 20797.8205 | 0 | 24300 |  |  | 0 |  |  | 0 | 0 | 0 | 0 | 0 |  | 0 | 0 | 0 | 0 | 0 | 20797.8205 | 15365.4445 | 16853.9874 | 0 | no | Surplus | yes |  | 0 | 0 | 0 | 3053.7783 | 0 | no | 0 | 0 | 0 | 3053.7783 | 0 |  |  | 0 | 0 | 0 | 0 | 0 |  | 0 | 0 | 0 | 0 | 0
| 19059.9079 | 0 | no | Surplus | yes |  | 0 | 0 | 0 | 1737.9125 | 0 | no | 0 | 0 | 0 | 1737.9125 | 4860 | no | 19059.9079 | 0 | 24300 |  |  | 0 |  |  | 0 | 0 | 0 | 0 | 0 |  | 0 | 0 | 0 | 0 | 0 | 19059.9079 | 14137.5981 | 15445.6304 | 0 | no | Surplus | yes |  | 0 | 0 | 0 | 2716.3893 | 0 | no | 0 | 0 | 0 | 2716.3893 | 0 |  |  | 0 | 0 | 0 | 0 | 0 |  | 0 | 0 | 0 | 0 | 0
| 20323.3088 | 0 | yes | Deficit |  |  | 0 | 0 | 0 | 0 | 0 |  | 0 | 0 | 0 | 0 | 4860 | no |  | 0 | 24300 | no | 20323.3088 | 0 | no | no | 0 | 0 | 0 | 0 | 0 |  | 0 | 0 | 0 | 0 | 0 | 20323.3088 | 12941.2037 | 16469.456 | 0 | no | Surplus | yes |  | 0 | 0 | 0 | 2504.4267 | 0 | no | 0 | 0 | 0 | 2504.4267 | 0 |  |  | 0 | 0 | 0 | 0 | 0 |  | 0 | 0 | 0 | 0 | 0
| 21063.6757 | 0 | yes | Deficit |  |  | 0 | 0 | 0 | 0 | 0 |  | 0 | 0 | 0 | 0 | 4860 | no |  | 0 | 24300 | no | 21063.6757 | 0 | no | no | 0 | 0 | 0 | 0 | 0 |  | 0 | 0 | 0 | 0 | 0 | 21063.6757 | 12919.7091 | 17069.4292 | 0 | no | Surplus | yes |  | 0 | 0 | 0 | 3549.747 | 0 | no | 0 | 0 | 0 | 3549.747 | 0 |  |  | 0 | 0 | 0 | 0 | 0 |  | 0 | 0 | 0 | 0 | 0
| 21363.4279 | 0 | yes | Deficit |  |  | 0 | 0 | 0 | 0 | 0 |  | 0 | 0 | 0 | 0 | 4860 | no |  | 0 | 24300 | no | 21363.4279 | 0 | no | no | 0 | 0 | 0 | 0 | 0 |  | 0 | 0 | 0 | 0 | 0 | 21363.4279 | 10526.9951 | 17312.3402 | 0 | no | Surplus | yes |  | 0 | 0 | 0 | 6542.4341 | 0 | no | 0 | 0 | 0 | 6542.4341 | 0 |  |  | 0 | 0 | 0 | 0 | 0 |  | 0 | 0 | 0 | 0 | 0
| 21047.1861 | 0 | no | Surplus | yes |  | 0 | 0 | 0 | 316.2418 | 0 | no | 0 | 0 | 0 | 316.2418 | 4860 | no | 21047.1861 | 0 | 24300 |  |  | 0 |  |  | 0 | 0 | 0 | 0 | 0 |  | 0 | 0 | 0 | 0 | 0 | 21047.1861 | 13490.4134 | 17056.0665 | 0 | no | Surplus | yes |  | 0 | 0 | 0 | 3821.9268 | 0 | no | 0 | 0 | 0 | 3821.9268 | 0 |  |  | 0 | 0 | 0 | 0 | 0 |  | 0 | 0 | 0 | 0 | 0
| 21480.1169 | 0 | yes | Deficit |  |  | 0 | 0 | 0 | 0 | 0 |  | 0 | 0 | 0 | 0 | 4860 | no |  | 0 | 24300 | no | 21480.1169 | 0 | no | no | 0 | 0 | 0 | 0 | 0 |  | 0 | 0 | 0 | 0 | 0 | 21480.1169 | 11252.4115 | 17406.9019 | 0 | no | Surplus | yes |  | 0 | 0 | 0 | 5803.655 | 0 | no | 0 | 0 | 0 | 5803.655 | 0 |  |  | 0 | 0 | 0 | 0 | 0 |  | 0 | 0 | 0 | 0 | 0
| 21759.5145 | 0 | yes | Deficit |  |  | 0 | 0 | 0 | 0 | 0 |  | 0 | 0 | 0 | 0 | 4860 | no |  | 0 | 24300 | no | 21759.5145 | 0 | no | no | 0 | 0 | 0 | 0 | 0 |  | 0 | 0 | 0 | 0 | 0 | 21759.5145 | 12264.978 | 17633.3181 | 0 | no | Surplus | yes |  | 0 | 0 | 0 | 5141.9238 | 0 | no | 0 | 0 | 0 | 5141.9238 | 0 |  |  | 0 | 0 | 0 | 0 | 0 |  | 0 | 0 | 0 | 0 | 0
| 22882.8167 | 0 | yes | Deficit |  |  | 0 | 0 | 0 | 0 | 0 |  | 0 | 0 | 0 | 0 | 4860 | no |  | 0 | 24300 | no | 22882.8167 | 0 | no | no | 0 | 0 | 0 | 0 | 0 |  | 0 | 0 | 0 | 0 | 0 | 22882.8167 | 13380.0449 | 18543.6116 | 0 | no | Surplus | yes |  | 0 | 0 | 0 | 4253.2732 | 0 | no | 0 | 0 | 0 | 4253.2732 | 0 |  |  | 0 | 0 | 0 | 0 | 0 |  | 0 | 0 | 0 | 0 | 0
| 21893.1286 | 0 | no | Surplus | yes |  | 0 | 0 | 0 | 989.6881 | 0 | no | 0 | 0 | 0 | 989.6881 | 4860 | no | 21893.1286 | 0 | 24300 |  |  | 0 |  |  | 0 | 0 | 0 | 0 | 0 |  | 0 | 0 | 0 | 0 | 0 | 21893.1286 | 11860.1856 | 17741.5953 | 0 | no | Surplus | yes |  | 0 | 0 | 0 | 6683.426 | 0 | no | 0 | 0 | 0 | 6683.426 | 0 |  |  | 0 | 0 | 0 | 0 | 0 |  | 0 | 0 | 0 | 0 | 0
| 19401.9755 | 0 | no | Surplus | yes |  | 0 | 0 | 0 | 2491.153 | 0 | no | 0 | 0 | 0 | 2491.153 | 4860 | no | 19401.9755 | 0 | 24300 |  |  | 0 |  |  | 0 | 0 | 0 | 0 | 0 |  | 0 | 0 | 0 | 0 | 0 | 19401.9755 | 14667.0453 | 15722.8327 | 0 | no | Surplus | yes |  | 0 | 0 | 0 | 3074.55 | 0 | no | 0 | 0 | 0 | 3074.55 | 0 |  |  | 0 | 0 | 0 | 0 | 0 |  | 0 | 0 | 0 | 0 | 0
| 18220.2158 | 0 | no | Surplus | yes |  | 0 | 0 | 0 | 1181.7597 | 0 | no | 0 | 0 | 0 | 1181.7597 | 4860 | no | 18220.2158 | 0 | 24300 |  |  | 0 |  |  | 0 | 0 | 0 | 0 | 0 |  | 0 | 0 | 0 | 0 | 0 | 18220.2158 | 14669.868 | 14765.1668 | 0 | no | Surplus | yes |  | 0 | 0 | 0 | 1052.9647 | 0 | no | 0 | 0 | 0 | 1052.9647 | 0 |  |  | 0 | 0 | 0 | 0 | 0 |  | 0 | 0 | 0 | 0 | 0
| 21585.9431 | 0 | yes | Deficit |  |  | 0 | 0 | 0 | 0 | 0 |  | 0 | 0 | 0 | 0 | 4860 | no |  | 0 | 24300 | no | 21585.9431 | 0 | no | no | 0 | 0 | 0 | 0 | 0 |  | 0 | 0 | 0 | 0 | 0 | 21585.9431 | 15005.0498 | 17492.6605 | 0 | yes | Deficit |  |  | 0 | 0 | 0 | 0 | 0 |  | 0 | 0 | 0 | 0 | 239.883 | yes |  | 0 | 0 | 0 | 239.883 | 0 | no | 0 | 0 | 0 | 239.883 | 0
| 18474.8785 | 0 | no | Surplus | yes |  | 0 | 0 | 0 | 3111.0646 | 0 | no | 0 | 0 | 0 | 3111.0646 | 4860 | no | 18474.8785 | 0 | 24300 |  |  | 0 |  |  | 0 | 0 | 0 | 0 | 0 |  | 0 | 0 | 0 | 0 | 0 | 18474.8785 | 15391.3151 | 14971.5385 | 0 | no | Surplus | yes |  | 0 | 0 | 0 | 2101.3454 | 0 | no | 0 | 0 | 0 | 2101.3454 | 0 |  |  | 0 | 0 | 0 | 0 | 0 |  | 0 | 0 | 0 | 0 | 0
| 17595.3529 | 0 | no | Surplus | yes |  | 0 | 0 | 0 | 879.5256 | 0 | no | 0 | 0 | 0 | 879.5256 | 4860 | no | 17595.3529 | 0 | 24300 |  |  | 0 |  |  | 0 | 0 | 0 | 0 | 0 |  | 0 | 0 | 0 | 0 | 0 | 17595.3529 | 14906.6682 | 14258.7949 | 0 | no | Surplus | yes |  | 0 | 0 | 0 | 64.8703 | 0 | no | 0 | 0 | 0 | 64.8703 | 0 |  |  | 0 | 0 | 0 | 0 | 0 |  | 0 | 0 | 0 | 0 | 0
| 19251.8285 | 0 | yes | Deficit |  |  | 0 | 0 | 0 | 0 | 0 |  | 0 | 0 | 0 | 0 | 4860 | no |  | 0 | 24300 | no | 19251.8285 | 0 | no | no | 0 | 0 | 0 | 0 | 0 |  | 0 | 0 | 0 | 0 | 0 | 19251.8285 | 15879.7369 | 15601.1576 | 0 | yes | Deficit |  |  | 0 | 0 | 0 | 0 | 0 |  | 0 | 0 | 0 | 0 | 1620.942 | yes |  | 0 | 0 | 0 | 1620.942 | 0 | no | 0 | 0 | 0 | 1620.942 | 0
| 18983.2868 | 0 | no | Surplus | yes |  | 0 | 0 | 0 | 268.5418 | 0 | no | 0 | 0 | 0 | 268.5418 | 4860 | no | 18983.2868 | 0 | 24300 |  |  | 0 |  |  | 0 | 0 | 0 | 0 | 0 |  | 0 | 0 | 0 | 0 | 0 | 18983.2868 | 15206.0787 | 15383.5387 | 0 | no | Surplus | yes |  | 0 | 0 | 0 | 395.0789 | 0 | no | 0 | 0 | 0 | 395.0789 | 0 |  |  | 0 | 0 | 0 | 0 | 0 |  | 0 | 0 | 0 | 0 | 0
| 22633.8971 | 0 | yes | Deficit |  |  | 0 | 0 | 0 | 0 | 0 |  | 0 | 0 | 0 | 0 | 4860 | no |  | 0 | 24300 | no | 22633.8971 | 0 | no | no | 0 | 0 | 0 | 0 | 0 |  | 0 | 0 | 0 | 0 | 0 | 22633.8971 | 14470.0005 | 18341.8939 | 0 | no | Surplus | yes |  | 0 | 0 | 0 | 913.5382 | 0 | no | 0 | 0 | 0 | 913.5382 | 0 |  |  | 0 | 0 | 0 | 0 | 0 |  | 0 | 0 | 0 | 0 | 0
| 21933.8733 | 0 | no | Surplus | yes |  | 0 | 0 | 0 | 700.0238 | 0 | no | 0 | 0 | 0 | 700.0238 | 4860 | no | 21933.8733 | 0 | 24300 |  |  | 0 |  |  | 0 | 0 | 0 | 0 | 0 |  | 0 | 0 | 0 | 0 | 0 | 21933.8733 | 13261.0481 | 17774.6137 | 0 | no | Surplus | yes |  | 0 | 0 | 0 | 5080.8458 | 0 | no | 0 | 0 | 0 | 5080.8458 | 0 |  |  | 0 | 0 | 0 | 0 | 0 |  | 0 | 0 | 0 | 0 | 0
| 20198.8917 | 0 | no | Surplus | yes |  | 0 | 0 | 0 | 1734.9817 | 0 | no | 0 | 0 | 0 | 1734.9817 | 4860 | no | 20198.8917 | 0 | 24300 |  |  | 0 |  |  | 0 | 0 | 0 | 0 | 0 |  | 0 | 0 | 0 | 0 | 0 | 20198.8917 | 14422.8036 | 16368.6318 | 0 | no | Surplus | yes |  | 0 | 0 | 0 | 3351.8101 | 0 | no | 0 | 0 | 0 | 3351.8101 | 0 |  |  | 0 | 0 | 0 | 0 | 0 |  | 0 | 0 | 0 | 0 | 0
| 19483.1183 | 0 | no | Surplus | yes |  | 0 | 0 | 0 | 715.7733 | 0 | no | 0 | 0 | 0 | 715.7733 | 4860 | no | 19483.1183 | 0 | 24300 |  |  | 0 |  |  | 0 | 0 | 0 | 0 | 0 |  | 0 | 0 | 0 | 0 | 0 | 19483.1183 | 14399.8228 | 15788.5886 | 0 | no | Surplus | yes |  | 0 | 0 | 0 | 1968.809 | 0 | no | 0 | 0 | 0 | 1968.809 | 0 |  |  | 0 | 0 | 0 | 0 | 0 |  | 0 | 0 | 0 | 0 | 0
| 18947.6558 | 0 | no | Surplus | yes |  | 0 | 0 | 0 | 535.4625 | 0 | no | 0 | 0 | 0 | 535.4625 | 4860 | no | 18947.6558 | 0 | 24300 |  |  | 0 |  |  | 0 | 0 | 0 | 0 | 0 |  | 0 | 0 | 0 | 0 | 0 | 18947.6558 | 13409.4209 | 15354.6644 | 0 | no | Surplus | yes |  | 0 | 0 | 0 | 2379.1677 | 0 | no | 0 | 0 | 0 | 2379.1677 | 0 |  |  | 0 | 0 | 0 | 0 | 0 |  | 0 | 0 | 0 | 0 | 0
| 17243.5802 | 0 | no | Surplus | yes |  | 0 | 0 | 0 | 1704.0756 | 0 | no | 0 | 0 | 0 | 1704.0756 | 4860 | no | 17243.5802 | 0 | 24300 |  |  | 0 |  |  | 0 | 0 | 0 | 0 | 0 |  | 0 | 0 | 0 | 0 | 0 | 17243.5802 | 12855.6697 | 13973.7279 | 0 | no | Surplus | yes |  | 0 | 0 | 0 | 2498.9947 | 0 | no | 0 | 0 | 0 | 2498.9947 | 0 |  |  | 0 | 0 | 0 | 0 | 0 |  | 0 | 0 | 0 | 0 | 0
| 18845.8496 | 0 | yes | Deficit |  |  | 0 | 0 | 0 | 0 | 0 |  | 0 | 0 | 0 | 0 | 4860 | no |  | 0 | 24300 | no | 18845.8496 | 0 | no | no | 0 | 0 | 0 | 0 | 0 |  | 0 | 0 | 0 | 0 | 0 | 18845.8496 | 15564.5758 | 15272.1634 | 0 | yes | Deficit |  |  | 0 | 0 | 0 | 0 | 0 |  | 0 | 0 | 0 | 0 | 1590.8479 | yes |  | 0 | 0 | 0 | 1590.8479 | 0 | no | 0 | 0 | 0 | 1590.8479 | 0
| 18602.2988 | 0 | no | Surplus | yes |  | 0 | 0 | 0 | 243.5508 | 0 | no | 0 | 0 | 0 | 243.5508 | 4860 | no | 18602.2988 | 0 | 24300 |  |  | 0 |  |  | 0 | 0 | 0 | 0 | 0 |  | 0 | 0 | 0 | 0 | 0 | 18602.2988 | 15748.7551 | 15074.7965 | 0 | yes | Deficit |  |  | 0 | 0 | 0 | 0 | 0 |  | 0 | 0 | 0 | 0 | 476.5917 | yes |  | 0 | 0 | 0 | 476.5917 | 0 | no | 0 | 0 | 0 | 476.5917 | 0
| 20512.6563 | 0 | yes | Deficit |  |  | 0 | 0 | 0 | 0 | 0 |  | 0 | 0 | 0 | 0 | 4860 | no |  | 0 | 24300 | no | 20512.6563 | 0 | no | no | 0 | 0 | 0 | 0 | 0 |  | 0 | 0 | 0 | 0 | 0 | 20512.6563 | 15709.5947 | 16622.8982 | 0 | yes | Deficit |  |  | 0 | 0 | 0 | 0 | 0 |  | 0 | 0 | 0 | 0 | 634.7983 | yes |  | 0 | 0 | 0 | 634.7983 | 0 | no | 0 | 0 | 0 | 634.7983 | 0
| 19566.9602 | 0 | no | Surplus | yes |  | 0 | 0 | 0 | 945.6962 | 0 | no | 0 | 0 | 0 | 945.6962 | 4860 | no | 19566.9602 | 0 | 24300 |  |  | 0 |  |  | 0 | 0 | 0 | 0 | 0 |  | 0 | 0 | 0 | 0 | 0 | 19566.9602 | 15221.8154 | 15856.5317 | 0 | no | Surplus | yes |  | 0 | 0 | 0 | 1401.0827 | 0 | no | 0 | 0 | 0 | 1401.0827 | 0 |  |  | 0 | 0 | 0 | 0 | 0 |  | 0 | 0 | 0 | 0 | 0
| 17392.2543 | 0 | no | Surplus | yes |  | 0 | 0 | 0 | 2174.7059 | 0 | no | 0 | 0 | 0 | 2174.7059 | 4860 | no | 17392.2543 | 0 | 24300 |  |  | 0 |  |  | 0 | 0 | 0 | 0 | 0 |  | 0 | 0 | 0 | 0 | 0 | 17392.2543 | 13622.116 | 14094.2093 | 0 | no | Surplus | yes |  | 0 | 0 | 0 | 2234.4158 | 0 | no | 0 | 0 | 0 | 2234.4158 | 0 |  |  | 0 | 0 | 0 | 0 | 0 |  | 0 | 0 | 0 | 0 | 0
| 17226.2933 | 0 | no | Surplus | yes |  | 0 | 0 | 0 | 165.961 | 0 | no | 0 | 0 | 0 | 165.961 | 4860 | no | 17226.2933 | 0 | 24300 |  |  | 0 |  |  | 0 | 0 | 0 | 0 | 0 |  | 0 | 0 | 0 | 0 | 0 | 17226.2933 | 12613.2028 | 13959.719 | 0 | no | Surplus | yes |  | 0 | 0 | 0 | 1481.0065 | 0 | no | 0 | 0 | 0 | 1481.0065 | 0 |  |  | 0 | 0 | 0 | 0 | 0 |  | 0 | 0 | 0 | 0 | 0
| 18033.7629 | 0 | yes | Deficit |  |  | 0 | 0 | 0 | 0 | 0 |  | 0 | 0 | 0 | 0 | 4860 | no |  | 0 | 24300 | no | 18033.7629 | 0 | no | no | 0 | 0 | 0 | 0 | 0 |  | 0 | 0 | 0 | 0 | 0 | 18033.7629 | 12014.9787 | 14614.0704 | 0 | no | Surplus | yes |  | 0 | 0 | 0 | 1944.7403 | 0 | no | 0 | 0 | 0 | 1944.7403 | 0 |  |  | 0 | 0 | 0 | 0 | 0 |  | 0 | 0 | 0 | 0 | 0
| 18005.3908 | 0 | no | Surplus | yes |  | 0 | 0 | 0 | 28.3721 | 0 | no | 0 | 0 | 0 | 28.3721 | 4860 | no | 18005.3908 | 0 | 24300 |  |  | 0 |  |  | 0 | 0 | 0 | 0 | 0 |  | 0 | 0 | 0 | 0 | 0 | 18005.3908 | 11128.0304 | 14591.0785 | 0 | no | Surplus | yes |  | 0 | 0 | 0 | 3486.04 | 0 | no | 0 | 0 | 0 | 3486.04 | 0 |  |  | 0 | 0 | 0 | 0 | 0 |  | 0 | 0 | 0 | 0 | 0
| 17373.6006 | 0 | no | Surplus | yes |  | 0 | 0 | 0 | 631.7902 | 0 | no | 0 | 0 | 0 | 631.7902 | 4860 | no | 17373.6006 | 0 | 24300 |  |  | 0 |  |  | 0 | 0 | 0 | 0 | 0 |  | 0 | 0 | 0 | 0 | 0 | 17373.6006 | 12264.6335 | 14079.0929 | 0 | no | Surplus | yes |  | 0 | 0 | 0 | 2326.445 | 0 | no | 0 | 0 | 0 | 2326.445 | 0 |  |  | 0 | 0 | 0 | 0 | 0 |  | 0 | 0 | 0 | 0 | 0
| 19805.3469 | 0 | yes | Deficit |  |  | 0 | 0 | 0 | 0 | 0 |  | 0 | 0 | 0 | 0 | 4860 | no |  | 0 | 24300 | no | 19805.3469 | 0 | no | no | 0 | 0 | 0 | 0 | 0 |  | 0 | 0 | 0 | 0 | 0 | 19805.3469 | 11779.0645 | 16049.7139 | 0 | no | Surplus | yes |  | 0 | 0 | 0 | 2300.0284 | 0 | no | 0 | 0 | 0 | 2300.0284 | 0 |  |  | 0 | 0 | 0 | 0 | 0 |  | 0 | 0 | 0 | 0 | 0
| 21790.4429 | 0 | yes | Deficit |  |  | 0 | 0 | 0 | 0 | 0 |  | 0 | 0 | 0 | 0 | 4860 | no |  | 0 | 24300 | no | 21790.4429 | 0 | no | no | 0 | 0 | 0 | 0 | 0 |  | 0 | 0 | 0 | 0 | 0 | 21790.4429 | 10495.1752 | 17658.3816 | 0 | no | Surplus | yes |  | 0 | 0 | 0 | 5554.5386 | 0 | no | 0 | 0 | 0 | 5554.5386 | 0 |  |  | 0 | 0 | 0 | 0 | 0 |  | 0 | 0 | 0 | 0 | 0
| 21370.5676 | 0 | no | Surplus | yes |  | 0 | 0 | 0 | 419.8753 | 0 | no | 0 | 0 | 0 | 419.8753 | 4860 | no | 21370.5676 | 0 | 24300 |  |  | 0 |  |  | 0 | 0 | 0 | 0 | 0 |  | 0 | 0 | 0 | 0 | 0 | 21370.5676 | 10091.0464 | 17318.1261 | 0 | no | Surplus | yes |  | 0 | 0 | 0 | 7567.3352 | 0 | no | 0 | 0 | 0 | 7567.3352 | 0 |  |  | 0 | 0 | 0 | 0 | 0 |  | 0 | 0 | 0 | 0 | 0
| 18481.4473 | 0 | no | Surplus | yes |  | 0 | 0 | 0 | 2889.1203 | 0 | no | 0 | 0 | 0 | 2889.1203 | 4860 | no | 18481.4473 | 0 | 24300 |  |  | 0 |  |  | 0 | 0 | 0 | 0 | 0 |  | 0 | 0 | 0 | 0 | 0 | 18481.4473 | 9751.2503 | 14976.8617 | 0 | no | Surplus | yes |  | 0 | 0 | 0 | 7566.8758 | 0 | no | 0 | 0 | 0 | 7566.8758 | 0 |  |  | 0 | 0 | 0 | 0 | 0 |  | 0 | 0 | 0 | 0 | 0
| 16670.2866 | 0 | no | Surplus | yes |  | 0 | 0 | 0 | 1811.1607 | 0 | no | 0 | 0 | 0 | 1811.1607 | 4860 | no | 16670.2866 | 0 | 24300 |  |  | 0 |  |  | 0 | 0 | 0 | 0 | 0 |  | 0 | 0 | 0 | 0 | 0 | 16670.2866 | 9571.683 | 13509.1464 | 0 | no | Surplus | yes |  | 0 | 0 | 0 | 5405.1787 | 0 | no | 0 | 0 | 0 | 5405.1787 | 0 |  |  | 0 | 0 | 0 | 0 | 0 |  | 0 | 0 | 0 | 0 | 0
| 19238.6286 | 0 | yes | Deficit |  |  | 0 | 0 | 0 | 0 | 0 |  | 0 | 0 | 0 | 0 | 4860 | no |  | 0 | 24300 | no | 19238.6286 | 0 | no | no | 0 | 0 | 0 | 0 | 0 |  | 0 | 0 | 0 | 0 | 0 | 19238.6286 | 9522.4165 | 15590.4608 | 0 | no | Surplus | yes |  | 0 | 0 | 0 | 3986.7298 | 0 | no | 0 | 0 | 0 | 3986.7298 | 0 |  |  | 0 | 0 | 0 | 0 | 0 |  | 0 | 0 | 0 | 0 | 0
| 18293.2853 | 0 | no | Surplus | yes |  | 0 | 0 | 0 | 945.3433 | 0 | no | 0 | 0 | 0 | 945.3433 | 4860 | no | 18293.2853 | 0 | 24300 |  |  | 0 |  |  | 0 | 0 | 0 | 0 | 0 |  | 0 | 0 | 0 | 0 | 0 | 18293.2853 | 9900.0963 | 14824.3803 | 0 | no | Surplus | yes |  | 0 | 0 | 0 | 5690.3644 | 0 | no | 0 | 0 | 0 | 5690.3644 | 0 |  |  | 0 | 0 | 0 | 0 | 0 |  | 0 | 0 | 0 | 0 | 0
| 20825.5016 | 0 | yes | Deficit |  |  | 0 | 0 | 0 | 0 | 0 |  | 0 | 0 | 0 | 0 | 4860 | no |  | 0 | 24300 | no | 20825.5016 | 0 | no | no | 0 | 0 | 0 | 0 | 0 |  | 0 | 0 | 0 | 0 | 0 | 20825.5016 | 9820.0536 | 16876.4195 | 0 | no | Surplus | yes |  | 0 | 0 | 0 | 5004.3267 | 0 | no | 0 | 0 | 0 | 5004.3267 | 0 |  |  | 0 | 0 | 0 | 0 | 0 |  | 0 | 0 | 0 | 0 | 0
| 20791.3197 | 0 | no | Surplus | yes |  | 0 | 0 | 0 | 34.1819 | 0 | no | 0 | 0 | 0 | 34.1819 | 4860 | no | 20791.3197 | 0 | 24300 |  |  | 0 |  |  | 0 | 0 | 0 | 0 | 0 |  | 0 | 0 | 0 | 0 | 0 | 20791.3197 | 10253.0823 | 16848.7194 | 0 | no | Surplus | yes |  | 0 | 0 | 0 | 6623.3371 | 0 | no | 0 | 0 | 0 | 6623.3371 | 0 |  |  | 0 | 0 | 0 | 0 | 0 |  | 0 | 0 | 0 | 0 | 0
| 23094.9374 | 0 | yes | Deficit |  |  | 0 | 0 | 0 | 0 | 0 |  | 0 | 0 | 0 | 0 | 4860 | no |  | 0 | 24300 | no | 23094.9374 | 0 | no | no | 0 | 0 | 0 | 0 | 0 |  | 0 | 0 | 0 | 0 | 0 | 23094.9374 | 10170.7035 | 18715.5085 | 0 | no | Surplus | yes |  | 0 | 0 | 0 | 6678.0159 | 0 | no | 0 | 0 | 0 | 6678.0159 | 0 |  |  | 0 | 0 | 0 | 0 | 0 |  | 0 | 0 | 0 | 0 | 0
| 21615.8875 | 0 | no | Surplus | yes |  | 0 | 0 | 0 | 1479.05 | 0 | no | 0 | 0 | 0 | 1479.05 | 4860 | no | 21615.8875 | 0 | 24300 |  |  | 0 |  |  | 0 | 0 | 0 | 0 | 0 |  | 0 | 0 | 0 | 0 | 0 | 21615.8875 | 10079.1017 | 17516.9266 | 0 | no | Surplus | yes |  | 0 | 0 | 0 | 8636.4068 | 0 | no | 0 | 0 | 0 | 8636.4068 | 0 |  |  | 0 | 0 | 0 | 0 | 0 |  | 0 | 0 | 0 | 0 | 0
| 19892.8682 | 0 | no | Surplus | yes |  | 0 | 0 | 0 | 1723.0193 | 0 | no | 0 | 0 | 0 | 1723.0193 | 4860 | no | 19892.8682 | 0 | 24300 |  |  | 0 |  |  | 0 | 0 | 0 | 0 | 0 |  | 0 | 0 | 0 | 0 | 0 | 19892.8682 | 9968.4106 | 16120.6387 | 0 | no | Surplus | yes |  | 0 | 0 | 0 | 7548.516 | 0 | no | 0 | 0 | 0 | 7548.516 | 0 |  |  | 0 | 0 | 0 | 0 | 0 |  | 0 | 0 | 0 | 0 | 0
| 20236.1544 | 0 | yes | Deficit |  |  | 0 | 0 | 0 | 0 | 0 |  | 0 | 0 | 0 | 0 | 4860 | no |  | 0 | 24300 | no | 20236.1544 | 0 | no | no | 0 | 0 | 0 | 0 | 0 |  | 0 | 0 | 0 | 0 | 0 | 20236.1544 | 9688.4304 | 16398.8285 | 0 | no | Surplus | yes |  | 0 | 0 | 0 | 6432.2084 | 0 | no | 0 | 0 | 0 | 6432.2084 | 0 |  |  | 0 | 0 | 0 | 0 | 0 |  | 0 | 0 | 0 | 0 | 0
| 19588.883 | 0 | no | Surplus | yes |  | 0 | 0 | 0 | 647.2713 | 0 | no | 0 | 0 | 0 | 647.2713 | 4860 | no | 19588.883 | 0 | 24300 |  |  | 0 |  |  | 0 | 0 | 0 | 0 | 0 |  | 0 | 0 | 0 | 0 | 0 | 19588.883 | 9767.5255 | 15874.2974 | 0 | no | Surplus | yes |  | 0 | 0 | 0 | 6631.303 | 0 | no | 0 | 0 | 0 | 6631.303 | 0 |  |  | 0 | 0 | 0 | 0 | 0 |  | 0 | 0 | 0 | 0 | 0
| 17902.9924 | 0 | no | Surplus | yes |  | 0 | 0 | 0 | 1685.8906 | 0 | no | 0 | 0 | 0 | 1685.8906 | 4860 | no | 17902.9924 | 0 | 24300 |  |  | 0 |  |  | 0 | 0 | 0 | 0 | 0 |  | 0 | 0 | 0 | 0 | 0 | 17902.9924 | 9820.9153 | 14508.0976 | 0 | no | Surplus | yes |  | 0 | 0 | 0 | 6053.3821 | 0 | no | 0 | 0 | 0 | 6053.3821 | 0 |  |  | 0 | 0 | 0 | 0 | 0 |  | 0 | 0 | 0 | 0 | 0
| 17442.8083 | 0 | no | Surplus | yes |  | 0 | 0 | 0 | 460.1841 | 0 | no | 0 | 0 | 0 | 460.1841 | 4860 | no | 17442.8083 | 0 | 24300 |  |  | 0 |  |  | 0 | 0 | 0 | 0 | 0 |  | 0 | 0 | 0 | 0 | 0 | 17442.8083 | 9548.8954 | 14135.1769 | 0 | no | Surplus | yes |  | 0 | 0 | 0 | 4959.2021 | 0 | no | 0 | 0 | 0 | 4959.2021 | 0 |  |  | 0 | 0 | 0 | 0 | 0 |  | 0 | 0 | 0 | 0 | 0
| 19045.2734 | 0 | yes | Deficit |  |  | 0 | 0 | 0 | 0 | 0 |  | 0 | 0 | 0 | 0 | 4860 | no |  | 0 | 24300 | no | 19045.2734 | 0 | no | no | 0 | 0 | 0 | 0 | 0 |  | 0 | 0 | 0 | 0 | 0 | 19045.2734 | 11647.095 | 15433.771 | 0 | no | Surplus | yes |  | 0 | 0 | 0 | 2488.0819 | 0 | no | 0 | 0 | 0 | 2488.0819 | 0 |  |  | 0 | 0 | 0 | 0 | 0 |  | 0 | 0 | 0 | 0 | 0
| 21152.0379 | 0 | yes | Deficit |  |  | 0 | 0 | 0 | 0 | 0 |  | 0 | 0 | 0 | 0 | 4860 | no |  | 0 | 24300 | no | 21152.0379 | 0 | no | no | 0 | 0 | 0 | 0 | 0 |  | 0 | 0 | 0 | 0 | 0 | 21152.0379 | 10622.3087 | 17141.0356 | 0 | no | Surplus | yes |  | 0 | 0 | 0 | 4811.4623 | 0 | no | 0 | 0 | 0 | 4811.4623 | 0 |  |  | 0 | 0 | 0 | 0 | 0 |  | 0 | 0 | 0 | 0 | 0
| 16889.5711 | 0 | no | Surplus | yes |  | 0 | 0 | 0 | 4262.4669 | 0 | no | 0 | 0 | 0 | 4262.4669 | 4860 | no | 16889.5711 | 0 | 24300 |  |  | 0 |  |  | 0 | 0 | 0 | 0 | 0 |  | 0 | 0 | 0 | 0 | 0 | 16889.5711 | 11529.0826 | 13686.8485 | 0 | no | Surplus | yes |  | 0 | 0 | 0 | 5611.953 | 0 | no | 0 | 0 | 0 | 5611.953 | 0 |  |  | 0 | 0 | 0 | 0 | 0 |  | 0 | 0 | 0 | 0 | 0
| 14358.4134 | 0 | no | Surplus | yes |  | 0 | 0 | 0 | 2531.1577 | 0 | no | 0 | 0 | 0 | 2531.1577 | 4860 | no | 14358.4134 | 0 | 24300 |  |  | 0 |  |  | 0 | 0 | 0 | 0 | 0 |  | 0 | 0 | 0 | 0 | 0 | 14358.4134 | 12687.9811 | 11635.6672 | 0 | no | Surplus | yes |  | 0 | 0 | 0 | 998.8674 | 0 | no | 0 | 0 | 0 | 998.8674 | 0 |  |  | 0 | 0 | 0 | 0 | 0 |  | 0 | 0 | 0 | 0 | 0
| 12873.0738 | 0 | no | Surplus | yes |  | 0 | 0 | 0 | 1485.3396 | 0 | no | 0 | 0 | 0 | 1485.3396 | 4860 | no | 12873.0738 | 0 | 24300 |  |  | 0 |  |  | 0 | 0 | 0 | 0 | 0 |  | 0 | 0 | 0 | 0 | 0 | 12873.0738 | 13581.202 | 10431.9885 | 0 | yes | Deficit |  |  | 0 | 0 | 0 | 0 | 0 |  | 0 | 0 | 0 | 0 | 1945.5348 | yes |  | 0 | 0 | 0 | 1945.5348 | 0 | no | 0 | 0 | 0 | 1945.5348 | 0
| 12901.7234 | 0 | yes | Deficit |  |  | 0 | 0 | 0 | 0 | 0 |  | 0 | 0 | 0 | 0 | 4860 | no |  | 0 | 24300 | no | 12901.7234 | 0 | no | no | 0 | 0 | 0 | 0 | 0 |  | 0 | 0 | 0 | 0 | 0 | 12901.7234 | 12753.8542 | 10455.2053 | 0 | yes | Deficit |  |  | 0 | 0 | 0 | 0 | 0 |  | 0 | 0 | 0 | 0 | 2321.8657 | yes |  | 0 | 0 | 0 | 2321.8657 | 0 | no | 0 | 0 | 0 | 2321.8657 | 0
| 13709.2314 | 0 | yes | Deficit |  |  | 0 | 0 | 0 | 0 | 0 |  | 0 | 0 | 0 | 0 | 4860 | no |  | 0 | 24300 | no | 13709.2314 | 0 | no | no | 0 | 0 | 0 | 0 | 0 |  | 0 | 0 | 0 | 0 | 0 | 13709.2314 | 12494.6902 | 11109.5878 | 0 | yes | Deficit |  |  | 0 | 0 | 0 | 0 | 0 |  | 0 | 0 | 0 | 0 | 2039.4849 | yes |  | 0 | 0 | 0 | 2039.4849 | 0 | no | 0 | 0 | 0 | 2039.4849 | 0
| 13301.5785 | 0 | no | Surplus | yes |  | 0 | 0 | 0 | 407.6528 | 0 | no | 0 | 0 | 0 | 407.6528 | 4860 | no | 13301.5785 | 0 | 24300 |  |  | 0 |  |  | 0 | 0 | 0 | 0 | 0 |  | 0 | 0 | 0 | 0 | 0 | 13301.5785 | 13502.3821 | 10779.2371 | 0 | yes | Deficit |  |  | 0 | 0 | 0 | 0 | 0 |  | 0 | 0 | 0 | 0 | 2392.7943 | yes |  | 0 | 0 | 0 | 2392.7943 | 0 | no | 0 | 0 | 0 | 2392.7943 | 0
| 13830.3812 | 0 | yes | Deficit |  |  | 0 | 0 | 0 | 0 | 0 |  | 0 | 0 | 0 | 0 | 4860 | no |  | 0 | 24300 | no | 13830.3812 | 0 | no | no | 0 | 0 | 0 | 0 | 0 |  | 0 | 0 | 0 | 0 | 0 | 13830.3812 | 12630.5948 | 11207.7644 | 0 | yes | Deficit |  |  | 0 | 0 | 0 | 0 | 0 |  | 0 | 0 | 0 | 0 | 1851.3578 | yes |  | 0 | 0 | 0 | 1851.3578 | 0 | no | 0 | 0 | 0 | 1851.3578 | 0
| 12852.5478 | 0 | no | Surplus | yes |  | 0 | 0 | 0 | 977.8335 | 0 | no | 0 | 0 | 0 | 977.8335 | 4860 | no | 12852.5478 | 0 | 24300 |  |  | 0 |  |  | 0 | 0 | 0 | 0 | 0 |  | 0 | 0 | 0 | 0 | 0 | 12852.5478 | 12915.1942 | 10415.3548 | 0 | yes | Deficit |  |  | 0 | 0 | 0 | 0 | 0 |  | 0 | 0 | 0 | 0 | 1707.4299 | yes |  | 0 | 0 | 0 | 1707.4299 | 0 | no | 0 | 0 | 0 | 1707.4299 | 0
| 10282.756 | 0 | no | Surplus | yes |  | 0 | 0 | 0 | 2569.7917 | 0 | no | 0 | 0 | 0 | 2569.7917 | 4860 | no | 10282.756 | 0 | 24300 |  |  | 0 |  |  | 0 | 0 | 0 | 0 | 0 |  | 0 | 0 | 0 | 0 | 0 | 10282.756 | 12918.8433 | 8332.8655 | 0 | yes | Deficit |  |  | 0 | 0 | 0 | 0 | 0 |  | 0 | 0 | 0 | 0 | 2503.4886 | yes |  | 0 | 0 | 0 | 2503.4886 | 0 | no | 0 | 0 | 0 | 2503.4886 | 0
| 11141.3991 | 0 | yes | Deficit |  |  | 0 | 0 | 0 | 0 | 0 |  | 0 | 0 | 0 | 0 | 4860 | no |  | 0 | 20565.5121 | no | 11141.3991 | 0 | no | no | 0 | 0 | 0 | 0 | 0 |  | 0 | 0 | 0 | 0 | 0 | 11141.3991 | 13009.6239 | 9028.6864 | 0 | yes | Deficit |  |  | 0 | 0 | 0 | 0 | 0 |  | 0 | 0 | 0 | 0 | 4676.7584 | yes |  | 0 | 0 | 0 | 4676.7584 | 0 | no | 0 | 0 | 0 | 4676.7584 | 0
| 12359.7746 | 0 | yes | Deficit |  |  | 0 | 0 | 0 | 0 | 0 |  | 0 | 0 | 0 | 0 | 4860 | no |  | 0 | 22282.7981 | no | 12359.7746 | 0 | no | no | 0 | 0 | 0 | 0 | 0 |  | 0 | 0 | 0 | 0 | 0 | 12359.7746 | 12722.7305 | 10016.0248 | 0 | yes | Deficit |  |  | 0 | 0 | 0 | 0 | 0 |  | 0 | 0 | 0 | 0 | 3694.0441 | yes |  | 0 | 0 | 0 | 3694.0441 | 0 | no | 0 | 0 | 0 | 3694.0441 | 0
| 12766.4839 | 0 | yes | Deficit |  |  | 0 | 0 | 0 | 0 | 0 |  | 0 | 0 | 0 | 0 | 4860 | no |  | 0 | 24300 | no | 12766.4839 | 0 | no | no | 0 | 0 | 0 | 0 | 0 |  | 0 | 0 | 0 | 0 | 0 | 12766.4839 | 12787.1262 | 10345.611 | 0 | yes | Deficit |  |  | 0 | 0 | 0 | 0 | 0 |  | 0 | 0 | 0 | 0 | 2771.1013 | yes |  | 0 | 0 | 0 | 2771.1013 | 0 | no | 0 | 0 | 0 | 2771.1013 | 0
| 14639.3045 | 0 | yes | Deficit |  |  | 0 | 0 | 0 | 0 | 0 |  | 0 | 0 | 0 | 0 | 4860 | no |  | 0 | 24300 | no | 14639.3045 | 0 | no | no | 0 | 0 | 0 | 0 | 0 |  | 0 | 0 | 0 | 0 | 0 | 14639.3045 | 12847.1362 | 11863.2938 | 0 | yes | Deficit |  |  | 0 | 0 | 0 | 0 | 0 |  | 0 | 0 | 0 | 0 | 2501.5252 | yes |  | 0 | 0 | 0 | 2501.5252 | 0 | no | 0 | 0 | 0 | 2501.5252 | 0
| 13511.8582 | 0 | no | Surplus | yes |  | 0 | 0 | 0 | 1127.4463 | 0 | no | 0 | 0 | 0 | 1127.4463 | 4860 | no | 13511.8582 | 0 | 24300 |  |  | 0 |  |  | 0 | 0 | 0 | 0 | 0 |  | 0 | 0 | 0 | 0 | 0 | 13511.8582 | 13291.6689 | 10949.642 | 0 | yes | Deficit |  |  | 0 | 0 | 0 | 0 | 0 |  | 0 | 0 | 0 | 0 | 1428.3751 | yes |  | 0 | 0 | 0 | 1428.3751 | 0 | no | 0 | 0 | 0 | 1428.3751 | 0
| 14145.0237 | 0 | yes | Deficit |  |  | 0 | 0 | 0 | 0 | 0 |  | 0 | 0 | 0 | 0 | 4860 | no |  | 0 | 24300 | no | 14145.0237 | 0 | no | no | 0 | 0 | 0 | 0 | 0 |  | 0 | 0 | 0 | 0 | 0 | 14145.0237 | 13610.0439 | 11462.7421 | 0 | yes | Deficit |  |  | 0 | 0 | 0 | 0 | 0 |  | 0 | 0 | 0 | 0 | 2660.4019 | yes |  | 0 | 0 | 0 | 2660.4019 | 0 | no | 0 | 0 | 0 | 2660.4019 | 0
| 20414.9279 | 0 | yes | Deficit |  |  | 0 | 0 | 0 | 0 | 0 |  | 0 | 0 | 0 | 0 | 4860 | no |  | 0 | 24300 | no | 20414.9279 | 0 | no | no | 0 | 0 | 0 | 0 | 0 |  | 0 | 0 | 0 | 0 | 0 | 20414.9279 | 13642.1095 | 16543.7017 | 0 | yes | Deficit |  |  | 0 | 0 | 0 | 0 | 0 |  | 0 | 0 | 0 | 0 | 2179.3674 | yes |  | 0 | 0 | 0 | 2179.3674 | 0 | no | 0 | 0 | 0 | 2179.3674 | 0
| 16474.7305 | 0 | no | Surplus | yes |  | 0 | 0 | 0 | 3940.1974 | 0 | no | 0 | 0 | 0 | 3940.1974 | 4860 | no | 16474.7305 | 0 | 24300 |  |  | 0 |  |  | 0 | 0 | 0 | 0 | 0 |  | 0 | 0 | 0 | 0 | 0 | 16474.7305 | 13735.9836 | 13350.673 | 0 | no | Surplus | yes |  | 0 | 0 | 0 | 2807.7182 | 0 | no | 0 | 0 | 0 | 2807.7182 | 0 |  |  | 0 | 0 | 0 | 0 | 0 |  | 0 | 0 | 0 | 0 | 0
| 17714.4249 | 0 | yes | Deficit |  |  | 0 | 0 | 0 | 0 | 0 |  | 0 | 0 | 0 | 0 | 4860 | no |  | 0 | 24300 | no | 17714.4249 | 0 | no | no | 0 | 0 | 0 | 0 | 0 |  | 0 | 0 | 0 | 0 | 0 | 17714.4249 | 13124.7936 | 14355.2876 | 0 | no | Surplus | yes |  | 0 | 0 | 0 | 225.8794 | 0 | no | 0 | 0 | 0 | 225.8794 | 0 |  |  | 0 | 0 | 0 | 0 | 0 |  | 0 | 0 | 0 | 0 | 0
| 16421.6719 | 0 | no | Surplus | yes |  | 0 | 0 | 0 | 1292.753 | 0 | no | 0 | 0 | 0 | 1292.753 | 4860 | no | 16421.6719 | 0 | 24300 |  |  | 0 |  |  | 0 | 0 | 0 | 0 | 0 |  | 0 | 0 | 0 | 0 | 0 | 16421.6719 | 12630.2509 | 13307.6758 | 0 | no | Surplus | yes |  | 0 | 0 | 0 | 1725.0367 | 0 | no | 0 | 0 | 0 | 1725.0367 | 0 |  |  | 0 | 0 | 0 | 0 | 0 |  | 0 | 0 | 0 | 0 | 0
| 18160.7736 | 0 | yes | Deficit |  |  | 0 | 0 | 0 | 0 | 0 |  | 0 | 0 | 0 | 0 | 4860 | no |  | 0 | 24300 | no | 18160.7736 | 0 | no | no | 0 | 0 | 0 | 0 | 0 |  | 0 | 0 | 0 | 0 | 0 | 18160.7736 | 11146.9198 | 14716.9965 | 0 | no | Surplus | yes |  | 0 | 0 | 0 | 2160.756 | 0 | no | 0 | 0 | 0 | 2160.756 | 0 |  |  | 0 | 0 | 0 | 0 | 0 |  | 0 | 0 | 0 | 0 | 0
| 17049.9687 | 0 | no | Surplus | yes |  | 0 | 0 | 0 | 1110.8049 | 0 | no | 0 | 0 | 0 | 1110.8049 | 4860 | no | 17049.9687 | 0 | 24300 |  |  | 0 |  |  | 0 | 0 | 0 | 0 | 0 |  | 0 | 0 | 0 | 0 | 0 | 17049.9687 | 12217.2362 | 13816.8304 | 0 | no | Surplus | yes |  | 0 | 0 | 0 | 2499.7602 | 0 | no | 0 | 0 | 0 | 2499.7602 | 0 |  |  | 0 | 0 | 0 | 0 | 0 |  | 0 | 0 | 0 | 0 | 0
| 16153.2561 | 0 | no | Surplus | yes |  | 0 | 0 | 0 | 896.7126 | 0 | no | 0 | 0 | 0 | 896.7126 | 4860 | no | 16153.2561 | 0 | 24300 |  |  | 0 |  |  | 0 | 0 | 0 | 0 | 0 |  | 0 | 0 | 0 | 0 | 0 | 16153.2561 | 10720.5215 | 13090.1589 | 0 | no | Surplus | yes |  | 0 | 0 | 0 | 3096.3089 | 0 | no | 0 | 0 | 0 | 3096.3089 | 0 |  |  | 0 | 0 | 0 | 0 | 0 |  | 0 | 0 | 0 | 0 | 0
| 17332.7746 | 0 | yes | Deficit |  |  | 0 | 0 | 0 | 0 | 0 |  | 0 | 0 | 0 | 0 | 4860 | no |  | 0 | 24300 | no | 17332.7746 | 0 | no | no | 0 | 0 | 0 | 0 | 0 |  | 0 | 0 | 0 | 0 | 0 | 17332.7746 | 10341.7819 | 14046.0086 | 0 | no | Surplus | yes |  | 0 | 0 | 0 | 2748.377 | 0 | no | 0 | 0 | 0 | 2748.377 | 0 |  |  | 0 | 0 | 0 | 0 | 0 |  | 0 | 0 | 0 | 0 | 0
| 18356.9122 | 0 | yes | Deficit |  |  | 0 | 0 | 0 | 0 | 0 |  | 0 | 0 | 0 | 0 | 4860 | no |  | 0 | 24300 | no | 18356.9122 | 0 | no | no | 0 | 0 | 0 | 0 | 0 |  | 0 | 0 | 0 | 0 | 0 | 18356.9122 | 11919.3602 | 14875.9418 | 0 | no | Surplus | yes |  | 0 | 0 | 0 | 2126.6484 | 0 | no | 0 | 0 | 0 | 2126.6484 | 0 |  |  | 0 | 0 | 0 | 0 | 0 |  | 0 | 0 | 0 | 0 | 0
| 16426.1918 | 0 | no | Surplus | yes |  | 0 | 0 | 0 | 1930.7204 | 0 | no | 0 | 0 | 0 | 1930.7204 | 4860 | no | 16426.1918 | 0 | 24300 |  |  | 0 |  |  | 0 | 0 | 0 | 0 | 0 |  | 0 | 0 | 0 | 0 | 0 | 16426.1918 | 11372.2204 | 13311.3386 | 0 | no | Surplus | yes |  | 0 | 0 | 0 | 3503.7215 | 0 | no | 0 | 0 | 0 | 3503.7215 | 0 |  |  | 0 | 0 | 0 | 0 | 0 |  | 0 | 0 | 0 | 0 | 0
| 14764.1942 | 0 | no | Surplus | yes |  | 0 | 0 | 0 | 1661.9977 | 0 | no | 0 | 0 | 0 | 1661.9977 | 4860 | no | 14764.1942 | 0 | 24300 |  |  | 0 |  |  | 0 | 0 | 0 | 0 | 0 |  | 0 | 0 | 0 | 0 | 0 | 14764.1942 | 11148.1053 | 11964.5009 | 0 | no | Surplus | yes |  | 0 | 0 | 0 | 2163.2333 | 0 | no | 0 | 0 | 0 | 2163.2333 | 0 |  |  | 0 | 0 | 0 | 0 | 0 |  | 0 | 0 | 0 | 0 | 0
| 14735.9515 | 0 | no | Surplus | yes |  | 0 | 0 | 0 | 28.2426 | 0 | no | 0 | 0 | 0 | 28.2426 | 4860 | no | 14735.9515 | 0 | 24300 |  |  | 0 |  |  | 0 | 0 | 0 | 0 | 0 |  | 0 | 0 | 0 | 0 | 0 | 14735.9515 | 11075.1231 | 11941.6139 | 0 | no | Surplus | yes |  | 0 | 0 | 0 | 889.3779 | 0 | no | 0 | 0 | 0 | 889.3779 | 0 |  |  | 0 | 0 | 0 | 0 | 0 |  | 0 | 0 | 0 | 0 | 0
| 14788.9468 | 0 | yes | Deficit |  |  | 0 | 0 | 0 | 0 | 0 |  | 0 | 0 | 0 | 0 | 4860 | no |  | 0 | 24300 | no | 14788.9468 | 0 | no | no | 0 | 0 | 0 | 0 | 0 |  | 0 | 0 | 0 | 0 | 0 | 14788.9468 | 11380.1362 | 11984.5598 | 0 | no | Surplus | yes |  | 0 | 0 | 0 | 561.4777 | 0 | no | 0 | 0 | 0 | 561.4777 | 0 |  |  | 0 | 0 | 0 | 0 | 0 |  | 0 | 0 | 0 | 0 | 0
| 15310.3191 | 0 | yes | Deficit |  |  | 0 | 0 | 0 | 0 | 0 |  | 0 | 0 | 0 | 0 | 4860 | no |  | 0 | 24300 | no | 15310.3191 | 0 | no | no | 0 | 0 | 0 | 0 | 0 |  | 0 | 0 | 0 | 0 | 0 | 15310.3191 | 10961.8783 | 12407.0658 | 0 | no | Surplus | yes |  | 0 | 0 | 0 | 1022.6815 | 0 | no | 0 | 0 | 0 | 1022.6815 | 0 |  |  | 0 | 0 | 0 | 0 | 0 |  | 0 | 0 | 0 | 0 | 0
| 15550.3212 | 0 | yes | Deficit |  |  | 0 | 0 | 0 | 0 | 0 |  | 0 | 0 | 0 | 0 | 4860 | no |  | 0 | 24300 | no | 15550.3212 | 0 | no | no | 0 | 0 | 0 | 0 | 0 |  | 0 | 0 | 0 | 0 | 0 | 15550.3212 | 11401.4738 | 12601.5569 | 0 | no | Surplus | yes |  | 0 | 0 | 0 | 1005.592 | 0 | no | 0 | 0 | 0 | 1005.592 | 0 |  |  | 0 | 0 | 0 | 0 | 0 |  | 0 | 0 | 0 | 0 | 0
| 14159.3727 | 0 | no | Surplus | yes |  | 0 | 0 | 0 | 1390.9486 | 0 | no | 0 | 0 | 0 | 1390.9486 | 4860 | no | 14159.3727 | 0 | 24300 |  |  | 0 |  |  | 0 | 0 | 0 | 0 | 0 |  | 0 | 0 | 0 | 0 | 0 | 14159.3727 | 11831.4282 | 11474.3701 | 0 | no | Surplus | yes |  | 0 | 0 | 0 | 770.1287 | 0 | no | 0 | 0 | 0 | 770.1287 | 0 |  |  | 0 | 0 | 0 | 0 | 0 |  | 0 | 0 | 0 | 0 | 0
| 14929.3242 | 0 | yes | Deficit |  |  | 0 | 0 | 0 | 0 | 0 |  | 0 | 0 | 0 | 0 | 4860 | no |  | 0 | 24300 | no | 14929.3242 | 0 | no | no | 0 | 0 | 0 | 0 | 0 |  | 0 | 0 | 0 | 0 | 0 | 14929.3242 | 11660.5271 | 12098.3178 | 0 | yes | Deficit |  |  | 0 | 0 | 0 | 0 | 0 |  | 0 | 0 | 0 | 0 | 186.157 | yes |  | 0 | 0 | 0 | 186.157 | 0 | no | 0 | 0 | 0 | 186.157 | 0
| 14169.7309 | 0 | no | Surplus | yes |  | 0 | 0 | 0 | 759.5932 | 0 | no | 0 | 0 | 0 | 759.5932 | 4860 | no | 14169.7309 | 0 | 24300 |  |  | 0 |  |  | 0 | 0 | 0 | 0 | 0 |  | 0 | 0 | 0 | 0 | 0 | 14169.7309 | 12379.8366 | 11482.7641 | 0 | yes | Deficit |  |  | 0 | 0 | 0 | 0 | 0 |  | 0 | 0 | 0 | 0 | 281.5188 | yes |  | 0 | 0 | 0 | 281.5188 | 0 | no | 0 | 0 | 0 | 281.5188 | 0
| 11888.3987 | 0 | no | Surplus | yes |  | 0 | 0 | 0 | 2281.3322 | 0 | no | 0 | 0 | 0 | 2281.3322 | 4860 | no | 11888.3987 | 0 | 24300 |  |  | 0 |  |  | 0 | 0 | 0 | 0 | 0 |  | 0 | 0 | 0 | 0 | 0 | 11888.3987 | 15061.4414 | 9634.0346 | 0 | yes | Deficit |  |  | 0 | 0 | 0 | 0 | 0 |  | 0 | 0 | 0 | 0 | 3578.6773 | yes |  | 0 | 0 | 0 | 3578.6773 | 0 | no | 0 | 0 | 0 | 3578.6773 | 0
| 10499.0944 | 0 | no | Surplus | yes |  | 0 | 0 | 0 | 1389.3042 | 0 | no | 0 | 0 | 0 | 1389.3042 | 4860 | no | 10499.0944 | 0 | 23776.7973 |  |  | 0 |  |  | 0 | 0 | 0 | 0 | 0 |  | 0 | 0 | 0 | 0 | 0 | 10499.0944 | 15452.0121 | 8508.1802 | 0 | yes | Deficit |  |  | 0 | 0 | 0 | 0 | 0 |  | 0 | 0 | 0 | 0 | 5817.9775 | yes |  | 0 | 0 | 0 | 5817.9775 | 0 | no | 0 | 0 | 0 | 5817.9775 | 0
| 12704.0752 | 0 | yes | Deficit |  |  | 0 | 0 | 0 | 0 | 0 |  | 0 | 0 | 0 | 0 | 4860 | no |  | 0 | 20998.1888 | no | 12704.0752 | 0 | no | no | 0 | 0 | 0 | 0 | 0 |  | 0 | 0 | 0 | 0 | 0 | 12704.0752 | 14509.9887 | 10295.0366 | 0 | yes | Deficit |  |  | 0 | 0 | 0 | 0 | 0 |  | 0 | 0 | 0 | 0 | 6001.8085 | yes |  | 0 | 0 | 0 | 6001.8085 | 0 | no | 0 | 0 | 0 | 6001.8085 | 0
| 12130.535 | 0 | no | Surplus | yes |  | 0 | 0 | 0 | 573.5402 | 0 | no | 0 | 0 | 0 | 573.5402 | 4860 | no | 12130.535 | 0 | 24300 |  |  | 0 |  |  | 0 | 0 | 0 | 0 | 0 |  | 0 | 0 | 0 | 0 | 0 | 12130.535 | 15336.2196 | 9830.2553 | 0 | yes | Deficit |  |  | 0 | 0 | 0 | 0 | 0 |  | 0 | 0 | 0 | 0 | 5041.183 | yes |  | 0 | 0 | 0 | 5041.183 | 0 | no | 0 | 0 | 0 | 5041.183 | 0
| 14924.1057 | 0 | yes | Deficit |  |  | 0 | 0 | 0 | 0 | 0 |  | 0 | 0 | 0 | 0 | 4860 | no |  | 0 | 24261.07 | no | 14924.1057 | 0 | no | no | 0 | 0 | 0 | 0 | 0 |  | 0 | 0 | 0 | 0 | 0 | 14924.1057 | 15267.9122 | 12094.0889 | 0 | yes | Deficit |  |  | 0 | 0 | 0 | 0 | 0 |  | 0 | 0 | 0 | 0 | 5437.6569 | yes |  | 0 | 0 | 0 | 5437.6569 | 0 | no | 0 | 0 | 0 | 5437.6569 | 0
| 15111.4661 | 0 | yes | Deficit |  |  | 0 | 0 | 0 | 0 | 0 |  | 0 | 0 | 0 | 0 | 4860 | no |  | 0 | 24300 | no | 15111.4661 | 0 | no | no | 0 | 0 | 0 | 0 | 0 |  | 0 | 0 | 0 | 0 | 0 | 15111.4661 | 14892.6238 | 12245.9207 | 0 | yes | Deficit |  |  | 0 | 0 | 0 | 0 | 0 |  | 0 | 0 | 0 | 0 | 2798.5349 | yes |  | 0 | 0 | 0 | 2798.5349 | 0 | no | 0 | 0 | 0 | 2798.5349 | 0
| 14271.2802 | 0 | no | Surplus | yes |  | 0 | 0 | 0 | 840.1859 | 0 | no | 0 | 0 | 0 | 840.1859 | 4860 | no | 14271.2802 | 0 | 24300 |  |  | 0 |  |  | 0 | 0 | 0 | 0 | 0 |  | 0 | 0 | 0 | 0 | 0 | 14271.2802 | 15316.4569 | 11565.0569 | 0 | yes | Deficit |  |  | 0 | 0 | 0 | 0 | 0 |  | 0 | 0 | 0 | 0 | 3070.5362 | yes |  | 0 | 0 | 0 | 3070.5362 | 0 | no | 0 | 0 | 0 | 3070.5362 | 0
| 17903.3432 | 0 | yes | Deficit |  |  | 0 | 0 | 0 | 0 | 0 |  | 0 | 0 | 0 | 0 | 4860 | no |  | 0 | 24300 | no | 17903.3432 | 0 | no | no | 0 | 0 | 0 | 0 | 0 |  | 0 | 0 | 0 | 0 | 0 | 17903.3432 | 15233.0379 | 14508.3819 | 0 | yes | Deficit |  |  | 0 | 0 | 0 | 0 | 0 |  | 0 | 0 | 0 | 0 | 3667.9811 | yes |  | 0 | 0 | 0 | 3667.9811 | 0 | no | 0 | 0 | 0 | 3667.9811 | 0
| 16873.4916 | 0 | no | Surplus | yes |  | 0 | 0 | 0 | 1029.8516 | 0 | no | 0 | 0 | 0 | 1029.8516 | 4860 | no | 16873.4916 | 0 | 24300 |  |  | 0 |  |  | 0 | 0 | 0 | 0 | 0 |  | 0 | 0 | 0 | 0 | 0 | 16873.4916 | 15546.0123 | 13673.8181 | 0 | yes | Deficit |  |  | 0 | 0 | 0 | 0 | 0 |  | 0 | 0 | 0 | 0 | 1037.6305 | yes |  | 0 | 0 | 0 | 1037.6305 | 0 | no | 0 | 0 | 0 | 1037.6305 | 0
| 15219.2796 | 0 | no | Surplus | yes |  | 0 | 0 | 0 | 1654.212 | 0 | no | 0 | 0 | 0 | 1654.212 | 4860 | no | 15219.2796 | 0 | 24300 |  |  | 0 |  |  | 0 | 0 | 0 | 0 | 0 |  | 0 | 0 | 0 | 0 | 0 | 15219.2796 | 15682.9475 | 12333.2898 | 0 | yes | Deficit |  |  | 0 | 0 | 0 | 0 | 0 |  | 0 | 0 | 0 | 0 | 2009.1293 | yes |  | 0 | 0 | 0 | 2009.1293 | 0 | no | 0 | 0 | 0 | 2009.1293 | 0
| 15830.6938 | 0 | yes | Deficit |  |  | 0 | 0 | 0 | 0 | 0 |  | 0 | 0 | 0 | 0 | 4860 | no |  | 0 | 24300 | no | 15830.6938 | 0 | no | no | 0 | 0 | 0 | 0 | 0 |  | 0 | 0 | 0 | 0 | 0 | 15830.6938 | 16070.0699 | 12828.7632 | 0 | yes | Deficit |  |  | 0 | 0 | 0 | 0 | 0 |  | 0 | 0 | 0 | 0 | 3736.7801 | yes |  | 0 | 0 | 0 | 3736.7801 | 0 | no | 0 | 0 | 0 | 3736.7801 | 0
| 15937.1546 | 0 | yes | Deficit |  |  | 0 | 0 | 0 | 0 | 0 |  | 0 | 0 | 0 | 0 | 4860 | no |  | 0 | 24300 | no | 15937.1546 | 0 | no | no | 0 | 0 | 0 | 0 | 0 |  | 0 | 0 | 0 | 0 | 0 | 15937.1546 | 16284.2593 | 12915.0362 | 0 | yes | Deficit |  |  | 0 | 0 | 0 | 0 | 0 |  | 0 | 0 | 0 | 0 | 3455.496 | yes |  | 0 | 0 | 0 | 3455.496 | 0 | no | 0 | 0 | 0 | 3455.496 | 0
| 19641.0203 | 0 | yes | Deficit |  |  | 0 | 0 | 0 | 0 | 0 |  | 0 | 0 | 0 | 0 | 4860 | no |  | 0 | 24300 | no | 19641.0203 | 0 | no | no | 0 | 0 | 0 | 0 | 0 |  | 0 | 0 | 0 | 0 | 0 | 19641.0203 | 16572.6843 | 15916.548 | 0 | yes | Deficit |  |  | 0 | 0 | 0 | 0 | 0 |  | 0 | 0 | 0 | 0 | 3657.6481 | yes |  | 0 | 0 | 0 | 3657.6481 | 0 | no | 0 | 0 | 0 | 3657.6481 | 0
| 20083.5938 | 0 | yes | Deficit |  |  | 0 | 0 | 0 | 0 | 0 |  | 0 | 0 | 0 | 0 | 4860 | no |  | 0 | 24300 | no | 20083.5938 | 0 | no | no | 0 | 0 | 0 | 0 | 0 |  | 0 | 0 | 0 | 0 | 0 | 20083.5938 | 12949.107 | 16275.1976 | 0 | no | Surplus | yes |  | 0 | 0 | 0 | 2967.441 | 0 | no | 0 | 0 | 0 | 2967.441 | 0 |  |  | 0 | 0 | 0 | 0 | 0 |  | 0 | 0 | 0 | 0 | 0
| 20564.9839 | 0 | yes | Deficit |  |  | 0 | 0 | 0 | 0 | 0 |  | 0 | 0 | 0 | 0 | 4860 | no |  | 0 | 24300 | no | 20564.9839 | 0 | no | no | 0 | 0 | 0 | 0 | 0 |  | 0 | 0 | 0 | 0 | 0 | 20564.9839 | 16943.7099 | 16665.303 | 0 | yes | Deficit |  |  | 0 | 0 | 0 | 0 | 0 |  | 0 | 0 | 0 | 0 | 668.5123 | yes |  | 0 | 0 | 0 | 668.5123 | 0 | no | 0 | 0 | 0 | 668.5123 | 0
| 20530.6625 | 0 | no | Surplus | yes |  | 0 | 0 | 0 | 34.3213 | 0 | no | 0 | 0 | 0 | 34.3213 | 4860 | no | 20530.6625 | 0 | 24300 |  |  | 0 |  |  | 0 | 0 | 0 | 0 | 0 |  | 0 | 0 | 0 | 0 | 0 | 20530.6625 | 14862.1532 | 16637.4899 | 0 | no | Surplus | yes |  | 0 | 0 | 0 | 1803.1498 | 0 | no | 0 | 0 | 0 | 1803.1498 | 0 |  |  | 0 | 0 | 0 | 0 | 0 |  | 0 | 0 | 0 | 0 | 0
| 22446.5201 | 0 | yes | Deficit |  |  | 0 | 0 | 0 | 0 | 0 |  | 0 | 0 | 0 | 0 | 4860 | no |  | 0 | 24300 | no | 22446.5201 | 0 | no | no | 0 | 0 | 0 | 0 | 0 |  | 0 | 0 | 0 | 0 | 0 | 22446.5201 | 14726.7313 | 18190.0487 | 0 | no | Surplus | yes |  | 0 | 0 | 0 | 1910.7586 | 0 | no | 0 | 0 | 0 | 1910.7586 | 0 |  |  | 0 | 0 | 0 | 0 | 0 |  | 0 | 0 | 0 | 0 | 0
| 20180.533 | 0 | no | Surplus | yes |  | 0 | 0 | 0 | 2265.987 | 0 | no | 0 | 0 | 0 | 2265.987 | 4860 | no | 20180.533 | 0 | 24300 |  |  | 0 |  |  | 0 | 0 | 0 | 0 | 0 |  | 0 | 0 | 0 | 0 | 0 | 20180.533 | 17162.8769 | 16353.7545 | 0 | no | Surplus | yes |  | 0 | 0 | 0 | 1027.1718 | 0 | no | 0 | 0 | 0 | 1027.1718 | 0 |  |  | 0 | 0 | 0 | 0 | 0 |  | 0 | 0 | 0 | 0 | 0
| 20044.3074 | 0 | no | Surplus | yes |  | 0 | 0 | 0 | 136.2257 | 0 | no | 0 | 0 | 0 | 136.2257 | 4860 | no | 20044.3074 | 0 | 24300 |  |  | 0 |  |  | 0 | 0 | 0 | 0 | 0 |  | 0 | 0 | 0 | 0 | 0 | 20044.3074 | 17481.0721 | 16243.3609 | 0 | yes | Deficit |  |  | 0 | 0 | 0 | 0 | 0 |  | 0 | 0 | 0 | 0 | 1127.3176 | yes |  | 0 | 0 | 0 | 1127.3176 | 0 | no | 0 | 0 | 0 | 1127.3176 | 0
| 20704.751 | 0 | yes | Deficit |  |  | 0 | 0 | 0 | 0 | 0 |  | 0 | 0 | 0 | 0 | 4860 | no |  | 0 | 24300 | no | 20704.751 | 0 | no | no | 0 | 0 | 0 | 0 | 0 |  | 0 | 0 | 0 | 0 | 0 | 20704.751 | 17264.8628 | 16778.5665 | 0 | yes | Deficit |  |  | 0 | 0 | 0 | 0 | 0 |  | 0 | 0 | 0 | 0 | 1021.5019 | yes |  | 0 | 0 | 0 | 1021.5019 | 0 | no | 0 | 0 | 0 | 1021.5019 | 0
| 18607.33 | 0 | no | Surplus | yes |  | 0 | 0 | 0 | 2097.421 | 0 | no | 0 | 0 | 0 | 2097.421 | 4860 | no | 18607.33 | 0 | 24300 |  |  | 0 |  |  | 0 | 0 | 0 | 0 | 0 |  | 0 | 0 | 0 | 0 | 0 | 18607.33 | 18486.4577 | 15078.8736 | 0 | yes | Deficit |  |  | 0 | 0 | 0 | 0 | 0 |  | 0 | 0 | 0 | 0 | 1707.8912 | yes |  | 0 | 0 | 0 | 1707.8912 | 0 | no | 0 | 0 | 0 | 1707.8912 | 0
| 17821.124 | 0 | no | Surplus | yes |  | 0 | 0 | 0 | 786.206 | 0 | no | 0 | 0 | 0 | 786.206 | 4860 | no | 17821.124 | 0 | 24300 |  |  | 0 |  |  | 0 | 0 | 0 | 0 | 0 |  | 0 | 0 | 0 | 0 | 0 | 17821.124 | 19493.3023 | 14441.7537 | 0 | yes | Deficit |  |  | 0 | 0 | 0 | 0 | 0 |  | 0 | 0 | 0 | 0 | 4414.4287 | yes |  | 0 | 0 | 0 | 4414.4287 | 0 | no | 0 | 0 | 0 | 4414.4287 | 0
| 18713.7014 | 0 | yes | Deficit |  |  | 0 | 0 | 0 | 0 | 0 |  | 0 | 0 | 0 | 0 | 4860 | no |  | 0 | 24300 | no | 18713.7014 | 0 | no | no | 0 | 0 | 0 | 0 | 0 |  | 0 | 0 | 0 | 0 | 0 | 18713.7014 | 19538.5591 | 15165.0741 | 0 | yes | Deficit |  |  | 0 | 0 | 0 | 0 | 0 |  | 0 | 0 | 0 | 0 | 5096.8054 | yes |  | 0 | 0 | 0 | 5096.8054 | 0 | no | 0 | 0 | 0 | 5096.8054 | 0
| 21349.8079 | 0 | yes | Deficit |  |  | 0 | 0 | 0 | 0 | 0 |  | 0 | 0 | 0 | 0 | 4860 | no |  | 0 | 24300 | no | 21349.8079 | 0 | no | no | 0 | 0 | 0 | 0 | 0 |  | 0 | 0 | 0 | 0 | 0 | 21349.8079 | 17277.0904 | 17301.303 | 0 | yes | Deficit |  |  | 0 | 0 | 0 | 0 | 0 |  | 0 | 0 | 0 | 0 | 2112.0164 | yes |  | 0 | 0 | 0 | 2112.0164 | 0 | no | 0 | 0 | 0 | 2112.0164 | 0
| 19075.7548 | 0 | no | Surplus | yes |  | 0 | 0 | 0 | 2274.0531 | 0 | no | 0 | 0 | 0 | 2274.0531 | 4860 | no | 19075.7548 | 0 | 24300 |  |  | 0 |  |  | 0 | 0 | 0 | 0 | 0 |  | 0 | 0 | 0 | 0 | 0 | 19075.7548 | 15767.828 | 15458.4723 | 0 | no | Surplus | yes |  | 0 | 0 | 0 | 1533.475 | 0 | no | 0 | 0 | 0 | 1533.475 | 0 |  |  | 0 | 0 | 0 | 0 | 0 |  | 0 | 0 | 0 | 0 | 0
| 18763.9862 | 0 | no | Surplus | yes |  | 0 | 0 | 0 | 311.7686 | 0 | no | 0 | 0 | 0 | 311.7686 | 4860 | no | 18763.9862 | 0 | 24300 |  |  | 0 |  |  | 0 | 0 | 0 | 0 | 0 |  | 0 | 0 | 0 | 0 | 0 | 18763.9862 | 12316.7993 | 15205.8235 | 0 | no | Surplus | yes |  | 0 | 0 | 0 | 3141.673 | 0 | no | 0 | 0 | 0 | 3141.673 | 0 |  |  | 0 | 0 | 0 | 0 | 0 |  | 0 | 0 | 0 | 0 | 0
| 19330.0367 | 0 | yes | Deficit |  |  | 0 | 0 | 0 | 0 | 0 |  | 0 | 0 | 0 | 0 | 4860 | no |  | 0 | 24300 | no | 19330.0367 | 0 | no | no | 0 | 0 | 0 | 0 | 0 |  | 0 | 0 | 0 | 0 | 0 | 19330.0367 | 12571.7138 | 15664.5354 | 0 | no | Surplus | yes |  | 0 | 0 | 0 | 2634.1098 | 0 | no | 0 | 0 | 0 | 2634.1098 | 0 |  |  | 0 | 0 | 0 | 0 | 0 |  | 0 | 0 | 0 | 0 | 0
| 21016.0569 | 0 | yes | Deficit |  |  | 0 | 0 | 0 | 0 | 0 |  | 0 | 0 | 0 | 0 | 4860 | no |  | 0 | 24300 | no | 21016.0569 | 0 | no | no | 0 | 0 | 0 | 0 | 0 |  | 0 | 0 | 0 | 0 | 0 | 21016.0569 | 12059.993 | 17030.8403 | 0 | no | Surplus | yes |  | 0 | 0 | 0 | 3604.5425 | 0 | no | 0 | 0 | 0 | 3604.5425 | 0 |  |  | 0 | 0 | 0 | 0 | 0 |  | 0 | 0 | 0 | 0 | 0
| 20871.2424 | 0 | no | Surplus | yes |  | 0 | 0 | 0 | 144.8144 | 0 | no | 0 | 0 | 0 | 144.8144 | 4860 | no | 20871.2424 | 0 | 24300 |  |  | 0 |  |  | 0 | 0 | 0 | 0 | 0 |  | 0 | 0 | 0 | 0 | 0 | 20871.2424 | 11528.4195 | 16913.4866 | 0 | no | Surplus | yes |  | 0 | 0 | 0 | 5502.4208 | 0 | no | 0 | 0 | 0 | 5502.4208 | 0 |  |  | 0 | 0 | 0 | 0 | 0 |  | 0 | 0 | 0 | 0 | 0
| 21267.9559 | 0 | yes | Deficit |  |  | 0 | 0 | 0 | 0 | 0 |  | 0 | 0 | 0 | 0 | 4860 | no |  | 0 | 24300 | no | 21267.9559 | 0 | no | no | 0 | 0 | 0 | 0 | 0 |  | 0 | 0 | 0 | 0 | 0 | 21267.9559 | 11700.2262 | 17234.9724 | 0 | no | Surplus | yes |  | 0 | 0 | 0 | 5213.2604 | 0 | no | 0 | 0 | 0 | 5213.2604 | 0 |  |  | 0 | 0 | 0 | 0 | 0 |  | 0 | 0 | 0 | 0 | 0
| 22652.8828 | 0 | yes | Deficit |  |  | 0 | 0 | 0 | 0 | 0 |  | 0 | 0 | 0 | 0 | 4860 | no |  | 0 | 24300 | no | 22652.8828 | 0 | no | no | 0 | 0 | 0 | 0 | 0 |  | 0 | 0 | 0 | 0 | 0 | 22652.8828 | 12070.057 | 18357.2794 | 0 | no | Surplus | yes |  | 0 | 0 | 0 | 5164.9154 | 0 | no | 0 | 0 | 0 | 5164.9154 | 0 |  |  | 0 | 0 | 0 | 0 | 0 |  | 0 | 0 | 0 | 0 | 0
| 25821.6588 | 0 | yes | Deficit |  |  | 0 | 0 | 0 | 0 | 0 |  | 0 | 0 | 0 | 0 | 4860 | no |  | 0 | 24300 | yes | 24300 | 1521.6588 | yes |  | 0 | 0 | 0 | 1521.6588 | 0 | no | 0 | 0 | 0 | 1521.6588 | 0 | 24300 | 12073.6852 | 19692.0583 | 0 | no | Surplus | yes |  | 0 | 0 | 0 | 6283.5942 | 0 | no | 0 | 0 | 0 | 6283.5942 | 0 |  |  | 0 | 0 | 0 | 0 | 0 |  | 0 | 0 | 0 | 0 | 0
| 22916.2509 | 0 | no | Surplus | yes |  | 0 | 0 | 0 | 1383.7491 | 0 | no | 0 | 0 | 0 | 1383.7491 | 4860 | no | 22916.2509 | 0 | 24300 |  |  | 0 |  |  | 0 | 0 | 0 | 0 | 0 |  | 0 | 0 | 0 | 0 | 0 | 22916.2509 | 13370.1168 | 18570.7058 | 0 | no | Surplus | yes |  | 0 | 0 | 0 | 6321.9415 | 0 | no | 0 | 0 | 0 | 6321.9415 | 0 |  |  | 0 | 0 | 0 | 0 | 0 |  | 0 | 0 | 0 | 0 | 0
| 23621.6795 | 0 | yes | Deficit |  |  | 0 | 0 | 0 | 0 | 0 |  | 0 | 0 | 0 | 0 | 4860 | no |  | 0 | 24300 | no | 23621.6795 | 0 | no | no | 0 | 0 | 0 | 0 | 0 |  | 0 | 0 | 0 | 0 | 0 | 23621.6795 | 14376.164 | 19142.3659 | 0 | no | Surplus | yes |  | 0 | 0 | 0 | 4194.5418 | 0 | no | 0 | 0 | 0 | 4194.5418 | 0 |  |  | 0 | 0 | 0 | 0 | 0 |  | 0 | 0 | 0 | 0 | 0
| 24757.5349 | 0 | yes | Deficit |  |  | 0 | 0 | 0 | 0 | 0 |  | 0 | 0 | 0 | 0 | 4860 | no |  | 0 | 24300 | yes | 24300 | 457.5349 | yes |  | 0 | 0 | 0 | 457.5349 | 0 | no | 0 | 0 | 0 | 457.5349 | 0 | 24300 | 12514.4104 | 19692.0583 | 0 | no | Surplus | yes |  | 0 | 0 | 0 | 6627.9555 | 0 | no | 0 | 0 | 0 | 6627.9555 | 0 |  |  | 0 | 0 | 0 | 0 | 0 |  | 0 | 0 | 0 | 0 | 0
| 23398.8009 | 0 | no | Surplus | yes |  | 0 | 0 | 0 | 901.1991 | 0 | no | 0 | 0 | 0 | 901.1991 | 4860 | no | 23398.8009 | 0 | 24300 |  |  | 0 |  |  | 0 | 0 | 0 | 0 | 0 |  | 0 | 0 | 0 | 0 | 0 | 23398.8009 | 13290.1054 | 18961.7512 | 0 | no | Surplus | yes |  | 0 | 0 | 0 | 6401.9529 | 0 | no | 0 | 0 | 0 | 6401.9529 | 0 |  |  | 0 | 0 | 0 | 0 | 0 |  | 0 | 0 | 0 | 0 | 0
| 23465.9903 | 0 | yes | Deficit |  |  | 0 | 0 | 0 | 0 | 0 |  | 0 | 0 | 0 | 0 | 4860 | no |  | 0 | 24300 | no | 23465.9903 | 0 | no | no | 0 | 0 | 0 | 0 | 0 |  | 0 | 0 | 0 | 0 | 0 | 23465.9903 | 13452.8952 | 19016.1996 | 0 | no | Surplus | yes |  | 0 | 0 | 0 | 5508.856 | 0 | no | 0 | 0 | 0 | 5508.856 | 0 |  |  | 0 | 0 | 0 | 0 | 0 |  | 0 | 0 | 0 | 0 | 0
| 22430.5863 | 0 | no | Surplus | yes |  | 0 | 0 | 0 | 1035.404 | 0 | no | 0 | 0 | 0 | 1035.404 | 4860 | no | 22430.5863 | 0 | 24300 |  |  | 0 |  |  | 0 | 0 | 0 | 0 | 0 |  | 0 | 0 | 0 | 0 | 0 | 22430.5863 | 14631.7925 | 18177.1364 | 0 | no | Surplus | yes |  | 0 | 0 | 0 | 4384.4071 | 0 | no | 0 | 0 | 0 | 4384.4071 | 0 |  |  | 0 | 0 | 0 | 0 | 0 |  | 0 | 0 | 0 | 0 | 0
| 24319.9782 | 0 | yes | Deficit |  |  | 0 | 0 | 0 | 0 | 0 |  | 0 | 0 | 0 | 0 | 4860 | no |  | 0 | 24300 | yes | 24300 | 19.9782 | yes |  | 0 | 0 | 0 | 19.9782 | 0 | no | 0 | 0 | 0 | 19.9782 | 0 | 24300 | 15272.9279 | 19692.0583 | 0 | no | Surplus | yes |  | 0 | 0 | 0 | 2904.2085 | 0 | no | 0 | 0 | 0 | 2904.2085 | 0 |  |  | 0 | 0 | 0 | 0 | 0 |  | 0 | 0 | 0 | 0 | 0
| 23730.66 | 0 | no | Surplus | yes |  | 0 | 0 | 0 | 569.34 | 0 | no | 0 | 0 | 0 | 569.34 | 4860 | no | 23730.66 | 0 | 24300 |  |  | 0 |  |  | 0 | 0 | 0 | 0 | 0 |  | 0 | 0 | 0 | 0 | 0 | 23730.66 | 15551.7911 | 19230.6807 | 0 | no | Surplus | yes |  | 0 | 0 | 0 | 4140.2673 | 0 | no | 0 | 0 | 0 | 4140.2673 | 0 |  |  | 0 | 0 | 0 | 0 | 0 |  | 0 | 0 | 0 | 0 | 0
| 22724.7159 | 0 | no | Surplus | yes |  | 0 | 0 | 0 | 1005.9441 | 0 | no | 0 | 0 | 0 | 1005.9441 | 4860 | no | 22724.7159 | 0 | 24300 |  |  | 0 |  |  | 0 | 0 | 0 | 0 | 0 |  | 0 | 0 | 0 | 0 | 0 | 22724.7159 | 15231.6087 | 18415.491 | 0 | no | Surplus | yes |  | 0 | 0 | 0 | 3999.072 | 0 | no | 0 | 0 | 0 | 3999.072 | 0 |  |  | 0 | 0 | 0 | 0 | 0 |  | 0 | 0 | 0 | 0 | 0
| 23568.6599 | 0 | yes | Deficit |  |  | 0 | 0 | 0 | 0 | 0 |  | 0 | 0 | 0 | 0 | 4860 | no |  | 0 | 24300 | no | 23568.6599 | 0 | no | no | 0 | 0 | 0 | 0 | 0 |  | 0 | 0 | 0 | 0 | 0 | 23568.6599 | 12003.078 | 19099.4002 | 0 | no | Surplus | yes |  | 0 | 0 | 0 | 6412.4131 | 0 | no | 0 | 0 | 0 | 6412.4131 | 0 |  |  | 0 | 0 | 0 | 0 | 0 |  | 0 | 0 | 0 | 0 | 0
| 21372.1169 | 0 | no | Surplus | yes |  | 0 | 0 | 0 | 2196.5429 | 0 | no | 0 | 0 | 0 | 2196.5429 | 4860 | no | 21372.1169 | 0 | 24300 |  |  | 0 |  |  | 0 | 0 | 0 | 0 | 0 |  | 0 | 0 | 0 | 0 | 0 | 21372.1169 | 10355.0376 | 17319.3816 | 0 | no | Surplus | yes |  | 0 | 0 | 0 | 8744.3626 | 0 | no | 0 | 0 | 0 | 8744.3626 | 0 |  |  | 0 | 0 | 0 | 0 | 0 |  | 0 | 0 | 0 | 0 | 0
| 22934.7225 | 0 | yes | Deficit |  |  | 0 | 0 | 0 | 0 | 0 |  | 0 | 0 | 0 | 0 | 4860 | no |  | 0 | 24300 | no | 22934.7225 | 0 | no | no | 0 | 0 | 0 | 0 | 0 |  | 0 | 0 | 0 | 0 | 0 | 22934.7225 | 10792.9633 | 18585.6746 | 0 | no | Surplus | yes |  | 0 | 0 | 0 | 6526.4183 | 0 | no | 0 | 0 | 0 | 6526.4183 | 0 |  |  | 0 | 0 | 0 | 0 | 0 |  | 0 | 0 | 0 | 0 | 0
| 22061.6113 | 0 | no | Surplus | yes |  | 0 | 0 | 0 | 873.1112 | 0 | no | 0 | 0 | 0 | 873.1112 | 4860 | no | 22061.6113 | 0 | 24300 |  |  | 0 |  |  | 0 | 0 | 0 | 0 | 0 |  | 0 | 0 | 0 | 0 | 0 | 22061.6113 | 11276.9013 | 17878.1291 | 0 | no | Surplus | yes |  | 0 | 0 | 0 | 7308.7733 | 0 | no | 0 | 0 | 0 | 7308.7733 | 0 |  |  | 0 | 0 | 0 | 0 | 0 |  | 0 | 0 | 0 | 0 | 0
| 24780.489 | 0 | yes | Deficit |  |  | 0 | 0 | 0 | 0 | 0 |  | 0 | 0 | 0 | 0 | 4860 | no |  | 0 | 24300 | yes | 24300 | 480.489 | yes |  | 0 | 0 | 0 | 480.489 | 0 | no | 0 | 0 | 0 | 480.489 | 0 | 24300 | 10742.9697 | 19692.0583 | 0 | no | Surplus | yes |  | 0 | 0 | 0 | 7135.1595 | 0 | no | 0 | 0 | 0 | 7135.1595 | 0 |  |  | 0 | 0 | 0 | 0 | 0 |  | 0 | 0 | 0 | 0 | 0
| 24145.9788 | 0 | no | Surplus | yes |  | 0 | 0 | 0 | 154.0212 | 0 | no | 0 | 0 | 0 | 154.0212 | 4860 | no | 24145.9788 | 0 | 24300 |  |  | 0 |  |  | 0 | 0 | 0 | 0 | 0 |  | 0 | 0 | 0 | 0 | 0 | 24145.9788 | 10346.2031 | 19567.2437 | 0 | no | Surplus | yes |  | 0 | 0 | 0 | 9345.8552 | 0 | no | 0 | 0 | 0 | 9345.8552 | 0 |  |  | 0 | 0 | 0 | 0 | 0 |  | 0 | 0 | 0 | 0 | 0
| 21618.5796 | 0 | no | Surplus | yes |  | 0 | 0 | 0 | 2527.3991 | 0 | no | 0 | 0 | 0 | 2527.3991 | 4860 | no | 21618.5796 | 0 | 24300 |  |  | 0 |  |  | 0 | 0 | 0 | 0 | 0 |  | 0 | 0 | 0 | 0 | 0 | 21618.5796 | 10213.4593 | 17519.1083 | 0 | no | Surplus | yes |  | 0 | 0 | 0 | 9353.7844 | 0 | no | 0 | 0 | 0 | 9353.7844 | 0 |  |  | 0 | 0 | 0 | 0 | 0 |  | 0 | 0 | 0 | 0 | 0
| 22458.917 | 0 | yes | Deficit |  |  | 0 | 0 | 0 | 0 | 0 |  | 0 | 0 | 0 | 0 | 4860 | no |  | 0 | 24300 | no | 22458.917 | 0 | no | no | 0 | 0 | 0 | 0 | 0 |  | 0 | 0 | 0 | 0 | 0 | 22458.917 | 10365.5543 | 18200.0948 | 0 | no | Surplus | yes |  | 0 | 0 | 0 | 7153.554 | 0 | no | 0 | 0 | 0 | 7153.554 | 0 |  |  | 0 | 0 | 0 | 0 | 0 |  | 0 | 0 | 0 | 0 | 0
| 22618.0057 | 0 | yes | Deficit |  |  | 0 | 0 | 0 | 0 | 0 |  | 0 | 0 | 0 | 0 | 4860 | no |  | 0 | 24300 | no | 22618.0057 | 0 | no | no | 0 | 0 | 0 | 0 | 0 |  | 0 | 0 | 0 | 0 | 0 | 22618.0057 | 10444.2087 | 18329.016 | 0 | no | Surplus | yes |  | 0 | 0 | 0 | 7755.8861 | 0 | no | 0 | 0 | 0 | 7755.8861 | 0 |  |  | 0 | 0 | 0 | 0 | 0 |  | 0 | 0 | 0 | 0 | 0
| 22398.9414 | 0 | no | Surplus | yes |  | 0 | 0 | 0 | 219.0643 | 0 | no | 0 | 0 | 0 | 219.0643 | 4860 | no | 22398.9414 | 0 | 24300 |  |  | 0 |  |  | 0 | 0 | 0 | 0 | 0 |  | 0 | 0 | 0 | 0 | 0 | 22398.9414 | 10978.2087 | 18151.4923 | 0 | no | Surplus | yes |  | 0 | 0 | 0 | 7350.8073 | 0 | no | 0 | 0 | 0 | 7350.8073 | 0 |  |  | 0 | 0 | 0 | 0 | 0 |  | 0 | 0 | 0 | 0 | 0
| 22248.3149 | 0 | no | Surplus | yes |  | 0 | 0 | 0 | 150.6266 | 0 | no | 0 | 0 | 0 | 150.6266 | 4860 | no | 22248.3149 | 0 | 24300 |  |  | 0 |  |  | 0 | 0 | 0 | 0 | 0 |  | 0 | 0 | 0 | 0 | 0 | 22248.3149 | 13735.4863 | 18029.4286 | 0 | no | Surplus | yes |  | 0 | 0 | 0 | 4416.006 | 0 | no | 0 | 0 | 0 | 4416.006 | 0 |  |  | 0 | 0 | 0 | 0 | 0 |  | 0 | 0 | 0 | 0 | 0
| 22121.3694 | 0 | no | Surplus | yes |  | 0 | 0 | 0 | 126.9454 | 0 | no | 0 | 0 | 0 | 126.9454 | 4860 | no | 22121.3694 | 0 | 24300 |  |  | 0 |  |  | 0 | 0 | 0 | 0 | 0 |  | 0 | 0 | 0 | 0 | 0 | 22121.3694 | 11299.4599 | 17926.5555 | 0 | no | Surplus | yes |  | 0 | 0 | 0 | 6729.9686 | 0 | no | 0 | 0 | 0 | 6729.9686 | 0 |  |  | 0 | 0 | 0 | 0 | 0 |  | 0 | 0 | 0 | 0 | 0
| 23914.9127 | 0 | yes | Deficit |  |  | 0 | 0 | 0 | 0 | 0 |  | 0 | 0 | 0 | 0 | 4860 | no |  | 0 | 24300 | no | 23914.9127 | 0 | no | no | 0 | 0 | 0 | 0 | 0 |  | 0 | 0 | 0 | 0 | 0 | 23914.9127 | 10879.1032 | 19379.9941 | 0 | no | Surplus | yes |  | 0 | 0 | 0 | 7047.4523 | 0 | no | 0 | 0 | 0 | 7047.4523 | 0 |  |  | 0 | 0 | 0 | 0 | 0 |  | 0 | 0 | 0 | 0 | 0
| 24168.7586 | 0 | yes | Deficit |  |  | 0 | 0 | 0 | 0 | 0 |  | 0 | 0 | 0 | 0 | 4860 | no |  | 0 | 24300 | no | 24168.7586 | 0 | no | no | 0 | 0 | 0 | 0 | 0 |  | 0 | 0 | 0 | 0 | 0 | 24168.7586 | 10462.4712 | 19585.7039 | 0 | no | Surplus | yes |  | 0 | 0 | 0 | 8917.5229 | 0 | no | 0 | 0 | 0 | 8917.5229 | 0 |  |  | 0 | 0 | 0 | 0 | 0 |  | 0 | 0 | 0 | 0 | 0
| 21904.8197 | 0 | no | Surplus | yes |  | 0 | 0 | 0 | 2263.9388 | 0 | no | 0 | 0 | 0 | 2263.9388 | 4860 | no | 21904.8197 | 0 | 24300 |  |  | 0 |  |  | 0 | 0 | 0 | 0 | 0 |  | 0 | 0 | 0 | 0 | 0 | 21904.8197 | 10863.8972 | 17751.0695 | 0 | no | Surplus | yes |  | 0 | 0 | 0 | 8721.8067 | 0 | no | 0 | 0 | 0 | 8721.8067 | 0 |  |  | 0 | 0 | 0 | 0 | 0 |  | 0 | 0 | 0 | 0 | 0
| 19546.9083 | 0 | no | Surplus | yes |  | 0 | 0 | 0 | 2357.9115 | 0 | no | 0 | 0 | 0 | 2357.9115 | 4860 | no | 19546.9083 | 0 | 24300 |  |  | 0 |  |  | 0 | 0 | 0 | 0 | 0 |  | 0 | 0 | 0 | 0 | 0 | 19546.9083 | 14202.7388 | 15840.2822 | 0 | no | Surplus | yes |  | 0 | 0 | 0 | 3548.3307 | 0 | no | 0 | 0 | 0 | 3548.3307 | 0 |  |  | 0 | 0 | 0 | 0 | 0 |  | 0 | 0 | 0 | 0 | 0
| 22916.5853 | 0 | yes | Deficit |  |  | 0 | 0 | 0 | 0 | 0 |  | 0 | 0 | 0 | 0 | 4860 | no |  | 0 | 24300 | no | 22916.5853 | 0 | no | no | 0 | 0 | 0 | 0 | 0 |  | 0 | 0 | 0 | 0 | 0 | 22916.5853 | 11451.0639 | 18570.9767 | 0 | no | Surplus | yes |  | 0 | 0 | 0 | 4389.2183 | 0 | no | 0 | 0 | 0 | 4389.2183 | 0 |  |  | 0 | 0 | 0 | 0 | 0 |  | 0 | 0 | 0 | 0 | 0
| 22046.503 | 0 | no | Surplus | yes |  | 0 | 0 | 0 | 870.0823 | 0 | no | 0 | 0 | 0 | 870.0823 | 4860 | no | 22046.503 | 0 | 24300 |  |  | 0 |  |  | 0 | 0 | 0 | 0 | 0 |  | 0 | 0 | 0 | 0 | 0 | 22046.503 | 13206.8783 | 17865.8857 | 0 | no | Surplus | yes |  | 0 | 0 | 0 | 5364.0984 | 0 | no | 0 | 0 | 0 | 5364.0984 | 0 |  |  | 0 | 0 | 0 | 0 | 0 |  | 0 | 0 | 0 | 0 | 0
| 22453.9508 | 0 | yes | Deficit |  |  | 0 | 0 | 0 | 0 | 0 |  | 0 | 0 | 0 | 0 | 4860 | no |  | 0 | 24300 | no | 22453.9508 | 0 | no | no | 0 | 0 | 0 | 0 | 0 |  | 0 | 0 | 0 | 0 | 0 | 22453.9508 | 11181.4992 | 18196.0704 | 0 | no | Surplus | yes |  | 0 | 0 | 0 | 6684.3865 | 0 | no | 0 | 0 | 0 | 6684.3865 | 0 |  |  | 0 | 0 | 0 | 0 | 0 |  | 0 | 0 | 0 | 0 | 0
| 24433.8435 | 0 | yes | Deficit |  |  | 0 | 0 | 0 | 0 | 0 |  | 0 | 0 | 0 | 0 | 4860 | no |  | 0 | 24300 | yes | 24300 | 133.8435 | yes |  | 0 | 0 | 0 | 133.8435 | 0 | no | 0 | 0 | 0 | 133.8435 | 0 | 24300 | 12085.3279 | 19692.0583 | 0 | no | Surplus | yes |  | 0 | 0 | 0 | 6110.7424 | 0 | no | 0 | 0 | 0 | 6110.7424 | 0 |  |  | 0 | 0 | 0 | 0 | 0 |  | 0 | 0 | 0 | 0 | 0
| 23468.194 | 0 | no | Surplus | yes |  | 0 | 0 | 0 | 831.806 | 0 | no | 0 | 0 | 0 | 831.806 | 4860 | no | 23468.194 | 0 | 24300 |  |  | 0 |  |  | 0 | 0 | 0 | 0 | 0 |  | 0 | 0 | 0 | 0 | 0 | 23468.194 | 13264.6173 | 19017.9854 | 0 | no | Surplus | yes |  | 0 | 0 | 0 | 6427.441 | 0 | no | 0 | 0 | 0 | 6427.441 | 0 |  |  | 0 | 0 | 0 | 0 | 0 |  | 0 | 0 | 0 | 0 | 0
| 21841.8346 | 0 | no | Surplus | yes |  | 0 | 0 | 0 | 1626.3594 | 0 | no | 0 | 0 | 0 | 1626.3594 | 4860 | no | 21841.8346 | 0 | 24300 |  |  | 0 |  |  | 0 | 0 | 0 | 0 | 0 |  | 0 | 0 | 0 | 0 | 0 | 21841.8346 | 11784.4954 | 17700.028 | 0 | no | Surplus | yes |  | 0 | 0 | 0 | 7233.49 | 0 | no | 0 | 0 | 0 | 7233.49 | 0 |  |  | 0 | 0 | 0 | 0 | 0 |  | 0 | 0 | 0 | 0 | 0
| 20579.0701 | 0 | no | Surplus | yes |  | 0 | 0 | 0 | 1262.7644 | 0 | no | 0 | 0 | 0 | 1262.7644 | 4860 | no | 20579.0701 | 0 | 24300 |  |  | 0 |  |  | 0 | 0 | 0 | 0 | 0 |  | 0 | 0 | 0 | 0 | 0 | 20579.0701 | 9662.0286 | 16676.7181 | 0 | no | Surplus | yes |  | 0 | 0 | 0 | 8037.9994 | 0 | no | 0 | 0 | 0 | 8037.9994 | 0 |  |  | 0 | 0 | 0 | 0 | 0 |  | 0 | 0 | 0 | 0 | 0
| 23239.2606 | 0 | yes | Deficit |  |  | 0 | 0 | 0 | 0 | 0 |  | 0 | 0 | 0 | 0 | 4860 | no |  | 0 | 24300 | no | 23239.2606 | 0 | no | no | 0 | 0 | 0 | 0 | 0 |  | 0 | 0 | 0 | 0 | 0 | 23239.2606 | 10309.5993 | 18832.464 | 0 | no | Surplus | yes |  | 0 | 0 | 0 | 6367.1188 | 0 | no | 0 | 0 | 0 | 6367.1188 | 0 |  |  | 0 | 0 | 0 | 0 | 0 |  | 0 | 0 | 0 | 0 | 0
| 21503.8911 | 0 | no | Surplus | yes |  | 0 | 0 | 0 | 1735.3694 | 0 | no | 0 | 0 | 0 | 1735.3694 | 4860 | no | 21503.8911 | 0 | 24300 |  |  | 0 |  |  | 0 | 0 | 0 | 0 | 0 |  | 0 | 0 | 0 | 0 | 0 | 21503.8911 | 10914.1625 | 17426.1679 | 0 | no | Surplus | yes |  | 0 | 0 | 0 | 7918.3016 | 0 | no | 0 | 0 | 0 | 7918.3016 | 0 |  |  | 0 | 0 | 0 | 0 | 0 |  | 0 | 0 | 0 | 0 | 0
| 20491.3695 | 0 | no | Surplus | yes |  | 0 | 0 | 0 | 1012.5217 | 0 | no | 0 | 0 | 0 | 1012.5217 | 4860 | no | 20491.3695 | 0 | 24300 |  |  | 0 |  |  | 0 | 0 | 0 | 0 | 0 |  | 0 | 0 | 0 | 0 | 0 | 20491.3695 | 12009.6157 | 16605.6479 | 0 | no | Surplus | yes |  | 0 | 0 | 0 | 5416.5522 | 0 | no | 0 | 0 | 0 | 5416.5522 | 0 |  |  | 0 | 0 | 0 | 0 | 0 |  | 0 | 0 | 0 | 0 | 0
| 20409.043 | 0 | no | Surplus | yes |  | 0 | 0 | 0 | 82.3265 | 0 | no | 0 | 0 | 0 | 82.3265 | 4860 | no | 20409.043 | 0 | 24300 |  |  | 0 |  |  | 0 | 0 | 0 | 0 | 0 |  | 0 | 0 | 0 | 0 | 0 | 20409.043 | 12479.3905 | 16538.9327 | 0 | no | Surplus | yes |  | 0 | 0 | 0 | 4126.2574 | 0 | no | 0 | 0 | 0 | 4126.2574 | 0 |  |  | 0 | 0 | 0 | 0 | 0 |  | 0 | 0 | 0 | 0 | 0
| 21066.4808 | 0 | yes | Deficit |  |  | 0 | 0 | 0 | 0 | 0 |  | 0 | 0 | 0 | 0 | 4860 | no |  | 0 | 24300 | no | 21066.4808 | 0 | no | no | 0 | 0 | 0 | 0 | 0 |  | 0 | 0 | 0 | 0 | 0 | 21066.4808 | 11174.0367 | 17071.7024 | 0 | no | Surplus | yes |  | 0 | 0 | 0 | 5364.896 | 0 | no | 0 | 0 | 0 | 5364.896 | 0 |  |  | 0 | 0 | 0 | 0 | 0 |  | 0 | 0 | 0 | 0 | 0
| 20758.8992 | 0 | no | Surplus | yes |  | 0 | 0 | 0 | 307.5816 | 0 | no | 0 | 0 | 0 | 307.5816 | 4860 | no | 20758.8992 | 0 | 24300 |  |  | 0 |  |  | 0 | 0 | 0 | 0 | 0 |  | 0 | 0 | 0 | 0 | 0 | 20758.8992 | 10655.7655 | 16822.4467 | 0 | no | Surplus | yes |  | 0 | 0 | 0 | 6415.937 | 0 | no | 0 | 0 | 0 | 6415.937 | 0 |  |  | 0 | 0 | 0 | 0 | 0 |  | 0 | 0 | 0 | 0 | 0
| 21013.3854 | 0 | yes | Deficit |  |  | 0 | 0 | 0 | 0 | 0 |  | 0 | 0 | 0 | 0 | 4860 | no |  | 0 | 24300 | no | 21013.3854 | 0 | no | no | 0 | 0 | 0 | 0 | 0 |  | 0 | 0 | 0 | 0 | 0 | 21013.3854 | 10192.3671 | 17028.6754 | 0 | no | Surplus | yes |  | 0 | 0 | 0 | 6630.0796 | 0 | no | 0 | 0 | 0 | 6630.0796 | 0 |  |  | 0 | 0 | 0 | 0 | 0 |  | 0 | 0 | 0 | 0 | 0
| 21195.6423 | 0 | yes | Deficit |  |  | 0 | 0 | 0 | 0 | 0 |  | 0 | 0 | 0 | 0 | 4860 | no |  | 0 | 24300 | no | 21195.6423 | 0 | no | no | 0 | 0 | 0 | 0 | 0 |  | 0 | 0 | 0 | 0 | 0 | 21195.6423 | 9774.8312 | 17176.3714 | 0 | no | Surplus | yes |  | 0 | 0 | 0 | 7253.8442 | 0 | no | 0 | 0 | 0 | 7253.8442 | 0 |  |  | 0 | 0 | 0 | 0 | 0 |  | 0 | 0 | 0 | 0 | 0
| 20885.5226 | 0 | no | Surplus | yes |  | 0 | 0 | 0 | 310.1197 | 0 | no | 0 | 0 | 0 | 310.1197 | 4860 | no | 20885.5226 | 0 | 24300 |  |  | 0 |  |  | 0 | 0 | 0 | 0 | 0 |  | 0 | 0 | 0 | 0 | 0 | 20885.5226 | 10522.9642 | 16925.0588 | 0 | no | Surplus | yes |  | 0 | 0 | 0 | 6653.4072 | 0 | no | 0 | 0 | 0 | 6653.4072 | 0 |  |  | 0 | 0 | 0 | 0 | 0 |  | 0 | 0 | 0 | 0 | 0
| 20145.1985 | 0 | no | Surplus | yes |  | 0 | 0 | 0 | 740.3241 | 0 | no | 0 | 0 | 0 | 740.3241 | 4860 | no | 20145.1985 | 0 | 24300 |  |  | 0 |  |  | 0 | 0 | 0 | 0 | 0 |  | 0 | 0 | 0 | 0 | 0 | 20145.1985 | 10614.2004 | 16325.1204 | 0 | no | Surplus | yes |  | 0 | 0 | 0 | 6310.8584 | 0 | no | 0 | 0 | 0 | 6310.8584 | 0 |  |  | 0 | 0 | 0 | 0 | 0 |  | 0 | 0 | 0 | 0 | 0
| 21346.9711 | 0 | yes | Deficit |  |  | 0 | 0 | 0 | 0 | 0 |  | 0 | 0 | 0 | 0 | 4860 | no |  | 0 | 24300 | no | 21346.9711 | 0 | no | no | 0 | 0 | 0 | 0 | 0 |  | 0 | 0 | 0 | 0 | 0 | 21346.9711 | 10731.8734 | 17299.0041 | 0 | no | Surplus | yes |  | 0 | 0 | 0 | 5593.247 | 0 | no | 0 | 0 | 0 | 5593.247 | 0 |  |  | 0 | 0 | 0 | 0 | 0 |  | 0 | 0 | 0 | 0 | 0
| 22466.429 | 0 | yes | Deficit |  |  | 0 | 0 | 0 | 0 | 0 |  | 0 | 0 | 0 | 0 | 4860 | no |  | 0 | 24300 | no | 22466.429 | 0 | no | no | 0 | 0 | 0 | 0 | 0 |  | 0 | 0 | 0 | 0 | 0 | 22466.429 | 11206.4222 | 18206.1823 | 0 | no | Surplus | yes |  | 0 | 0 | 0 | 6092.582 | 0 | no | 0 | 0 | 0 | 6092.582 | 0 |  |  | 0 | 0 | 0 | 0 | 0 |  | 0 | 0 | 0 | 0 | 0
| 20736.441 | 0 | no | Surplus | yes |  | 0 | 0 | 0 | 1729.9879 | 0 | no | 0 | 0 | 0 | 1729.9879 | 4860 | no | 20736.441 | 0 | 24300 |  |  | 0 |  |  | 0 | 0 | 0 | 0 | 0 |  | 0 | 0 | 0 | 0 | 0 | 20736.441 | 11370.9093 | 16804.2472 | 0 | no | Surplus | yes |  | 0 | 0 | 0 | 6835.273 | 0 | no | 0 | 0 | 0 | 6835.273 | 0 |  |  | 0 | 0 | 0 | 0 | 0 |  | 0 | 0 | 0 | 0 | 0
| 19925.8567 | 0 | no | Surplus | yes |  | 0 | 0 | 0 | 810.5843 | 0 | no | 0 | 0 | 0 | 810.5843 | 4860 | no | 19925.8567 | 0 | 24300 |  |  | 0 |  |  | 0 | 0 | 0 | 0 | 0 |  | 0 | 0 | 0 | 0 | 0 | 19925.8567 | 11632.0997 | 16147.3718 | 0 | no | Surplus | yes |  | 0 | 0 | 0 | 5172.1475 | 0 | no | 0 | 0 | 0 | 5172.1475 | 0 |  |  | 0 | 0 | 0 | 0 | 0 |  | 0 | 0 | 0 | 0 | 0
| 22457.7841 | 0 | yes | Deficit |  |  | 0 | 0 | 0 | 0 | 0 |  | 0 | 0 | 0 | 0 | 4860 | no |  | 0 | 24300 | no | 22457.7841 | 0 | no | no | 0 | 0 | 0 | 0 | 0 |  | 0 | 0 | 0 | 0 | 0 | 22457.7841 | 11063.69 | 18199.1767 | 0 | no | Surplus | yes |  | 0 | 0 | 0 | 5083.6817 | 0 | no | 0 | 0 | 0 | 5083.6817 | 0 |  |  | 0 | 0 | 0 | 0 | 0 |  | 0 | 0 | 0 | 0 | 0
| 21954.1631 | 0 | no | Surplus | yes |  | 0 | 0 | 0 | 503.621 | 0 | no | 0 | 0 | 0 | 503.621 | 4860 | no | 21954.1631 | 0 | 24300 |  |  | 0 |  |  | 0 | 0 | 0 | 0 | 0 |  | 0 | 0 | 0 | 0 | 0 | 21954.1631 | 13262.4396 | 17791.056 | 0 | no | Surplus | yes |  | 0 | 0 | 0 | 4936.7371 | 0 | no | 0 | 0 | 0 | 4936.7371 | 0 |  |  | 0 | 0 | 0 | 0 | 0 |  | 0 | 0 | 0 | 0 | 0
| 21952.1087 | 0 | no | Surplus | yes |  | 0 | 0 | 0 | 2.0544 | 0 | no | 0 | 0 | 0 | 2.0544 | 4860 | no | 21952.1087 | 0 | 24300 |  |  | 0 |  |  | 0 | 0 | 0 | 0 | 0 |  | 0 | 0 | 0 | 0 | 0 | 21952.1087 | 13485.2875 | 17789.3912 | 0 | no | Surplus | yes |  | 0 | 0 | 0 | 4305.7685 | 0 | no | 0 | 0 | 0 | 4305.7685 | 0 |  |  | 0 | 0 | 0 | 0 | 0 |  | 0 | 0 | 0 | 0 | 0
| 19504.7193 | 0 | no | Surplus | yes |  | 0 | 0 | 0 | 2447.3894 | 0 | no | 0 | 0 | 0 | 2447.3894 | 4860 | no | 19504.7193 | 0 | 24300 |  |  | 0 |  |  | 0 | 0 | 0 | 0 | 0 |  | 0 | 0 | 0 | 0 | 0 | 19504.7193 | 11989.5831 | 15806.0934 | 0 | no | Surplus | yes |  | 0 | 0 | 0 | 5799.8081 | 0 | no | 0 | 0 | 0 | 5799.8081 | 0 |  |  | 0 | 0 | 0 | 0 | 0 |  | 0 | 0 | 0 | 0 | 0
| 20683.7551 | 0 | yes | Deficit |  |  | 0 | 0 | 0 | 0 | 0 |  | 0 | 0 | 0 | 0 | 4860 | no |  | 0 | 24300 | no | 20683.7551 | 0 | no | no | 0 | 0 | 0 | 0 | 0 |  | 0 | 0 | 0 | 0 | 0 | 20683.7551 | 12732.3142 | 16761.5519 | 0 | no | Surplus | yes |  | 0 | 0 | 0 | 3073.7792 | 0 | no | 0 | 0 | 0 | 3073.7792 | 0 |  |  | 0 | 0 | 0 | 0 | 0 |  | 0 | 0 | 0 | 0 | 0
| 23015.1663 | 0 | yes | Deficit |  |  | 0 | 0 | 0 | 0 | 0 |  | 0 | 0 | 0 | 0 | 4860 | no |  | 0 | 24300 | no | 23015.1663 | 0 | no | no | 0 | 0 | 0 | 0 | 0 |  | 0 | 0 | 0 | 0 | 0 | 23015.1663 | 13086.2702 | 18650.8641 | 0 | no | Surplus | yes |  | 0 | 0 | 0 | 3675.2817 | 0 | no | 0 | 0 | 0 | 3675.2817 | 0 |  |  | 0 | 0 | 0 | 0 | 0 |  | 0 | 0 | 0 | 0 | 0
| 22021.3653 | 0 | no | Surplus | yes |  | 0 | 0 | 0 | 993.801 | 0 | no | 0 | 0 | 0 | 993.801 | 4860 | no | 22021.3653 | 0 | 24300 |  |  | 0 |  |  | 0 | 0 | 0 | 0 | 0 |  | 0 | 0 | 0 | 0 | 0 | 22021.3653 | 15374.2773 | 17845.5148 | 0 | no | Surplus | yes |  | 0 | 0 | 0 | 3276.5868 | 0 | no | 0 | 0 | 0 | 3276.5868 | 0 |  |  | 0 | 0 | 0 | 0 | 0 |  | 0 | 0 | 0 | 0 | 0
| 21393.937 | 0 | no | Surplus | yes |  | 0 | 0 | 0 | 627.4283 | 0 | no | 0 | 0 | 0 | 627.4283 | 4860 | no | 21393.937 | 0 | 24300 |  |  | 0 |  |  | 0 | 0 | 0 | 0 | 0 |  | 0 | 0 | 0 | 0 | 0 | 21393.937 | 15170.6932 | 17337.064 | 0 | no | Surplus | yes |  | 0 | 0 | 0 | 2674.8216 | 0 | no | 0 | 0 | 0 | 2674.8216 | 0 |  |  | 0 | 0 | 0 | 0 | 0 |  | 0 | 0 | 0 | 0 | 0
| 22339.9868 | 0 | yes | Deficit |  |  | 0 | 0 | 0 | 0 | 0 |  | 0 | 0 | 0 | 0 | 4860 | no |  | 0 | 24300 | no | 22339.9868 | 0 | no | no | 0 | 0 | 0 | 0 | 0 |  | 0 | 0 | 0 | 0 | 0 | 22339.9868 | 14719.7006 | 18103.717 | 0 | no | Surplus | yes |  | 0 | 0 | 0 | 2617.3634 | 0 | no | 0 | 0 | 0 | 2617.3634 | 0 |  |  | 0 | 0 | 0 | 0 | 0 |  | 0 | 0 | 0 | 0 | 0
| 20805.3664 | 0 | no | Surplus | yes |  | 0 | 0 | 0 | 1534.6204 | 0 | no | 0 | 0 | 0 | 1534.6204 | 4860 | no | 20805.3664 | 0 | 24300 |  |  | 0 |  |  | 0 | 0 | 0 | 0 | 0 |  | 0 | 0 | 0 | 0 | 0 | 20805.3664 | 15714.0642 | 16860.1025 | 0 | no | Surplus | yes |  | 0 | 0 | 0 | 2389.6528 | 0 | no | 0 | 0 | 0 | 2389.6528 | 0 |  |  | 0 | 0 | 0 | 0 | 0 |  | 0 | 0 | 0 | 0 | 0
| 20992.2499 | 0 | yes | Deficit |  |  | 0 | 0 | 0 | 0 | 0 |  | 0 | 0 | 0 | 0 | 4860 | no |  | 0 | 24300 | no | 20992.2499 | 0 | no | no | 0 | 0 | 0 | 0 | 0 |  | 0 | 0 | 0 | 0 | 0 | 20992.2499 | 13892.2815 | 17011.5477 | 0 | no | Surplus | yes |  | 0 | 0 | 0 | 2967.8209 | 0 | no | 0 | 0 | 0 | 2967.8209 | 0 |  |  | 0 | 0 | 0 | 0 | 0 |  | 0 | 0 | 0 | 0 | 0
| 21783.116 | 0 | yes | Deficit |  |  | 0 | 0 | 0 | 0 | 0 |  | 0 | 0 | 0 | 0 | 4860 | no |  | 0 | 24300 | no | 21783.116 | 0 | no | no | 0 | 0 | 0 | 0 | 0 |  | 0 | 0 | 0 | 0 | 0 | 21783.116 | 15865.2468 | 17652.4441 | 0 | no | Surplus | yes |  | 0 | 0 | 0 | 1146.3009 | 0 | no | 0 | 0 | 0 | 1146.3009 | 0 |  |  | 0 | 0 | 0 | 0 | 0 |  | 0 | 0 | 0 | 0 | 0
| 24625.5315 | 0 | yes | Deficit |  |  | 0 | 0 | 0 | 0 | 0 |  | 0 | 0 | 0 | 0 | 4860 | no |  | 0 | 24300 | yes | 24300 | 325.5315 | yes |  | 0 | 0 | 0 | 325.5315 | 0 | no | 0 | 0 | 0 | 325.5315 | 0 | 24300 | 14891.0181 | 19692.0583 | 0 | no | Surplus | yes |  | 0 | 0 | 0 | 2761.426 | 0 | no | 0 | 0 | 0 | 2761.426 | 0 |  |  | 0 | 0 | 0 | 0 | 0 |  | 0 | 0 | 0 | 0 | 0
| 23941.4729 | 0 | no | Surplus | yes |  | 0 | 0 | 0 | 358.5271 | 0 | no | 0 | 0 | 0 | 358.5271 | 4860 | no | 23941.4729 | 0 | 24300 |  |  | 0 |  |  | 0 | 0 | 0 | 0 | 0 |  | 0 | 0 | 0 | 0 | 0 | 23941.4729 | 14713.7548 | 19401.5178 | 0 | no | Surplus | yes |  | 0 | 0 | 0 | 4978.3036 | 0 | no | 0 | 0 | 0 | 4978.3036 | 0 |  |  | 0 | 0 | 0 | 0 | 0 |  | 0 | 0 | 0 | 0 | 0
| 23769.5599 | 0 | no | Surplus | yes |  | 0 | 0 | 0 | 171.9131 | 0 | no | 0 | 0 | 0 | 171.9131 | 4860 | no | 23769.5599 | 0 | 24300 |  |  | 0 |  |  | 0 | 0 | 0 | 0 | 0 |  | 0 | 0 | 0 | 0 | 0 | 23769.5599 | 10849.5524 | 19262.2041 | 0 | no | Surplus | yes |  | 0 | 0 | 0 | 8551.9654 | 0 | no | 0 | 0 | 0 | 8551.9654 | 0 |  |  | 0 | 0 | 0 | 0 | 0 |  | 0 | 0 | 0 | 0 | 0
| 22060.8011 | 0 | no | Surplus | yes |  | 0 | 0 | 0 | 1708.7587 | 0 | no | 0 | 0 | 0 | 1708.7587 | 4860 | no | 22060.8011 | 0 | 24300 |  |  | 0 |  |  | 0 | 0 | 0 | 0 | 0 |  | 0 | 0 | 0 | 0 | 0 | 22060.8011 | 11181.7504 | 17877.4726 | 0 | no | Surplus | yes |  | 0 | 0 | 0 | 8080.4537 | 0 | no | 0 | 0 | 0 | 8080.4537 | 0 |  |  | 0 | 0 | 0 | 0 | 0 |  | 0 | 0 | 0 | 0 | 0
| 21201.6946 | 0 | no | Surplus | yes |  | 0 | 0 | 0 | 859.1066 | 0 | no | 0 | 0 | 0 | 859.1066 | 4860 | no | 21201.6946 | 0 | 24300 |  |  | 0 |  |  | 0 | 0 | 0 | 0 | 0 |  | 0 | 0 | 0 | 0 | 0 | 21201.6946 | 10898.1517 | 17181.276 | 0 | no | Surplus | yes |  | 0 | 0 | 0 | 6979.3209 | 0 | no | 0 | 0 | 0 | 6979.3209 | 0 |  |  | 0 | 0 | 0 | 0 | 0 |  | 0 | 0 | 0 | 0 | 0
| 21731.732 | 0 | yes | Deficit |  |  | 0 | 0 | 0 | 0 | 0 |  | 0 | 0 | 0 | 0 | 4860 | no |  | 0 | 24300 | no | 21731.732 | 0 | no | no | 0 | 0 | 0 | 0 | 0 |  | 0 | 0 | 0 | 0 | 0 | 21731.732 | 11332.2611 | 17610.8039 | 0 | no | Surplus | yes |  | 0 | 0 | 0 | 5849.0149 | 0 | no | 0 | 0 | 0 | 5849.0149 | 0 |  |  | 0 | 0 | 0 | 0 | 0 |  | 0 | 0 | 0 | 0 | 0
| 21304.5492 | 0 | no | Surplus | yes |  | 0 | 0 | 0 | 427.1828 | 0 | no | 0 | 0 | 0 | 427.1828 | 4860 | no | 21304.5492 | 0 | 24300 |  |  | 0 |  |  | 0 | 0 | 0 | 0 | 0 |  | 0 | 0 | 0 | 0 | 0 | 21304.5492 | 11642.1813 | 17264.6266 | 0 | no | Surplus | yes |  | 0 | 0 | 0 | 5968.6225 | 0 | no | 0 | 0 | 0 | 5968.6225 | 0 |  |  | 0 | 0 | 0 | 0 | 0 |  | 0 | 0 | 0 | 0 | 0
| 21884.4441 | 0 | yes | Deficit |  |  | 0 | 0 | 0 | 0 | 0 |  | 0 | 0 | 0 | 0 | 4860 | no |  | 0 | 24300 | no | 21884.4441 | 0 | no | no | 0 | 0 | 0 | 0 | 0 |  | 0 | 0 | 0 | 0 | 0 | 21884.4441 | 13834.6172 | 17734.5576 | 0 | no | Surplus | yes |  | 0 | 0 | 0 | 3430.0094 | 0 | no | 0 | 0 | 0 | 3430.0094 | 0 |  |  | 0 | 0 | 0 | 0 | 0 |  | 0 | 0 | 0 | 0 | 0
| 21205.0662 | 0 | no | Surplus | yes |  | 0 | 0 | 0 | 679.3779 | 0 | no | 0 | 0 | 0 | 679.3779 | 4860 | no | 21205.0662 | 0 | 24300 |  |  | 0 |  |  | 0 | 0 | 0 | 0 | 0 |  | 0 | 0 | 0 | 0 | 0 | 21205.0662 | 12720.8822 | 17184.0083 | 0 | no | Surplus | yes |  | 0 | 0 | 0 | 5013.6754 | 0 | no | 0 | 0 | 0 | 5013.6754 | 0 |  |  | 0 | 0 | 0 | 0 | 0 |  | 0 | 0 | 0 | 0 | 0
| 23439.2205 | 0 | yes | Deficit |  |  | 0 | 0 | 0 | 0 | 0 |  | 0 | 0 | 0 | 0 | 4860 | no |  | 0 | 24300 | no | 23439.2205 | 0 | no | no | 0 | 0 | 0 | 0 | 0 |  | 0 | 0 | 0 | 0 | 0 | 23439.2205 | 11098.7507 | 18994.5061 | 0 | no | Surplus | yes |  | 0 | 0 | 0 | 6085.2576 | 0 | no | 0 | 0 | 0 | 6085.2576 | 0 |  |  | 0 | 0 | 0 | 0 | 0 |  | 0 | 0 | 0 | 0 | 0
| 22045.444 | 0 | no | Surplus | yes |  | 0 | 0 | 0 | 1393.7765 | 0 | no | 0 | 0 | 0 | 1393.7765 | 4860 | no | 22045.444 | 0 | 24300 |  |  | 0 |  |  | 0 | 0 | 0 | 0 | 0 |  | 0 | 0 | 0 | 0 | 0 | 22045.444 | 11940.5767 | 17865.0276 | 0 | no | Surplus | yes |  | 0 | 0 | 0 | 7053.9294 | 0 | no | 0 | 0 | 0 | 7053.9294 | 0 |  |  | 0 | 0 | 0 | 0 | 0 |  | 0 | 0 | 0 | 0 | 0
| 21387.7038 | 0 | no | Surplus | yes |  | 0 | 0 | 0 | 657.7402 | 0 | no | 0 | 0 | 0 | 657.7402 | 4860 | no | 21387.7038 | 0 | 24300 |  |  | 0 |  |  | 0 | 0 | 0 | 0 | 0 |  | 0 | 0 | 0 | 0 | 0 | 21387.7038 | 12419.3095 | 17332.0128 | 0 | no | Surplus | yes |  | 0 | 0 | 0 | 5445.7181 | 0 | no | 0 | 0 | 0 | 5445.7181 | 0 |  |  | 0 | 0 | 0 | 0 | 0 |  | 0 | 0 | 0 | 0 | 0
| 21057.7886 | 0 | no | Surplus | yes |  | 0 | 0 | 0 | 329.9152 | 0 | no | 0 | 0 | 0 | 329.9152 | 4860 | no | 21057.7886 | 0 | 24300 |  |  | 0 |  |  | 0 | 0 | 0 | 0 | 0 |  | 0 | 0 | 0 | 0 | 0 | 21057.7886 | 12044.3347 | 17064.6585 | 0 | no | Surplus | yes |  | 0 | 0 | 0 | 5287.6781 | 0 | no | 0 | 0 | 0 | 5287.6781 | 0 |  |  | 0 | 0 | 0 | 0 | 0 |  | 0 | 0 | 0 | 0 | 0
| 20338.5969 | 0 | no | Surplus | yes |  | 0 | 0 | 0 | 719.1917 | 0 | no | 0 | 0 | 0 | 719.1917 | 4860 | no | 20338.5969 | 0 | 24300 |  |  | 0 |  |  | 0 | 0 | 0 | 0 | 0 |  | 0 | 0 | 0 | 0 | 0 | 20338.5969 | 11818.4144 | 16481.8452 | 0 | no | Surplus | yes |  | 0 | 0 | 0 | 5246.2441 | 0 | no | 0 | 0 | 0 | 5246.2441 | 0 |  |  | 0 | 0 | 0 | 0 | 0 |  | 0 | 0 | 0 | 0 | 0
| 24346.6571 | 0 | yes | Deficit |  |  | 0 | 0 | 0 | 0 | 0 |  | 0 | 0 | 0 | 0 | 4860 | no |  | 0 | 24300 | yes | 24300 | 46.6571 | yes |  | 0 | 0 | 0 | 46.6571 | 0 | no | 0 | 0 | 0 | 46.6571 | 0 | 24300 | 11517.6663 | 19692.0583 | 0 | no | Surplus | yes |  | 0 | 0 | 0 | 4964.1789 | 0 | no | 0 | 0 | 0 | 4964.1789 | 0 |  |  | 0 | 0 | 0 | 0 | 0 |  | 0 | 0 | 0 | 0 | 0
| 23403.1024 | 0 | no | Surplus | yes |  | 0 | 0 | 0 | 896.8976 | 0 | no | 0 | 0 | 0 | 896.8976 | 4860 | no | 23403.1024 | 0 | 24300 |  |  | 0 |  |  | 0 | 0 | 0 | 0 | 0 |  | 0 | 0 | 0 | 0 | 0 | 23403.1024 | 11041.1835 | 18965.237 | 0 | no | Surplus | yes |  | 0 | 0 | 0 | 8650.8748 | 0 | no | 0 | 0 | 0 | 8650.8748 | 0 |  |  | 0 | 0 | 0 | 0 | 0 |  | 0 | 0 | 0 | 0 | 0
| 22071.5136 | 0 | no | Surplus | yes |  | 0 | 0 | 0 | 1331.5888 | 0 | no | 0 | 0 | 0 | 1331.5888 | 4860 | no | 22071.5136 | 0 | 24300 |  |  | 0 |  |  | 0 | 0 | 0 | 0 | 0 |  | 0 | 0 | 0 | 0 | 0 | 22071.5136 | 11006.9189 | 17886.1537 | 0 | no | Surplus | yes |  | 0 | 0 | 0 | 7958.3181 | 0 | no | 0 | 0 | 0 | 7958.3181 | 0 |  |  | 0 | 0 | 0 | 0 | 0 |  | 0 | 0 | 0 | 0 | 0
| 22331.6853 | 0 | yes | Deficit |  |  | 0 | 0 | 0 | 0 | 0 |  | 0 | 0 | 0 | 0 | 4860 | no |  | 0 | 24300 | no | 22331.6853 | 0 | no | no | 0 | 0 | 0 | 0 | 0 |  | 0 | 0 | 0 | 0 | 0 | 22331.6853 | 11524.5891 | 18096.9897 | 0 | no | Surplus | yes |  | 0 | 0 | 0 | 6361.5645 | 0 | no | 0 | 0 | 0 | 6361.5645 | 0 |  |  | 0 | 0 | 0 | 0 | 0 |  | 0 | 0 | 0 | 0 | 0
| 21095.2121 | 0 | no | Surplus | yes |  | 0 | 0 | 0 | 1236.4732 | 0 | no | 0 | 0 | 0 | 1236.4732 | 4860 | no | 21095.2121 | 0 | 24300 |  |  | 0 |  |  | 0 | 0 | 0 | 0 | 0 |  | 0 | 0 | 0 | 0 | 0 | 21095.2121 | 9550.6474 | 17094.9855 | 0 | no | Surplus | yes |  | 0 | 0 | 0 | 8546.3423 | 0 | no | 0 | 0 | 0 | 8546.3423 | 0 |  |  | 0 | 0 | 0 | 0 | 0 |  | 0 | 0 | 0 | 0 | 0
| 24115.7204 | 0 | yes | Deficit |  |  | 0 | 0 | 0 | 0 | 0 |  | 0 | 0 | 0 | 0 | 4860 | no |  | 0 | 24300 | no | 24115.7204 | 0 | no | no | 0 | 0 | 0 | 0 | 0 |  | 0 | 0 | 0 | 0 | 0 | 24115.7204 | 12306.8781 | 19542.7231 | 0 | no | Surplus | yes |  | 0 | 0 | 0 | 4788.1074 | 0 | no | 0 | 0 | 0 | 4788.1074 | 0 |  |  | 0 | 0 | 0 | 0 | 0 |  | 0 | 0 | 0 | 0 | 0
| 22443.3584 | 0 | no | Surplus | yes |  | 0 | 0 | 0 | 1672.362 | 0 | no | 0 | 0 | 0 | 1672.362 | 4860 | no | 22443.3584 | 0 | 24300 |  |  | 0 |  |  | 0 | 0 | 0 | 0 | 0 |  | 0 | 0 | 0 | 0 | 0 | 22443.3584 | 13634.1748 | 18187.4865 | 0 | no | Surplus | yes |  | 0 | 0 | 0 | 5908.5483 | 0 | no | 0 | 0 | 0 | 5908.5483 | 0 |  |  | 0 | 0 | 0 | 0 | 0 |  | 0 | 0 | 0 | 0 | 0
| 21542.5871 | 0 | no | Surplus | yes |  | 0 | 0 | 0 | 900.7713 | 0 | no | 0 | 0 | 0 | 900.7713 | 4860 | no | 21542.5871 | 0 | 24300 |  |  | 0 |  |  | 0 | 0 | 0 | 0 | 0 |  | 0 | 0 | 0 | 0 | 0 | 21542.5871 | 12655.9815 | 17457.526 | 0 | no | Surplus | yes |  | 0 | 0 | 0 | 5531.505 | 0 | no | 0 | 0 | 0 | 5531.505 | 0 |  |  | 0 | 0 | 0 | 0 | 0 |  | 0 | 0 | 0 | 0 | 0
| 19412.8771 | 0 | no | Surplus | yes |  | 0 | 0 | 0 | 2129.71 | 0 | no | 0 | 0 | 0 | 2129.71 | 4860 | no | 19412.8771 | 0 | 24300 |  |  | 0 |  |  | 0 | 0 | 0 | 0 | 0 |  | 0 | 0 | 0 | 0 | 0 | 19412.8771 | 11894.6883 | 15731.667 | 0 | no | Surplus | yes |  | 0 | 0 | 0 | 5562.8377 | 0 | no | 0 | 0 | 0 | 5562.8377 | 0 |  |  | 0 | 0 | 0 | 0 | 0 |  | 0 | 0 | 0 | 0 | 0
| 20640.572 | 0 | yes | Deficit |  |  | 0 | 0 | 0 | 0 | 0 |  | 0 | 0 | 0 | 0 | 4860 | no |  | 0 | 24300 | no | 20640.572 | 0 | no | no | 0 | 0 | 0 | 0 | 0 |  | 0 | 0 | 0 | 0 | 0 | 20640.572 | 12093.5507 | 16726.5575 | 0 | no | Surplus | yes |  | 0 | 0 | 0 | 3638.1163 | 0 | no | 0 | 0 | 0 | 3638.1163 | 0 |  |  | 0 | 0 | 0 | 0 | 0 |  | 0 | 0 | 0 | 0 | 0
| 20422.9806 | 0 | no | Surplus | yes |  | 0 | 0 | 0 | 217.5914 | 0 | no | 0 | 0 | 0 | 217.5914 | 4860 | no | 20422.9806 | 0 | 24300 |  |  | 0 |  |  | 0 | 0 | 0 | 0 | 0 |  | 0 | 0 | 0 | 0 | 0 | 20422.9806 | 11826.4797 | 16550.2274 | 0 | no | Surplus | yes |  | 0 | 0 | 0 | 4900.0778 | 0 | no | 0 | 0 | 0 | 4900.0778 | 0 |  |  | 0 | 0 | 0 | 0 | 0 |  | 0 | 0 | 0 | 0 | 0
| 18645.9626 | 0 | no | Surplus | yes |  | 0 | 0 | 0 | 1777.0179 | 0 | no | 0 | 0 | 0 | 1777.0179 | 4860 | no | 18645.9626 | 0 | 24300 |  |  | 0 |  |  | 0 | 0 | 0 | 0 | 0 |  | 0 | 0 | 0 | 0 | 0 | 18645.9626 | 11122.7155 | 15110.1804 | 0 | no | Surplus | yes |  | 0 | 0 | 0 | 5427.5119 | 0 | no | 0 | 0 | 0 | 5427.5119 | 0 |  |  | 0 | 0 | 0 | 0 | 0 |  | 0 | 0 | 0 | 0 | 0
| 19886.2409 | 0 | yes | Deficit |  |  | 0 | 0 | 0 | 0 | 0 |  | 0 | 0 | 0 | 0 | 4860 | no |  | 0 | 24300 | no | 19886.2409 | 0 | no | no | 0 | 0 | 0 | 0 | 0 |  | 0 | 0 | 0 | 0 | 0 | 19886.2409 | 13270.7202 | 16115.2681 | 0 | no | Surplus | yes |  | 0 | 0 | 0 | 1839.4602 | 0 | no | 0 | 0 | 0 | 1839.4602 | 0 |  |  | 0 | 0 | 0 | 0 | 0 |  | 0 | 0 | 0 | 0 | 0
| 17227.8811 | 0 | no | Surplus | yes |  | 0 | 0 | 0 | 2658.3598 | 0 | no | 0 | 0 | 0 | 2658.3598 | 4860 | no | 17227.8811 | 0 | 24300 |  |  | 0 |  |  | 0 | 0 | 0 | 0 | 0 |  | 0 | 0 | 0 | 0 | 0 | 17227.8811 | 11285.3478 | 13961.0058 | 0 | no | Surplus | yes |  | 0 | 0 | 0 | 4829.9203 | 0 | no | 0 | 0 | 0 | 4829.9203 | 0 |  |  | 0 | 0 | 0 | 0 | 0 |  | 0 | 0 | 0 | 0 | 0
| 15775.6963 | 0 | no | Surplus | yes |  | 0 | 0 | 0 | 1452.1848 | 0 | no | 0 | 0 | 0 | 1452.1848 | 4860 | no | 15775.6963 | 0 | 24300 |  |  | 0 |  |  | 0 | 0 | 0 | 0 | 0 |  | 0 | 0 | 0 | 0 | 0 | 15775.6963 | 10473.8263 | 12784.1947 | 0 | no | Surplus | yes |  | 0 | 0 | 0 | 3487.1794 | 0 | no | 0 | 0 | 0 | 3487.1794 | 0 |  |  | 0 | 0 | 0 | 0 | 0 |  | 0 | 0 | 0 | 0 | 0
| 16085.8335 | 0 | yes | Deficit |  |  | 0 | 0 | 0 | 0 | 0 |  | 0 | 0 | 0 | 0 | 4860 | no |  | 0 | 24300 | no | 16085.8335 | 0 | no | no | 0 | 0 | 0 | 0 | 0 |  | 0 | 0 | 0 | 0 | 0 | 16085.8335 | 12510.7956 | 13035.5215 | 0 | no | Surplus | yes |  | 0 | 0 | 0 | 273.3991 | 0 | no | 0 | 0 | 0 | 273.3991 | 0 |  |  | 0 | 0 | 0 | 0 | 0 |  | 0 | 0 | 0 | 0 | 0
| 16308.8762 | 0 | yes | Deficit |  |  | 0 | 0 | 0 | 0 | 0 |  | 0 | 0 | 0 | 0 | 4860 | no |  | 0 | 24300 | no | 16308.8762 | 0 | no | no | 0 | 0 | 0 | 0 | 0 |  | 0 | 0 | 0 | 0 | 0 | 16308.8762 | 11568.4438 | 13216.2692 | 0 | no | Surplus | yes |  | 0 | 0 | 0 | 1467.0777 | 0 | no | 0 | 0 | 0 | 1467.0777 | 0 |  |  | 0 | 0 | 0 | 0 | 0 |  | 0 | 0 | 0 | 0 | 0
| 18156.8657 | 0 | yes | Deficit |  |  | 0 | 0 | 0 | 0 | 0 |  | 0 | 0 | 0 | 0 | 4860 | no |  | 0 | 24300 | no | 18156.8657 | 0 | no | no | 0 | 0 | 0 | 0 | 0 |  | 0 | 0 | 0 | 0 | 0 | 18156.8657 | 11745.1157 | 14713.8296 | 0 | no | Surplus | yes |  | 0 | 0 | 0 | 1471.1535 | 0 | no | 0 | 0 | 0 | 1471.1535 | 0 |  |  | 0 | 0 | 0 | 0 | 0 |  | 0 | 0 | 0 | 0 | 0
| 16654.2668 | 0 | no | Surplus | yes |  | 0 | 0 | 0 | 1502.5989 | 0 | no | 0 | 0 | 0 | 1502.5989 | 4860 | no | 16654.2668 | 0 | 24300 |  |  | 0 |  |  | 0 | 0 | 0 | 0 | 0 |  | 0 | 0 | 0 | 0 | 0 | 16654.2668 | 11501.8999 | 13496.1643 | 0 | no | Surplus | yes |  | 0 | 0 | 0 | 3211.9297 | 0 | no | 0 | 0 | 0 | 3211.9297 | 0 |  |  | 0 | 0 | 0 | 0 | 0 |  | 0 | 0 | 0 | 0 | 0
| 15660.8087 | 0 | no | Surplus | yes |  | 0 | 0 | 0 | 993.4581 | 0 | no | 0 | 0 | 0 | 993.4581 | 4860 | no | 15660.8087 | 0 | 24300 |  |  | 0 |  |  | 0 | 0 | 0 | 0 | 0 |  | 0 | 0 | 0 | 0 | 0 | 15660.8087 | 11102.6248 | 12691.0929 | 0 | no | Surplus | yes |  | 0 | 0 | 0 | 2393.5395 | 0 | no | 0 | 0 | 0 | 2393.5395 | 0 |  |  | 0 | 0 | 0 | 0 | 0 |  | 0 | 0 | 0 | 0 | 0
| 16721.0263 | 0 | yes | Deficit |  |  | 0 | 0 | 0 | 0 | 0 |  | 0 | 0 | 0 | 0 | 4860 | no |  | 0 | 24300 | no | 16721.0263 | 0 | no | no | 0 | 0 | 0 | 0 | 0 |  | 0 | 0 | 0 | 0 | 0 | 16721.0263 | 10979.0319 | 13550.2644 | 0 | no | Surplus | yes |  | 0 | 0 | 0 | 1712.061 | 0 | no | 0 | 0 | 0 | 1712.061 | 0 |  |  | 0 | 0 | 0 | 0 | 0 |  | 0 | 0 | 0 | 0 | 0
| 21863.5155 | 0 | yes | Deficit |  |  | 0 | 0 | 0 | 0 | 0 |  | 0 | 0 | 0 | 0 | 4860 | no |  | 0 | 24300 | no | 21863.5155 | 0 | no | no | 0 | 0 | 0 | 0 | 0 |  | 0 | 0 | 0 | 0 | 0 | 21863.5155 | 11133.2112 | 17717.5976 | 0 | no | Surplus | yes |  | 0 | 0 | 0 | 2417.0532 | 0 | no | 0 | 0 | 0 | 2417.0532 | 0 |  |  | 0 | 0 | 0 | 0 | 0 |  | 0 | 0 | 0 | 0 | 0
| 19831.0665 | 0 | no | Surplus | yes |  | 0 | 0 | 0 | 2032.4489 | 0 | no | 0 | 0 | 0 | 2032.4489 | 4860 | no | 19831.0665 | 0 | 24300 |  |  | 0 |  |  | 0 | 0 | 0 | 0 | 0 |  | 0 | 0 | 0 | 0 | 0 | 19831.0665 | 11533.0966 | 16070.5564 | 0 | no | Surplus | yes |  | 0 | 0 | 0 | 6184.501 | 0 | no | 0 | 0 | 0 | 6184.501 | 0 |  |  | 0 | 0 | 0 | 0 | 0 |  | 0 | 0 | 0 | 0 | 0
| 19544.8996 | 0 | no | Surplus | yes |  | 0 | 0 | 0 | 286.1669 | 0 | no | 0 | 0 | 0 | 286.1669 | 4860 | no | 19544.8996 | 0 | 24300 |  |  | 0 |  |  | 0 | 0 | 0 | 0 | 0 |  | 0 | 0 | 0 | 0 | 0 | 19544.8996 | 11234.9837 | 15838.6545 | 0 | no | Surplus | yes |  | 0 | 0 | 0 | 4835.5727 | 0 | no | 0 | 0 | 0 | 4835.5727 | 0 |  |  | 0 | 0 | 0 | 0 | 0 |  | 0 | 0 | 0 | 0 | 0
| 21196.4905 | 0 | yes | Deficit |  |  | 0 | 0 | 0 | 0 | 0 |  | 0 | 0 | 0 | 0 | 4860 | no |  | 0 | 24300 | no | 21196.4905 | 0 | no | no | 0 | 0 | 0 | 0 | 0 |  | 0 | 0 | 0 | 0 | 0 | 21196.4905 | 12932.6177 | 17177.0588 | 0 | no | Surplus | yes |  | 0 | 0 | 0 | 2906.0368 | 0 | no | 0 | 0 | 0 | 2906.0368 | 0 |  |  | 0 | 0 | 0 | 0 | 0 |  | 0 | 0 | 0 | 0 | 0
| 17904.0212 | 0 | no | Surplus | yes |  | 0 | 0 | 0 | 3292.4693 | 0 | no | 0 | 0 | 0 | 3292.4693 | 4860 | no | 17904.0212 | 0 | 24300 |  |  | 0 |  |  | 0 | 0 | 0 | 0 | 0 |  | 0 | 0 | 0 | 0 | 0 | 17904.0212 | 11957.4884 | 14508.9313 | 0 | no | Surplus | yes |  | 0 | 0 | 0 | 5219.5704 | 0 | no | 0 | 0 | 0 | 5219.5704 | 0 |  |  | 0 | 0 | 0 | 0 | 0 |  | 0 | 0 | 0 | 0 | 0
| 19140.8847 | 0 | yes | Deficit |  |  | 0 | 0 | 0 | 0 | 0 |  | 0 | 0 | 0 | 0 | 4860 | no |  | 0 | 24300 | no | 19140.8847 | 0 | no | no | 0 | 0 | 0 | 0 | 0 |  | 0 | 0 | 0 | 0 | 0 | 19140.8847 | 11893.7025 | 15511.2518 | 0 | no | Surplus | yes |  | 0 | 0 | 0 | 2615.2288 | 0 | no | 0 | 0 | 0 | 2615.2288 | 0 |  |  | 0 | 0 | 0 | 0 | 0 |  | 0 | 0 | 0 | 0 | 0
| 19297.4985 | 0 | yes | Deficit |  |  | 0 | 0 | 0 | 0 | 0 |  | 0 | 0 | 0 | 0 | 4860 | no |  | 0 | 24300 | no | 19297.4985 | 0 | no | no | 0 | 0 | 0 | 0 | 0 |  | 0 | 0 | 0 | 0 | 0 | 19297.4985 | 11173.3021 | 15638.1674 | 0 | no | Surplus | yes |  | 0 | 0 | 0 | 4337.9497 | 0 | no | 0 | 0 | 0 | 4337.9497 | 0 |  |  | 0 | 0 | 0 | 0 | 0 |  | 0 | 0 | 0 | 0 | 0
| 16073.3699 | 0 | no | Surplus | yes |  | 0 | 0 | 0 | 3224.1287 | 0 | no | 0 | 0 | 0 | 3224.1287 | 4860 | no | 16073.3699 | 0 | 24300 |  |  | 0 |  |  | 0 | 0 | 0 | 0 | 0 |  | 0 | 0 | 0 | 0 | 0 | 16073.3699 | 12203.2544 | 13025.4213 | 0 | no | Surplus | yes |  | 0 | 0 | 0 | 3434.913 | 0 | no | 0 | 0 | 0 | 3434.913 | 0 |  |  | 0 | 0 | 0 | 0 | 0 |  | 0 | 0 | 0 | 0 | 0
| 16635.2373 | 0 | yes | Deficit |  |  | 0 | 0 | 0 | 0 | 0 |  | 0 | 0 | 0 | 0 | 4860 | no |  | 0 | 24300 | no | 16635.2373 | 0 | no | no | 0 | 0 | 0 | 0 | 0 |  | 0 | 0 | 0 | 0 | 0 | 16635.2373 | 12364.5038 | 13480.7434 | 0 | no | Surplus | yes |  | 0 | 0 | 0 | 660.9175 | 0 | no | 0 | 0 | 0 | 660.9175 | 0 |  |  | 0 | 0 | 0 | 0 | 0 |  | 0 | 0 | 0 | 0 | 0
| 16923.5333 | 0 | yes | Deficit |  |  | 0 | 0 | 0 | 0 | 0 |  | 0 | 0 | 0 | 0 | 4860 | no |  | 0 | 24300 | no | 16923.5333 | 0 | no | no | 0 | 0 | 0 | 0 | 0 |  | 0 | 0 | 0 | 0 | 0 | 16923.5333 | 12198.4427 | 13714.3706 | 0 | no | Surplus | yes |  | 0 | 0 | 0 | 1282.3007 | 0 | no | 0 | 0 | 0 | 1282.3007 | 0 |  |  | 0 | 0 | 0 | 0 | 0 |  | 0 | 0 | 0 | 0 | 0
| 16783.9077 | 0 | no | Surplus | yes |  | 0 | 0 | 0 | 139.6256 | 0 | no | 0 | 0 | 0 | 139.6256 | 4860 | no | 16783.9077 | 0 | 24300 |  |  | 0 |  |  | 0 | 0 | 0 | 0 | 0 |  | 0 | 0 | 0 | 0 | 0 | 16783.9077 | 12941.018 | 13601.2218 | 0 | no | Surplus | yes |  | 0 | 0 | 0 | 773.3526 | 0 | no | 0 | 0 | 0 | 773.3526 | 0 |  |  | 0 | 0 | 0 | 0 | 0 |  | 0 | 0 | 0 | 0 | 0
| 16936.506 | 0 | yes | Deficit |  |  | 0 | 0 | 0 | 0 | 0 |  | 0 | 0 | 0 | 0 | 4860 | no |  | 0 | 24300 | no | 16936.506 | 0 | no | no | 0 | 0 | 0 | 0 | 0 |  | 0 | 0 | 0 | 0 | 0 | 16936.506 | 14736.9247 | 13724.8833 | 0 | yes | Deficit |  |  | 0 | 0 | 0 | 0 | 0 |  | 0 | 0 | 0 | 0 | 1135.7029 | yes |  | 0 | 0 | 0 | 1135.7029 | 0 | no | 0 | 0 | 0 | 1135.7029 | 0
| 17778.0498 | 0 | yes | Deficit |  |  | 0 | 0 | 0 | 0 | 0 |  | 0 | 0 | 0 | 0 | 4860 | no |  | 0 | 24300 | no | 17778.0498 | 0 | no | no | 0 | 0 | 0 | 0 | 0 |  | 0 | 0 | 0 | 0 | 0 | 17778.0498 | 12878.0379 | 14406.8475 | 0 | no | Surplus | yes |  | 0 | 0 | 0 | 846.8454 | 0 | no | 0 | 0 | 0 | 846.8454 | 0 |  |  | 0 | 0 | 0 | 0 | 0 |  | 0 | 0 | 0 | 0 | 0
| 17428.2134 | 0 | no | Surplus | yes |  | 0 | 0 | 0 | 349.8364 | 0 | no | 0 | 0 | 0 | 349.8364 | 4860 | no | 17428.2134 | 0 | 24300 |  |  | 0 |  |  | 0 | 0 | 0 | 0 | 0 |  | 0 | 0 | 0 | 0 | 0 | 17428.2134 | 12835.4004 | 14123.3496 | 0 | no | Surplus | yes |  | 0 | 0 | 0 | 1571.4471 | 0 | no | 0 | 0 | 0 | 1571.4471 | 0 |  |  | 0 | 0 | 0 | 0 | 0 |  | 0 | 0 | 0 | 0 | 0
| 18964.3737 | 0 | yes | Deficit |  |  | 0 | 0 | 0 | 0 | 0 |  | 0 | 0 | 0 | 0 | 4860 | no |  | 0 | 24300 | no | 18964.3737 | 0 | no | no | 0 | 0 | 0 | 0 | 0 |  | 0 | 0 | 0 | 0 | 0 | 18964.3737 | 12616.7944 | 15368.2121 | 0 | no | Surplus | yes |  | 0 | 0 | 0 | 1506.5552 | 0 | no | 0 | 0 | 0 | 1506.5552 | 0 |  |  | 0 | 0 | 0 | 0 | 0 |  | 0 | 0 | 0 | 0 | 0
| 20812.8513 | 0 | yes | Deficit |  |  | 0 | 0 | 0 | 0 | 0 |  | 0 | 0 | 0 | 0 | 4860 | no |  | 0 | 24300 | no | 20812.8513 | 0 | no | no | 0 | 0 | 0 | 0 | 0 |  | 0 | 0 | 0 | 0 | 0 | 20812.8513 | 13941.3409 | 16866.168 | 0 | no | Surplus | yes |  | 0 | 0 | 0 | 1426.8712 | 0 | no | 0 | 0 | 0 | 1426.8712 | 0 |  |  | 0 | 0 | 0 | 0 | 0 |  | 0 | 0 | 0 | 0 | 0
| 20422.6357 | 0 | no | Surplus | yes |  | 0 | 0 | 0 | 390.2156 | 0 | no | 0 | 0 | 0 | 390.2156 | 4860 | no | 20422.6357 | 0 | 24300 |  |  | 0 |  |  | 0 | 0 | 0 | 0 | 0 |  | 0 | 0 | 0 | 0 | 0 | 20422.6357 | 13739.31 | 16549.9479 | 0 | no | Surplus | yes |  | 0 | 0 | 0 | 3126.8581 | 0 | no | 0 | 0 | 0 | 3126.8581 | 0 |  |  | 0 | 0 | 0 | 0 | 0 |  | 0 | 0 | 0 | 0 | 0
| 22430.6726 | 0 | yes | Deficit |  |  | 0 | 0 | 0 | 0 | 0 |  | 0 | 0 | 0 | 0 | 4860 | no |  | 0 | 24300 | no | 22430.6726 | 0 | no | no | 0 | 0 | 0 | 0 | 0 |  | 0 | 0 | 0 | 0 | 0 | 22430.6726 | 12113.5536 | 18177.2063 | 0 | no | Surplus | yes |  | 0 | 0 | 0 | 4436.3943 | 0 | no | 0 | 0 | 0 | 4436.3943 | 0 |  |  | 0 | 0 | 0 | 0 | 0 |  | 0 | 0 | 0 | 0 | 0
| 20451.8018 | 0 | no | Surplus | yes |  | 0 | 0 | 0 | 1978.8708 | 0 | no | 0 | 0 | 0 | 1978.8708 | 4860 | no | 20451.8018 | 0 | 24300 |  |  | 0 |  |  | 0 | 0 | 0 | 0 | 0 |  | 0 | 0 | 0 | 0 | 0 | 20451.8018 | 11408.8872 | 16573.5833 | 0 | no | Surplus | yes |  | 0 | 0 | 0 | 6768.3192 | 0 | no | 0 | 0 | 0 | 6768.3192 | 0 |  |  | 0 | 0 | 0 | 0 | 0 |  | 0 | 0 | 0 | 0 | 0
| 20923.5285 | 0 | yes | Deficit |  |  | 0 | 0 | 0 | 0 | 0 |  | 0 | 0 | 0 | 0 | 4860 | no |  | 0 | 24300 | no | 20923.5285 | 0 | no | no | 0 | 0 | 0 | 0 | 0 |  | 0 | 0 | 0 | 0 | 0 | 20923.5285 | 10425.961 | 16955.8578 | 0 | no | Surplus | yes |  | 0 | 0 | 0 | 6147.6222 | 0 | no | 0 | 0 | 0 | 6147.6222 | 0 |  |  | 0 | 0 | 0 | 0 | 0 |  | 0 | 0 | 0 | 0 | 0
| 18886.9216 | 0 | no | Surplus | yes |  | 0 | 0 | 0 | 2036.607 | 0 | no | 0 | 0 | 0 | 2036.607 | 4860 | no | 18886.9216 | 0 | 24300 |  |  | 0 |  |  | 0 | 0 | 0 | 0 | 0 |  | 0 | 0 | 0 | 0 | 0 | 18886.9216 | 10440.5614 | 15305.447 | 0 | no | Surplus | yes |  | 0 | 0 | 0 | 6515.2965 | 0 | no | 0 | 0 | 0 | 6515.2965 | 0 |  |  | 0 | 0 | 0 | 0 | 0 |  | 0 | 0 | 0 | 0 | 0
| 21235.317 | 0 | yes | Deficit |  |  | 0 | 0 | 0 | 0 | 0 |  | 0 | 0 | 0 | 0 | 4860 | no |  | 0 | 24300 | no | 21235.317 | 0 | no | no | 0 | 0 | 0 | 0 | 0 |  | 0 | 0 | 0 | 0 | 0 | 21235.317 | 13406.8456 | 17208.5227 | 0 | no | Surplus | yes |  | 0 | 0 | 0 | 1898.6014 | 0 | no | 0 | 0 | 0 | 1898.6014 | 0 |  |  | 0 | 0 | 0 | 0 | 0 |  | 0 | 0 | 0 | 0 | 0
| 20898.2326 | 0 | no | Surplus | yes |  | 0 | 0 | 0 | 337.0844 | 0 | no | 0 | 0 | 0 | 337.0844 | 4860 | no | 20898.2326 | 0 | 24300 |  |  | 0 |  |  | 0 | 0 | 0 | 0 | 0 |  | 0 | 0 | 0 | 0 | 0 | 20898.2326 | 14072.9236 | 16935.3587 | 0 | no | Surplus | yes |  | 0 | 0 | 0 | 3135.5991 | 0 | no | 0 | 0 | 0 | 3135.5991 | 0 |  |  | 0 | 0 | 0 | 0 | 0 |  | 0 | 0 | 0 | 0 | 0
| 22806.5953 | 0 | yes | Deficit |  |  | 0 | 0 | 0 | 0 | 0 |  | 0 | 0 | 0 | 0 | 4860 | no |  | 0 | 24300 | no | 22806.5953 | 0 | no | no | 0 | 0 | 0 | 0 | 0 |  | 0 | 0 | 0 | 0 | 0 | 22806.5953 | 12283.9641 | 18481.8439 | 0 | no | Surplus | yes |  | 0 | 0 | 0 | 4651.3946 | 0 | no | 0 | 0 | 0 | 4651.3946 | 0 |  |  | 0 | 0 | 0 | 0 | 0 |  | 0 | 0 | 0 | 0 | 0
| 23932.422 | 0 | yes | Deficit |  |  | 0 | 0 | 0 | 0 | 0 |  | 0 | 0 | 0 | 0 | 4860 | no |  | 0 | 24300 | no | 23932.422 | 0 | no | no | 0 | 0 | 0 | 0 | 0 |  | 0 | 0 | 0 | 0 | 0 | 23932.422 | 11404.4465 | 19394.1831 | 0 | no | Surplus | yes |  | 0 | 0 | 0 | 7077.3974 | 0 | no | 0 | 0 | 0 | 7077.3974 | 0 |  |  | 0 | 0 | 0 | 0 | 0 |  | 0 | 0 | 0 | 0 | 0
| 19848.8052 | 0 | no | Surplus | yes |  | 0 | 0 | 0 | 4083.6167 | 0 | no | 0 | 0 | 0 | 4083.6167 | 4860 | no | 19848.8052 | 0 | 24300 |  |  | 0 |  |  | 0 | 0 | 0 | 0 | 0 |  | 0 | 0 | 0 | 0 | 0 | 19848.8052 | 11598.2835 | 16084.9313 | 0 | no | Surplus | yes |  | 0 | 0 | 0 | 7795.8996 | 0 | no | 0 | 0 | 0 | 7795.8996 | 0 |  |  | 0 | 0 | 0 | 0 | 0 |  | 0 | 0 | 0 | 0 | 0
| 18510.0485 | 0 | no | Surplus | yes |  | 0 | 0 | 0 | 1338.7568 | 0 | no | 0 | 0 | 0 | 1338.7568 | 4860 | no | 18510.0485 | 0 | 24300 |  |  | 0 |  |  | 0 | 0 | 0 | 0 | 0 |  | 0 | 0 | 0 | 0 | 0 | 18510.0485 | 11553.3146 | 15000.0393 | 0 | no | Surplus | yes |  | 0 | 0 | 0 | 4531.6167 | 0 | no | 0 | 0 | 0 | 4531.6167 | 0 |  |  | 0 | 0 | 0 | 0 | 0 |  | 0 | 0 | 0 | 0 | 0
| 18604.7603 | 0 | yes | Deficit |  |  | 0 | 0 | 0 | 0 | 0 |  | 0 | 0 | 0 | 0 | 4860 | no |  | 0 | 24300 | no | 18604.7603 | 0 | no | no | 0 | 0 | 0 | 0 | 0 |  | 0 | 0 | 0 | 0 | 0 | 18604.7603 | 11827.3597 | 15076.7911 | 0 | no | Surplus | yes |  | 0 | 0 | 0 | 3172.6796 | 0 | no | 0 | 0 | 0 | 3172.6796 | 0 |  |  | 0 | 0 | 0 | 0 | 0 |  | 0 | 0 | 0 | 0 | 0
| 17373.4214 | 0 | no | Surplus | yes |  | 0 | 0 | 0 | 1231.3389 | 0 | no | 0 | 0 | 0 | 1231.3389 | 4860 | no | 17373.4214 | 0 | 24300 |  |  | 0 |  |  | 0 | 0 | 0 | 0 | 0 |  | 0 | 0 | 0 | 0 | 0 | 17373.4214 | 11914.011 | 14078.9476 | 0 | no | Surplus | yes |  | 0 | 0 | 0 | 3162.7802 | 0 | no | 0 | 0 | 0 | 3162.7802 | 0 |  |  | 0 | 0 | 0 | 0 | 0 |  | 0 | 0 | 0 | 0 | 0
| 19810.0766 | 0 | yes | Deficit |  |  | 0 | 0 | 0 | 0 | 0 |  | 0 | 0 | 0 | 0 | 4860 | no |  | 0 | 24300 | no | 19810.0766 | 0 | no | no | 0 | 0 | 0 | 0 | 0 |  | 0 | 0 | 0 | 0 | 0 | 19810.0766 | 12448.8769 | 16053.5467 | 0 | no | Surplus | yes |  | 0 | 0 | 0 | 1630.0707 | 0 | no | 0 | 0 | 0 | 1630.0707 | 0 |  |  | 0 | 0 | 0 | 0 | 0 |  | 0 | 0 | 0 | 0 | 0
| 19165.1915 | 0 | no | Surplus | yes |  | 0 | 0 | 0 | 644.8851 | 0 | no | 0 | 0 | 0 | 644.8851 | 4860 | no | 19165.1915 | 0 | 24300 |  |  | 0 |  |  | 0 | 0 | 0 | 0 | 0 |  | 0 | 0 | 0 | 0 | 0 | 19165.1915 | 11346.311 | 15530.9493 | 0 | no | Surplus | yes |  | 0 | 0 | 0 | 4707.2356 | 0 | no | 0 | 0 | 0 | 4707.2356 | 0 |  |  | 0 | 0 | 0 | 0 | 0 |  | 0 | 0 | 0 | 0 | 0
| 18438.1186 | 0 | no | Surplus | yes |  | 0 | 0 | 0 | 727.0729 | 0 | no | 0 | 0 | 0 | 727.0729 | 4860 | no | 18438.1186 | 0 | 24300 |  |  | 0 |  |  | 0 | 0 | 0 | 0 | 0 |  | 0 | 0 | 0 | 0 | 0 | 18438.1186 | 13744.7646 | 14941.7493 | 0 | no | Surplus | yes |  | 0 | 0 | 0 | 1786.1847 | 0 | no | 0 | 0 | 0 | 1786.1847 | 0 |  |  | 0 | 0 | 0 | 0 | 0 |  | 0 | 0 | 0 | 0 | 0
| 19275.3603 | 0 | yes | Deficit |  |  | 0 | 0 | 0 | 0 | 0 |  | 0 | 0 | 0 | 0 | 4860 | no |  | 0 | 24300 | no | 19275.3603 | 0 | no | no | 0 | 0 | 0 | 0 | 0 |  | 0 | 0 | 0 | 0 | 0 | 19275.3603 | 10924.8538 | 15620.2271 | 0 | no | Surplus | yes |  | 0 | 0 | 0 | 4016.8954 | 0 | no | 0 | 0 | 0 | 4016.8954 | 0 |  |  | 0 | 0 | 0 | 0 | 0 |  | 0 | 0 | 0 | 0 | 0
| 20951.113 | 0 | yes | Deficit |  |  | 0 | 0 | 0 | 0 | 0 |  | 0 | 0 | 0 | 0 | 4860 | no |  | 0 | 24300 | no | 20951.113 | 0 | no | no | 0 | 0 | 0 | 0 | 0 |  | 0 | 0 | 0 | 0 | 0 | 20951.113 | 12456.2189 | 16978.2115 | 0 | no | Surplus | yes |  | 0 | 0 | 0 | 3164.0082 | 0 | no | 0 | 0 | 0 | 3164.0082 | 0 |  |  | 0 | 0 | 0 | 0 | 0 |  | 0 | 0 | 0 | 0 | 0
| 19693.733 | 0 | no | Surplus | yes |  | 0 | 0 | 0 | 1257.3801 | 0 | no | 0 | 0 | 0 | 1257.3801 | 4860 | no | 19693.733 | 0 | 24300 |  |  | 0 |  |  | 0 | 0 | 0 | 0 | 0 |  | 0 | 0 | 0 | 0 | 0 | 19693.733 | 12726.2851 | 15959.265 | 0 | no | Surplus | yes |  | 0 | 0 | 0 | 4251.9264 | 0 | no | 0 | 0 | 0 | 4251.9264 | 0 |  |  | 0 | 0 | 0 | 0 | 0 |  | 0 | 0 | 0 | 0 | 0
| 19412.8548 | 0 | no | Surplus | yes |  | 0 | 0 | 0 | 280.8781 | 0 | no | 0 | 0 | 0 | 280.8781 | 4860 | no | 19412.8548 | 0 | 24300 |  |  | 0 |  |  | 0 | 0 | 0 | 0 | 0 |  | 0 | 0 | 0 | 0 | 0 | 19412.8548 | 12358.2381 | 15731.649 | 0 | no | Surplus | yes |  | 0 | 0 | 0 | 3601.0269 | 0 | no | 0 | 0 | 0 | 3601.0269 | 0 |  |  | 0 | 0 | 0 | 0 | 0 |  | 0 | 0 | 0 | 0 | 0
| 18089.6363 | 0 | no | Surplus | yes |  | 0 | 0 | 0 | 1323.2186 | 0 | no | 0 | 0 | 0 | 1323.2186 | 4860 | no | 18089.6363 | 0 | 24300 |  |  | 0 |  |  | 0 | 0 | 0 | 0 | 0 |  | 0 | 0 | 0 | 0 | 0 | 18089.6363 | 10088.5735 | 14659.3487 | 0 | no | Surplus | yes |  | 0 | 0 | 0 | 5643.0754 | 0 | no | 0 | 0 | 0 | 5643.0754 | 0 |  |  | 0 | 0 | 0 | 0 | 0 |  | 0 | 0 | 0 | 0 | 0
| 16422.0194 | 0 | no | Surplus | yes |  | 0 | 0 | 0 | 1667.6168 | 0 | no | 0 | 0 | 0 | 1667.6168 | 4860 | no | 16422.0194 | 0 | 24300 |  |  | 0 |  |  | 0 | 0 | 0 | 0 | 0 |  | 0 | 0 | 0 | 0 | 0 | 16422.0194 | 12779.7512 | 13307.9574 | 0 | no | Surplus | yes |  | 0 | 0 | 0 | 1879.5975 | 0 | no | 0 | 0 | 0 | 1879.5975 | 0 |  |  | 0 | 0 | 0 | 0 | 0 |  | 0 | 0 | 0 | 0 | 0
| 16043.1781 | 0 | no | Surplus | yes |  | 0 | 0 | 0 | 378.8414 | 0 | no | 0 | 0 | 0 | 378.8414 | 4860 | no | 16043.1781 | 0 | 24300 |  |  | 0 |  |  | 0 | 0 | 0 | 0 | 0 |  | 0 | 0 | 0 | 0 | 0 | 16043.1781 | 11185.8605 | 13000.9547 | 0 | no | Surplus | yes |  | 0 | 0 | 0 | 2122.0969 | 0 | no | 0 | 0 | 0 | 2122.0969 | 0 |  |  | 0 | 0 | 0 | 0 | 0 |  | 0 | 0 | 0 | 0 | 0
| 16755.0247 | 0 | yes | Deficit |  |  | 0 | 0 | 0 | 0 | 0 |  | 0 | 0 | 0 | 0 | 4860 | no |  | 0 | 24300 | no | 16755.0247 | 0 | no | no | 0 | 0 | 0 | 0 | 0 |  | 0 | 0 | 0 | 0 | 0 | 16755.0247 | 11230.0912 | 13577.8158 | 0 | no | Surplus | yes |  | 0 | 0 | 0 | 1770.8635 | 0 | no | 0 | 0 | 0 | 1770.8635 | 0 |  |  | 0 | 0 | 0 | 0 | 0 |  | 0 | 0 | 0 | 0 | 0
| 18419.7343 | 0 | yes | Deficit |  |  | 0 | 0 | 0 | 0 | 0 |  | 0 | 0 | 0 | 0 | 4860 | no |  | 0 | 24300 | no | 18419.7343 | 0 | no | no | 0 | 0 | 0 | 0 | 0 |  | 0 | 0 | 0 | 0 | 0 | 18419.7343 | 11654.3598 | 14926.8511 | 0 | no | Surplus | yes |  | 0 | 0 | 0 | 1923.456 | 0 | no | 0 | 0 | 0 | 1923.456 | 0 |  |  | 0 | 0 | 0 | 0 | 0 |  | 0 | 0 | 0 | 0 | 0
| 17610.0403 | 0 | no | Surplus | yes |  | 0 | 0 | 0 | 809.6939 | 0 | no | 0 | 0 | 0 | 809.6939 | 4860 | no | 17610.0403 | 0 | 24300 |  |  | 0 |  |  | 0 | 0 | 0 | 0 | 0 |  | 0 | 0 | 0 | 0 | 0 | 17610.0403 | 12782.0984 | 14270.6972 | 0 | no | Surplus | yes |  | 0 | 0 | 0 | 2144.7527 | 0 | no | 0 | 0 | 0 | 2144.7527 | 0 |  |  | 0 | 0 | 0 | 0 | 0 |  | 0 | 0 | 0 | 0 | 0
| 20334.9 | 0 | yes | Deficit |  |  | 0 | 0 | 0 | 0 | 0 |  | 0 | 0 | 0 | 0 | 4860 | no |  | 0 | 24300 | no | 20334.9 | 0 | no | no | 0 | 0 | 0 | 0 | 0 |  | 0 | 0 | 0 | 0 | 0 | 20334.9 | 13406.7942 | 16478.8493 | 0 | no | Surplus | yes |  | 0 | 0 | 0 | 863.903 | 0 | no | 0 | 0 | 0 | 863.903 | 0 |  |  | 0 | 0 | 0 | 0 | 0 |  | 0 | 0 | 0 | 0 | 0
| 17817.2335 | 0 | no | Surplus | yes |  | 0 | 0 | 0 | 2517.6665 | 0 | no | 0 | 0 | 0 | 2517.6665 | 4860 | no | 17817.2335 | 0 | 24300 |  |  | 0 |  |  | 0 | 0 | 0 | 0 | 0 |  | 0 | 0 | 0 | 0 | 0 | 17817.2335 | 11275.4657 | 14438.6009 | 0 | no | Surplus | yes |  | 0 | 0 | 0 | 5203.3836 | 0 | no | 0 | 0 | 0 | 5203.3836 | 0 |  |  | 0 | 0 | 0 | 0 | 0 |  | 0 | 0 | 0 | 0 | 0
| 18572.6601 | 0 | yes | Deficit |  |  | 0 | 0 | 0 | 0 | 0 |  | 0 | 0 | 0 | 0 | 4860 | no |  | 0 | 24300 | no | 18572.6601 | 0 | no | no | 0 | 0 | 0 | 0 | 0 |  | 0 | 0 | 0 | 0 | 0 | 18572.6601 | 11337.0647 | 15050.7781 | 0 | no | Surplus | yes |  | 0 | 0 | 0 | 3101.5362 | 0 | no | 0 | 0 | 0 | 3101.5362 | 0 |  |  | 0 | 0 | 0 | 0 | 0 |  | 0 | 0 | 0 | 0 | 0
| 19098.919 | 0 | yes | Deficit |  |  | 0 | 0 | 0 | 0 | 0 |  | 0 | 0 | 0 | 0 | 4860 | no |  | 0 | 24300 | no | 19098.919 | 0 | no | no | 0 | 0 | 0 | 0 | 0 |  | 0 | 0 | 0 | 0 | 0 | 19098.919 | 10449.8394 | 15477.2439 | 0 | no | Surplus | yes |  | 0 | 0 | 0 | 4600.9386 | 0 | no | 0 | 0 | 0 | 4600.9386 | 0 |  |  | 0 | 0 | 0 | 0 | 0 |  | 0 | 0 | 0 | 0 | 0
| 19302.7648 | 0 | yes | Deficit |  |  | 0 | 0 | 0 | 0 | 0 |  | 0 | 0 | 0 | 0 | 4860 | no |  | 0 | 24300 | no | 19302.7648 | 0 | no | no | 0 | 0 | 0 | 0 | 0 |  | 0 | 0 | 0 | 0 | 0 | 19302.7648 | 10772.2805 | 15642.435 | 0 | no | Surplus | yes |  | 0 | 0 | 0 | 4704.9634 | 0 | no | 0 | 0 | 0 | 4704.9634 | 0 |  |  | 0 | 0 | 0 | 0 | 0 |  | 0 | 0 | 0 | 0 | 0
| 17119.096 | 0 | no | Surplus | yes |  | 0 | 0 | 0 | 2183.6688 | 0 | no | 0 | 0 | 0 | 2183.6688 | 4860 | no | 17119.096 | 0 | 24300 |  |  | 0 |  |  | 0 | 0 | 0 | 0 | 0 |  | 0 | 0 | 0 | 0 | 0 | 17119.096 | 11027.1964 | 13872.8493 | 0 | no | Surplus | yes |  | 0 | 0 | 0 | 4615.2386 | 0 | no | 0 | 0 | 0 | 4615.2386 | 0 |  |  | 0 | 0 | 0 | 0 | 0 |  | 0 | 0 | 0 | 0 | 0
| 18271.5767 | 0 | yes | Deficit |  |  | 0 | 0 | 0 | 0 | 0 |  | 0 | 0 | 0 | 0 | 4860 | no |  | 0 | 24300 | no | 18271.5767 | 0 | no | no | 0 | 0 | 0 | 0 | 0 |  | 0 | 0 | 0 | 0 | 0 | 18271.5767 | 11279.4237 | 14806.7883 | 0 | no | Surplus | yes |  | 0 | 0 | 0 | 2593.4255 | 0 | no | 0 | 0 | 0 | 2593.4255 | 0 |  |  | 0 | 0 | 0 | 0 | 0 |  | 0 | 0 | 0 | 0 | 0
| 17677.7632 | 0 | no | Surplus | yes |  | 0 | 0 | 0 | 593.8135 | 0 | no | 0 | 0 | 0 | 593.8135 | 4860 | no | 17677.7632 | 0 | 24300 |  |  | 0 |  |  | 0 | 0 | 0 | 0 | 0 |  | 0 | 0 | 0 | 0 | 0 | 17677.7632 | 11437.9115 | 14325.578 | 0 | no | Surplus | yes |  | 0 | 0 | 0 | 3368.8768 | 0 | no | 0 | 0 | 0 | 3368.8768 | 0 |  |  | 0 | 0 | 0 | 0 | 0 |  | 0 | 0 | 0 | 0 | 0
| 16662.5909 | 0 | no | Surplus | yes |  | 0 | 0 | 0 | 1015.1723 | 0 | no | 0 | 0 | 0 | 1015.1723 | 4860 | no | 16662.5909 | 0 | 24300 |  |  | 0 |  |  | 0 | 0 | 0 | 0 | 0 |  | 0 | 0 | 0 | 0 | 0 | 16662.5909 | 11199.2267 | 13502.91 | 0 | no | Surplus | yes |  | 0 | 0 | 0 | 3126.3513 | 0 | no | 0 | 0 | 0 | 3126.3513 | 0 |  |  | 0 | 0 | 0 | 0 | 0 |  | 0 | 0 | 0 | 0 | 0
| 16945.54 | 0 | yes | Deficit |  |  | 0 | 0 | 0 | 0 | 0 |  | 0 | 0 | 0 | 0 | 4860 | no |  | 0 | 24300 | no | 16945.54 | 0 | no | no | 0 | 0 | 0 | 0 | 0 |  | 0 | 0 | 0 | 0 | 0 | 16945.54 | 10959.1645 | 13732.2042 | 0 | no | Surplus | yes |  | 0 | 0 | 0 | 2543.7455 | 0 | no | 0 | 0 | 0 | 2543.7455 | 0 |  |  | 0 | 0 | 0 | 0 | 0 |  | 0 | 0 | 0 | 0 | 0
| 16682.1563 | 0 | no | Surplus | yes |  | 0 | 0 | 0 | 263.3837 | 0 | no | 0 | 0 | 0 | 263.3837 | 4860 | no | 16682.1563 | 0 | 24300 |  |  | 0 |  |  | 0 | 0 | 0 | 0 | 0 |  | 0 | 0 | 0 | 0 | 0 | 16682.1563 | 11333.3953 | 13518.7652 | 0 | no | Surplus | yes |  | 0 | 0 | 0 | 2398.8089 | 0 | no | 0 | 0 | 0 | 2398.8089 | 0 |  |  | 0 | 0 | 0 | 0 | 0 |  | 0 | 0 | 0 | 0 | 0
| 17609.9861 | 0 | yes | Deficit |  |  | 0 | 0 | 0 | 0 | 0 |  | 0 | 0 | 0 | 0 | 4860 | no |  | 0 | 24300 | no | 17609.9861 | 0 | no | no | 0 | 0 | 0 | 0 | 0 |  | 0 | 0 | 0 | 0 | 0 | 17609.9861 | 10959.5281 | 14270.6532 | 0 | no | Surplus | yes |  | 0 | 0 | 0 | 2559.2371 | 0 | no | 0 | 0 | 0 | 2559.2371 | 0 |  |  | 0 | 0 | 0 | 0 | 0 |  | 0 | 0 | 0 | 0 | 0
| 17833.0993 | 0 | yes | Deficit |  |  | 0 | 0 | 0 | 0 | 0 |  | 0 | 0 | 0 | 0 | 4860 | no |  | 0 | 24300 | no | 17833.0993 | 0 | no | no | 0 | 0 | 0 | 0 | 0 |  | 0 | 0 | 0 | 0 | 0 | 17833.0993 | 11328.2797 | 14451.4581 | 0 | no | Surplus | yes |  | 0 | 0 | 0 | 2942.3735 | 0 | no | 0 | 0 | 0 | 2942.3735 | 0 |  |  | 0 | 0 | 0 | 0 | 0 |  | 0 | 0 | 0 | 0 | 0
| 20126.6546 | 0 | yes | Deficit |  |  | 0 | 0 | 0 | 0 | 0 |  | 0 | 0 | 0 | 0 | 4860 | no |  | 0 | 24300 | no | 20126.6546 | 0 | no | no | 0 | 0 | 0 | 0 | 0 |  | 0 | 0 | 0 | 0 | 0 | 20126.6546 | 11476.8861 | 16310.0929 | 0 | no | Surplus | yes |  | 0 | 0 | 0 | 2974.5721 | 0 | no | 0 | 0 | 0 | 2974.5721 | 0 |  |  | 0 | 0 | 0 | 0 | 0 |  | 0 | 0 | 0 | 0 | 0
| 22211.0134 | 0 | yes | Deficit |  |  | 0 | 0 | 0 | 0 | 0 |  | 0 | 0 | 0 | 0 | 4860 | no |  | 0 | 24300 | no | 22211.0134 | 0 | no | no | 0 | 0 | 0 | 0 | 0 |  | 0 | 0 | 0 | 0 | 0 | 22211.0134 | 11453.4604 | 17999.2005 | 0 | no | Surplus | yes |  | 0 | 0 | 0 | 4856.6325 | 0 | no | 0 | 0 | 0 | 4856.6325 | 0 |  |  | 0 | 0 | 0 | 0 | 0 |  | 0 | 0 | 0 | 0 | 0
| 20402.8069 | 0 | no | Surplus | yes |  | 0 | 0 | 0 | 1808.2065 | 0 | no | 0 | 0 | 0 | 1808.2065 | 4860 | no | 20402.8069 | 0 | 24300 |  |  | 0 |  |  | 0 | 0 | 0 | 0 | 0 |  | 0 | 0 | 0 | 0 | 0 | 20402.8069 | 10717.2771 | 16533.8792 | 0 | no | Surplus | yes |  | 0 | 0 | 0 | 7281.9234 | 0 | no | 0 | 0 | 0 | 7281.9234 | 0 |  |  | 0 | 0 | 0 | 0 | 0 |  | 0 | 0 | 0 | 0 | 0
| 19491.1017 | 0 | no | Surplus | yes |  | 0 | 0 | 0 | 911.7052 | 0 | no | 0 | 0 | 0 | 911.7052 | 4860 | no | 19491.1017 | 0 | 24300 |  |  | 0 |  |  | 0 | 0 | 0 | 0 | 0 |  | 0 | 0 | 0 | 0 | 0 | 19491.1017 | 10860.4665 | 15795.0581 | 0 | no | Surplus | yes |  | 0 | 0 | 0 | 5673.4127 | 0 | no | 0 | 0 | 0 | 5673.4127 | 0 |  |  | 0 | 0 | 0 | 0 | 0 |  | 0 | 0 | 0 | 0 | 0
| 21453.4287 | 0 | yes | Deficit |  |  | 0 | 0 | 0 | 0 | 0 |  | 0 | 0 | 0 | 0 | 4860 | no |  | 0 | 24300 | no | 21453.4287 | 0 | no | no | 0 | 0 | 0 | 0 | 0 |  | 0 | 0 | 0 | 0 | 0 | 21453.4287 | 11755.1158 | 17385.2744 | 0 | no | Surplus | yes |  | 0 | 0 | 0 | 4039.9423 | 0 | no | 0 | 0 | 0 | 4039.9423 | 0 |  |  | 0 | 0 | 0 | 0 | 0 |  | 0 | 0 | 0 | 0 | 0
| 19234.4194 | 0 | no | Surplus | yes |  | 0 | 0 | 0 | 2219.0093 | 0 | no | 0 | 0 | 0 | 2219.0093 | 4860 | no | 19234.4194 | 0 | 24300 |  |  | 0 |  |  | 0 | 0 | 0 | 0 | 0 |  | 0 | 0 | 0 | 0 | 0 | 19234.4194 | 10872.4977 | 15587.0497 | 0 | no | Surplus | yes |  | 0 | 0 | 0 | 6512.7767 | 0 | no | 0 | 0 | 0 | 6512.7767 | 0 |  |  | 0 | 0 | 0 | 0 | 0 |  | 0 | 0 | 0 | 0 | 0
| 21619.1847 | 0 | yes | Deficit |  |  | 0 | 0 | 0 | 0 | 0 |  | 0 | 0 | 0 | 0 | 4860 | no |  | 0 | 24300 | no | 21619.1847 | 0 | no | no | 0 | 0 | 0 | 0 | 0 |  | 0 | 0 | 0 | 0 | 0 | 21619.1847 | 14352.7796 | 17519.5986 | 0 | no | Surplus | yes |  | 0 | 0 | 0 | 1234.2702 | 0 | no | 0 | 0 | 0 | 1234.2702 | 0 |  |  | 0 | 0 | 0 | 0 | 0 |  | 0 | 0 | 0 | 0 | 0
| 20959.7916 | 0 | no | Surplus | yes |  | 0 | 0 | 0 | 659.3932 | 0 | no | 0 | 0 | 0 | 659.3932 | 4860 | no | 20959.7916 | 0 | 24300 |  |  | 0 |  |  | 0 | 0 | 0 | 0 | 0 |  | 0 | 0 | 0 | 0 | 0 | 20959.7916 | 13466.9302 | 16985.2444 | 0 | no | Surplus | yes |  | 0 | 0 | 0 | 4052.6684 | 0 | no | 0 | 0 | 0 | 4052.6684 | 0 |  |  | 0 | 0 | 0 | 0 | 0 |  | 0 | 0 | 0 | 0 | 0
| 19674.8934 | 0 | no | Surplus | yes |  | 0 | 0 | 0 | 1284.8981 | 0 | no | 0 | 0 | 0 | 1284.8981 | 4860 | no | 19674.8934 | 0 | 24300 |  |  | 0 |  |  | 0 | 0 | 0 | 0 | 0 |  | 0 | 0 | 0 | 0 | 0 | 19674.8934 | 14604.4812 | 15943.9979 | 0 | no | Surplus | yes |  | 0 | 0 | 0 | 2380.7631 | 0 | no | 0 | 0 | 0 | 2380.7631 | 0 |  |  | 0 | 0 | 0 | 0 | 0 |  | 0 | 0 | 0 | 0 | 0
| 20834.6125 | 0 | yes | Deficit |  |  | 0 | 0 | 0 | 0 | 0 |  | 0 | 0 | 0 | 0 | 4860 | no |  | 0 | 24300 | no | 20834.6125 | 0 | no | no | 0 | 0 | 0 | 0 | 0 |  | 0 | 0 | 0 | 0 | 0 | 20834.6125 | 13715.8049 | 16883.8026 | 0 | no | Surplus | yes |  | 0 | 0 | 0 | 2228.193 | 0 | no | 0 | 0 | 0 | 2228.193 | 0 |  |  | 0 | 0 | 0 | 0 | 0 |  | 0 | 0 | 0 | 0 | 0
| 19637.1132 | 0 | no | Surplus | yes |  | 0 | 0 | 0 | 1197.4993 | 0 | no | 0 | 0 | 0 | 1197.4993 | 4860 | no | 19637.1132 | 0 | 24300 |  |  | 0 |  |  | 0 | 0 | 0 | 0 | 0 |  | 0 | 0 | 0 | 0 | 0 | 19637.1132 | 14661.1233 | 15913.3818 | 0 | no | Surplus | yes |  | 0 | 0 | 0 | 2222.6794 | 0 | no | 0 | 0 | 0 | 2222.6794 | 0 |  |  | 0 | 0 | 0 | 0 | 0 |  | 0 | 0 | 0 | 0 | 0
| 21725.1708 | 0 | yes | Deficit |  |  | 0 | 0 | 0 | 0 | 0 |  | 0 | 0 | 0 | 0 | 4860 | no |  | 0 | 24300 | no | 21725.1708 | 0 | no | no | 0 | 0 | 0 | 0 | 0 |  | 0 | 0 | 0 | 0 | 0 | 21725.1708 | 15455.4705 | 17605.4868 | 0 | no | Surplus | yes |  | 0 | 0 | 0 | 457.9113 | 0 | no | 0 | 0 | 0 | 457.9113 | 0 |  |  | 0 | 0 | 0 | 0 | 0 |  | 0 | 0 | 0 | 0 | 0
| 20292.0798 | 0 | no | Surplus | yes |  | 0 | 0 | 0 | 1433.091 | 0 | no | 0 | 0 | 0 | 1433.091 | 4860 | no | 20292.0798 | 0 | 24300 |  |  | 0 |  |  | 0 | 0 | 0 | 0 | 0 |  | 0 | 0 | 0 | 0 | 0 | 20292.0798 | 14618.9837 | 16444.1489 | 0 | no | Surplus | yes |  | 0 | 0 | 0 | 2986.5031 | 0 | no | 0 | 0 | 0 | 2986.5031 | 0 |  |  | 0 | 0 | 0 | 0 | 0 |  | 0 | 0 | 0 | 0 | 0
| 22411.165 | 0 | yes | Deficit |  |  | 0 | 0 | 0 | 0 | 0 |  | 0 | 0 | 0 | 0 | 4860 | no |  | 0 | 24300 | no | 22411.165 | 0 | no | no | 0 | 0 | 0 | 0 | 0 |  | 0 | 0 | 0 | 0 | 0 | 22411.165 | 14258.5004 | 18161.3979 | 0 | no | Surplus | yes |  | 0 | 0 | 0 | 2185.6485 | 0 | no | 0 | 0 | 0 | 2185.6485 | 0 |  |  | 0 | 0 | 0 | 0 | 0 |  | 0 | 0 | 0 | 0 | 0
| 23486.4574 | 0 | yes | Deficit |  |  | 0 | 0 | 0 | 0 | 0 |  | 0 | 0 | 0 | 0 | 4860 | no |  | 0 | 24300 | no | 23486.4574 | 0 | no | no | 0 | 0 | 0 | 0 | 0 |  | 0 | 0 | 0 | 0 | 0 | 23486.4574 | 14638.2077 | 19032.7856 | 0 | no | Surplus | yes |  | 0 | 0 | 0 | 3523.1902 | 0 | no | 0 | 0 | 0 | 3523.1902 | 0 |  |  | 0 | 0 | 0 | 0 | 0 |  | 0 | 0 | 0 | 0 | 0
| 25168.1826 | 0 | yes | Deficit |  |  | 0 | 0 | 0 | 0 | 0 |  | 0 | 0 | 0 | 0 | 4860 | no |  | 0 | 24300 | yes | 24300 | 868.1826 | yes |  | 0 | 0 | 0 | 868.1826 | 0 | no | 0 | 0 | 0 | 868.1826 | 0 | 24300 | 14396.7308 | 19692.0583 | 0 | no | Surplus | yes |  | 0 | 0 | 0 | 4636.0548 | 0 | no | 0 | 0 | 0 | 4636.0548 | 0 |  |  | 0 | 0 | 0 | 0 | 0 |  | 0 | 0 | 0 | 0 | 0
| 24315.4475 | 0 | yes | Deficit |  |  | 0 | 0 | 0 | 0 | 0 |  | 0 | 0 | 0 | 0 | 4860 | no |  | 0 | 24300 | yes | 24300 | 15.4475 | yes |  | 0 | 0 | 0 | 15.4475 | 0 | no | 0 | 0 | 0 | 15.4475 | 0 | 24300 | 15189.4892 | 19692.0583 | 0 | no | Surplus | yes |  | 0 | 0 | 0 | 4502.5691 | 0 | no | 0 | 0 | 0 | 4502.5691 | 0 |  |  | 0 | 0 | 0 | 0 | 0 |  | 0 | 0 | 0 | 0 | 0
| 24308.4967 | 0 | yes | Deficit |  |  | 0 | 0 | 0 | 0 | 0 |  | 0 | 0 | 0 | 0 | 4860 | no |  | 0 | 24300 | yes | 24300 | 8.4967 | yes |  | 0 | 0 | 0 | 8.4967 | 0 | no | 0 | 0 | 0 | 8.4967 | 0 | 24300 | 14375.357 | 19692.0583 | 0 | no | Surplus | yes |  | 0 | 0 | 0 | 5316.7014 | 0 | no | 0 | 0 | 0 | 5316.7014 | 0 |  |  | 0 | 0 | 0 | 0 | 0 |  | 0 | 0 | 0 | 0 | 0
| 23625.5645 | 0 | no | Surplus | yes |  | 0 | 0 | 0 | 674.4355 | 0 | no | 0 | 0 | 0 | 674.4355 | 4860 | no | 23625.5645 | 0 | 24300 |  |  | 0 |  |  | 0 | 0 | 0 | 0 | 0 |  | 0 | 0 | 0 | 0 | 0 | 23625.5645 | 14921.7705 | 19145.5142 | 0 | no | Surplus | yes |  | 0 | 0 | 0 | 4770.2879 | 0 | no | 0 | 0 | 0 | 4770.2879 | 0 |  |  | 0 | 0 | 0 | 0 | 0 |  | 0 | 0 | 0 | 0 | 0
| 21184.3745 | 0 | no | Surplus | yes |  | 0 | 0 | 0 | 2441.19 | 0 | no | 0 | 0 | 0 | 2441.19 | 4860 | no | 21184.3745 | 0 | 24300 |  |  | 0 |  |  | 0 | 0 | 0 | 0 | 0 |  | 0 | 0 | 0 | 0 | 0 | 21184.3745 | 15241.7418 | 17167.2403 | 0 | no | Surplus | yes |  | 0 | 0 | 0 | 3903.7723 | 0 | no | 0 | 0 | 0 | 3903.7723 | 0 |  |  | 0 | 0 | 0 | 0 | 0 |  | 0 | 0 | 0 | 0 | 0
| 21336.4547 | 0 | yes | Deficit |  |  | 0 | 0 | 0 | 0 | 0 |  | 0 | 0 | 0 | 0 | 4860 | no |  | 0 | 24300 | no | 21336.4547 | 0 | no | no | 0 | 0 | 0 | 0 | 0 |  | 0 | 0 | 0 | 0 | 0 | 21336.4547 | 15292.4848 | 17290.4819 | 0 | no | Surplus | yes |  | 0 | 0 | 0 | 1874.7555 | 0 | no | 0 | 0 | 0 | 1874.7555 | 0 |  |  | 0 | 0 | 0 | 0 | 0 |  | 0 | 0 | 0 | 0 | 0
| 23513.6668 | 0 | yes | Deficit |  |  | 0 | 0 | 0 | 0 | 0 |  | 0 | 0 | 0 | 0 | 4860 | no |  | 0 | 24300 | no | 23513.6668 | 0 | no | no | 0 | 0 | 0 | 0 | 0 |  | 0 | 0 | 0 | 0 | 0 | 23513.6668 | 14812.6579 | 19054.8353 | 0 | no | Surplus | yes |  | 0 | 0 | 0 | 2477.824 | 0 | no | 0 | 0 | 0 | 2477.824 | 0 |  |  | 0 | 0 | 0 | 0 | 0 |  | 0 | 0 | 0 | 0 | 0
| 24559.0717 | 0 | yes | Deficit |  |  | 0 | 0 | 0 | 0 | 0 |  | 0 | 0 | 0 | 0 | 4860 | no |  | 0 | 24300 | yes | 24300 | 259.0717 | yes |  | 0 | 0 | 0 | 259.0717 | 0 | no | 0 | 0 | 0 | 259.0717 | 0 | 24300 | 14775.2591 | 19692.0583 | 0 | no | Surplus | yes |  | 0 | 0 | 0 | 4279.5762 | 0 | no | 0 | 0 | 0 | 4279.5762 | 0 |  |  | 0 | 0 | 0 | 0 | 0 |  | 0 | 0 | 0 | 0 | 0
| 21063.0083 | 0 | no | Surplus | yes |  | 0 | 0 | 0 | 3236.9917 | 0 | no | 0 | 0 | 0 | 3236.9917 | 4860 | no | 21063.0083 | 0 | 24300 |  |  | 0 |  |  | 0 | 0 | 0 | 0 | 0 |  | 0 | 0 | 0 | 0 | 0 | 21063.0083 | 15730.7035 | 17068.8884 | 0 | no | Surplus | yes |  | 0 | 0 | 0 | 3961.3548 | 0 | no | 0 | 0 | 0 | 3961.3548 | 0 |  |  | 0 | 0 | 0 | 0 | 0 |  | 0 | 0 | 0 | 0 | 0
| 20929.8938 | 0 | no | Surplus | yes |  | 0 | 0 | 0 | 133.1144 | 0 | no | 0 | 0 | 0 | 133.1144 | 4860 | no | 20929.8938 | 0 | 24300 |  |  | 0 |  |  | 0 | 0 | 0 | 0 | 0 |  | 0 | 0 | 0 | 0 | 0 | 20929.8938 | 15378.4669 | 16961.0161 | 0 | no | Surplus | yes |  | 0 | 0 | 0 | 1690.4215 | 0 | no | 0 | 0 | 0 | 1690.4215 | 0 |  |  | 0 | 0 | 0 | 0 | 0 |  | 0 | 0 | 0 | 0 | 0
| 20499.3979 | 0 | no | Surplus | yes |  | 0 | 0 | 0 | 430.4959 | 0 | no | 0 | 0 | 0 | 430.4959 | 4860 | no | 20499.3979 | 0 | 24300 |  |  | 0 |  |  | 0 | 0 | 0 | 0 | 0 |  | 0 | 0 | 0 | 0 | 0 | 20499.3979 | 15505.6163 | 16612.1539 | 0 | no | Surplus | yes |  | 0 | 0 | 0 | 1455.3998 | 0 | no | 0 | 0 | 0 | 1455.3998 | 0 |  |  | 0 | 0 | 0 | 0 | 0 |  | 0 | 0 | 0 | 0 | 0
| 21306.911 | 0 | yes | Deficit |  |  | 0 | 0 | 0 | 0 | 0 |  | 0 | 0 | 0 | 0 | 4860 | no |  | 0 | 24300 | no | 21306.911 | 0 | no | no | 0 | 0 | 0 | 0 | 0 |  | 0 | 0 | 0 | 0 | 0 | 21306.911 | 15325.1234 | 17266.5405 | 0 | no | Surplus | yes |  | 0 | 0 | 0 | 1287.0305 | 0 | no | 0 | 0 | 0 | 1287.0305 | 0 |  |  | 0 | 0 | 0 | 0 | 0 |  | 0 | 0 | 0 | 0 | 0
| 21051.0581 | 0 | no | Surplus | yes |  | 0 | 0 | 0 | 255.8529 | 0 | no | 0 | 0 | 0 | 255.8529 | 4860 | no | 21051.0581 | 0 | 24300 |  |  | 0 |  |  | 0 | 0 | 0 | 0 | 0 |  | 0 | 0 | 0 | 0 | 0 | 21051.0581 | 14910.8271 | 17059.2043 | 0 | no | Surplus | yes |  | 0 | 0 | 0 | 2355.7134 | 0 | no | 0 | 0 | 0 | 2355.7134 | 0 |  |  | 0 | 0 | 0 | 0 | 0 |  | 0 | 0 | 0 | 0 | 0
| 20440.5588 | 0 | no | Surplus | yes |  | 0 | 0 | 0 | 610.4993 | 0 | no | 0 | 0 | 0 | 610.4993 | 4860 | no | 20440.5588 | 0 | 24300 |  |  | 0 |  |  | 0 | 0 | 0 | 0 | 0 |  | 0 | 0 | 0 | 0 | 0 | 20440.5588 | 14543.4942 | 16564.4723 | 0 | no | Surplus | yes |  | 0 | 0 | 0 | 2515.7101 | 0 | no | 0 | 0 | 0 | 2515.7101 | 0 |  |  | 0 | 0 | 0 | 0 | 0 |  | 0 | 0 | 0 | 0 | 0
| 18266.6532 | 0 | no | Surplus | yes |  | 0 | 0 | 0 | 2173.9056 | 0 | no | 0 | 0 | 0 | 2173.9056 | 4860 | no | 18266.6532 | 0 | 24300 |  |  | 0 |  |  | 0 | 0 | 0 | 0 | 0 |  | 0 | 0 | 0 | 0 | 0 | 18266.6532 | 14016.8184 | 14802.7984 | 0 | no | Surplus | yes |  | 0 | 0 | 0 | 2547.6539 | 0 | no | 0 | 0 | 0 | 2547.6539 | 0 |  |  | 0 | 0 | 0 | 0 | 0 |  | 0 | 0 | 0 | 0 | 0
| 18975.3835 | 0 | yes | Deficit |  |  | 0 | 0 | 0 | 0 | 0 |  | 0 | 0 | 0 | 0 | 4860 | no |  | 0 | 24300 | no | 18975.3835 | 0 | no | no | 0 | 0 | 0 | 0 | 0 |  | 0 | 0 | 0 | 0 | 0 | 18975.3835 | 14905.525 | 15377.1341 | 0 | yes | Deficit |  |  | 0 | 0 | 0 | 0 | 0 |  | 0 | 0 | 0 | 0 | 102.7266 | yes |  | 0 | 0 | 0 | 102.7266 | 0 | no | 0 | 0 | 0 | 102.7266 | 0
| 15577.3439 | 0 | no | Surplus | yes |  | 0 | 0 | 0 | 3398.0396 | 0 | no | 0 | 0 | 0 | 3398.0396 | 4860 | no | 15577.3439 | 0 | 24300 |  |  | 0 |  |  | 0 | 0 | 0 | 0 | 0 |  | 0 | 0 | 0 | 0 | 0 | 15577.3439 | 15652.6832 | 12623.4553 | 0 | yes | Deficit |  |  | 0 | 0 | 0 | 0 | 0 |  | 0 | 0 | 0 | 0 | 275.5491 | yes |  | 0 | 0 | 0 | 275.5491 | 0 | no | 0 | 0 | 0 | 275.5491 | 0
| 17635.8638 | 0 | yes | Deficit |  |  | 0 | 0 | 0 | 0 | 0 |  | 0 | 0 | 0 | 0 | 4860 | no |  | 0 | 24300 | no | 17635.8638 | 0 | no | no | 0 | 0 | 0 | 0 | 0 |  | 0 | 0 | 0 | 0 | 0 | 17635.8638 | 14815.2129 | 14291.6238 | 0 | yes | Deficit |  |  | 0 | 0 | 0 | 0 | 0 |  | 0 | 0 | 0 | 0 | 2191.7575 | yes |  | 0 | 0 | 0 | 2191.7575 | 0 | no | 0 | 0 | 0 | 2191.7575 | 0
| 15826.5397 | 0 | no | Surplus | yes |  | 0 | 0 | 0 | 1809.3241 | 0 | no | 0 | 0 | 0 | 1809.3241 | 4860 | no | 15826.5397 | 0 | 24300 |  |  | 0 |  |  | 0 | 0 | 0 | 0 | 0 |  | 0 | 0 | 0 | 0 | 0 | 15826.5397 | 15853.453 | 12825.3969 | 0 | yes | Deficit |  |  | 0 | 0 | 0 | 0 | 0 |  | 0 | 0 | 0 | 0 | 1561.8291 | yes |  | 0 | 0 | 0 | 1561.8291 | 0 | no | 0 | 0 | 0 | 1561.8291 | 0
| 14615.1988 | 0 | no | Surplus | yes |  | 0 | 0 | 0 | 1211.3409 | 0 | no | 0 | 0 | 0 | 1211.3409 | 4860 | no | 14615.1988 | 0 | 24300 |  |  | 0 |  |  | 0 | 0 | 0 | 0 | 0 |  | 0 | 0 | 0 | 0 | 0 | 14615.1988 | 16775.852 | 11843.7591 | 0 | yes | Deficit |  |  | 0 | 0 | 0 | 0 | 0 |  | 0 | 0 | 0 | 0 | 3950.4552 | yes |  | 0 | 0 | 0 | 3950.4552 | 0 | no | 0 | 0 | 0 | 3950.4552 | 0
| 15605.6905 | 0 | yes | Deficit |  |  | 0 | 0 | 0 | 0 | 0 |  | 0 | 0 | 0 | 0 | 4860 | no |  | 0 | 24300 | no | 15605.6905 | 0 | no | no | 0 | 0 | 0 | 0 | 0 |  | 0 | 0 | 0 | 0 | 0 | 15605.6905 | 16156.9158 | 12646.4267 | 0 | yes | Deficit |  |  | 0 | 0 | 0 | 0 | 0 |  | 0 | 0 | 0 | 0 | 4313.1567 | yes |  | 0 | 0 | 0 | 4313.1567 | 0 | no | 0 | 0 | 0 | 4313.1567 | 0
| 17853.788 | 0 | yes | Deficit |  |  | 0 | 0 | 0 | 0 | 0 |  | 0 | 0 | 0 | 0 | 4860 | no |  | 0 | 24300 | no | 17853.788 | 0 | no | no | 0 | 0 | 0 | 0 | 0 |  | 0 | 0 | 0 | 0 | 0 | 17853.788 | 15764.5308 | 14468.2236 | 0 | yes | Deficit |  |  | 0 | 0 | 0 | 0 | 0 |  | 0 | 0 | 0 | 0 | 3118.1041 | yes |  | 0 | 0 | 0 | 3118.1041 | 0 | no | 0 | 0 | 0 | 3118.1041 | 0
| 22143.9168 | 0 | yes | Deficit |  |  | 0 | 0 | 0 | 0 | 0 |  | 0 | 0 | 0 | 0 | 4860 | no |  | 0 | 24300 | no | 22143.9168 | 0 | no | no | 0 | 0 | 0 | 0 | 0 |  | 0 | 0 | 0 | 0 | 0 | 22143.9168 | 15490.1701 | 17944.8272 | 0 | yes | Deficit |  |  | 0 | 0 | 0 | 0 | 0 |  | 0 | 0 | 0 | 0 | 1021.9465 | yes |  | 0 | 0 | 0 | 1021.9465 | 0 | no | 0 | 0 | 0 | 1021.9465 | 0
| 18724.4889 | 0 | no | Surplus | yes |  | 0 | 0 | 0 | 3419.4279 | 0 | no | 0 | 0 | 0 | 3419.4279 | 4860 | no | 18724.4889 | 0 | 24300 |  |  | 0 |  |  | 0 | 0 | 0 | 0 | 0 |  | 0 | 0 | 0 | 0 | 0 | 18724.4889 | 14441.5456 | 15173.8159 | 0 | no | Surplus | yes |  | 0 | 0 | 0 | 3503.2816 | 0 | no | 0 | 0 | 0 | 3503.2816 | 0 |  |  | 0 | 0 | 0 | 0 | 0 |  | 0 | 0 | 0 | 0 | 0
| 19478.0388 | 0 | yes | Deficit |  |  | 0 | 0 | 0 | 0 | 0 |  | 0 | 0 | 0 | 0 | 4860 | no |  | 0 | 24300 | no | 19478.0388 | 0 | no | no | 0 | 0 | 0 | 0 | 0 |  | 0 | 0 | 0 | 0 | 0 | 19478.0388 | 15595.9819 | 15784.4723 | 0 | yes | Deficit |  |  | 0 | 0 | 0 | 0 | 0 |  | 0 | 0 | 0 | 0 | 422.166 | yes |  | 0 | 0 | 0 | 422.166 | 0 | no | 0 | 0 | 0 | 422.166 | 0
| 18007.9115 | 0 | no | Surplus | yes |  | 0 | 0 | 0 | 1470.1273 | 0 | no | 0 | 0 | 0 | 1470.1273 | 4860 | no | 18007.9115 | 0 | 24300 |  |  | 0 |  |  | 0 | 0 | 0 | 0 | 0 |  | 0 | 0 | 0 | 0 | 0 | 18007.9115 | 14956.1778 | 14593.1212 | 0 | no | Surplus | yes |  | 0 | 0 | 0 | 828.2945 | 0 | no | 0 | 0 | 0 | 828.2945 | 0 |  |  | 0 | 0 | 0 | 0 | 0 |  | 0 | 0 | 0 | 0 | 0
| 20410.3 | 0 | yes | Deficit |  |  | 0 | 0 | 0 | 0 | 0 |  | 0 | 0 | 0 | 0 | 4860 | no |  | 0 | 24300 | no | 20410.3 | 0 | no | no | 0 | 0 | 0 | 0 | 0 |  | 0 | 0 | 0 | 0 | 0 | 20410.3 | 13939.9252 | 16539.9513 | 0 | no | Surplus | yes |  | 0 | 0 | 0 | 653.196 | 0 | no | 0 | 0 | 0 | 653.196 | 0 |  |  | 0 | 0 | 0 | 0 | 0 |  | 0 | 0 | 0 | 0 | 0
| 21267.1658 | 0 | yes | Deficit |  |  | 0 | 0 | 0 | 0 | 0 |  | 0 | 0 | 0 | 0 | 4860 | no |  | 0 | 24300 | no | 21267.1658 | 0 | no | no | 0 | 0 | 0 | 0 | 0 |  | 0 | 0 | 0 | 0 | 0 | 21267.1658 | 12089.3176 | 17234.3321 | 0 | no | Surplus | yes |  | 0 | 0 | 0 | 4450.6337 | 0 | no | 0 | 0 | 0 | 4450.6337 | 0 |  |  | 0 | 0 | 0 | 0 | 0 |  | 0 | 0 | 0 | 0 | 0
| 21384.1169 | 0 | yes | Deficit |  |  | 0 | 0 | 0 | 0 | 0 |  | 0 | 0 | 0 | 0 | 4860 | no |  | 0 | 24300 | no | 21384.1169 | 0 | no | no | 0 | 0 | 0 | 0 | 0 |  | 0 | 0 | 0 | 0 | 0 | 21384.1169 | 10877.8609 | 17329.1061 | 0 | no | Surplus | yes |  | 0 | 0 | 0 | 6356.4712 | 0 | no | 0 | 0 | 0 | 6356.4712 | 0 |  |  | 0 | 0 | 0 | 0 | 0 |  | 0 | 0 | 0 | 0 | 0
| 19900.0637 | 0 | no | Surplus | yes |  | 0 | 0 | 0 | 1484.0532 | 0 | no | 0 | 0 | 0 | 1484.0532 | 4860 | no | 19900.0637 | 0 | 24300 |  |  | 0 |  |  | 0 | 0 | 0 | 0 | 0 |  | 0 | 0 | 0 | 0 | 0 | 19900.0637 | 9954.6437 | 16126.4698 | 0 | no | Surplus | yes |  | 0 | 0 | 0 | 7374.4624 | 0 | no | 0 | 0 | 0 | 7374.4624 | 0 |  |  | 0 | 0 | 0 | 0 | 0 |  | 0 | 0 | 0 | 0 | 0
| 20214.4321 | 0 | yes | Deficit |  |  | 0 | 0 | 0 | 0 | 0 |  | 0 | 0 | 0 | 0 | 4860 | no |  | 0 | 24300 | no | 20214.4321 | 0 | no | no | 0 | 0 | 0 | 0 | 0 |  | 0 | 0 | 0 | 0 | 0 | 20214.4321 | 10163.3438 | 16381.2254 | 0 | no | Surplus | yes |  | 0 | 0 | 0 | 5963.1259 | 0 | no | 0 | 0 | 0 | 5963.1259 | 0 |  |  | 0 | 0 | 0 | 0 | 0 |  | 0 | 0 | 0 | 0 | 0
| 19564.8661 | 0 | no | Surplus | yes |  | 0 | 0 | 0 | 649.5661 | 0 | no | 0 | 0 | 0 | 649.5661 | 4860 | no | 19564.8661 | 0 | 24300 |  |  | 0 |  |  | 0 | 0 | 0 | 0 | 0 |  | 0 | 0 | 0 | 0 | 0 | 19564.8661 | 12104.0492 | 15854.8347 | 0 | no | Surplus | yes |  | 0 | 0 | 0 | 4277.1762 | 0 | no | 0 | 0 | 0 | 4277.1762 | 0 |  |  | 0 | 0 | 0 | 0 | 0 |  | 0 | 0 | 0 | 0 | 0
| 18603.2454 | 0 | no | Surplus | yes |  | 0 | 0 | 0 | 961.6206 | 0 | no | 0 | 0 | 0 | 961.6206 | 4860 | no | 18603.2454 | 0 | 24300 |  |  | 0 |  |  | 0 | 0 | 0 | 0 | 0 |  | 0 | 0 | 0 | 0 | 0 | 18603.2454 | 9966.0648 | 15075.5636 | 0 | no | Surplus | yes |  | 0 | 0 | 0 | 5888.77 | 0 | no | 0 | 0 | 0 | 5888.77 | 0 |  |  | 0 | 0 | 0 | 0 | 0 |  | 0 | 0 | 0 | 0 | 0
| 20568.2908 | 0 | yes | Deficit |  |  | 0 | 0 | 0 | 0 | 0 |  | 0 | 0 | 0 | 0 | 4860 | no |  | 0 | 24300 | no | 20568.2908 | 0 | no | no | 0 | 0 | 0 | 0 | 0 |  | 0 | 0 | 0 | 0 | 0 | 20568.2908 | 9950.8063 | 16667.9828 | 0 | no | Surplus | yes |  | 0 | 0 | 0 | 5124.7573 | 0 | no | 0 | 0 | 0 | 5124.7573 | 0 |  |  | 0 | 0 | 0 | 0 | 0 |  | 0 | 0 | 0 | 0 | 0
| 23093.9791 | 0 | yes | Deficit |  |  | 0 | 0 | 0 | 0 | 0 |  | 0 | 0 | 0 | 0 | 4860 | no |  | 0 | 24300 | no | 23093.9791 | 0 | no | no | 0 | 0 | 0 | 0 | 0 |  | 0 | 0 | 0 | 0 | 0 | 23093.9791 | 10136.1806 | 18714.7318 | 0 | no | Surplus | yes |  | 0 | 0 | 0 | 6531.8022 | 0 | no | 0 | 0 | 0 | 6531.8022 | 0 |  |  | 0 | 0 | 0 | 0 | 0 |  | 0 | 0 | 0 | 0 | 0
| 19973.1308 | 0 | no | Surplus | yes |  | 0 | 0 | 0 | 3120.8482 | 0 | no | 0 | 0 | 0 | 3120.8482 | 4860 | no | 19973.1308 | 0 | 24300 |  |  | 0 |  |  | 0 | 0 | 0 | 0 | 0 |  | 0 | 0 | 0 | 0 | 0 | 19973.1308 | 10328.7725 | 16185.6814 | 0 | no | Surplus | yes |  | 0 | 0 | 0 | 8385.9593 | 0 | no | 0 | 0 | 0 | 8385.9593 | 0 |  |  | 0 | 0 | 0 | 0 | 0 |  | 0 | 0 | 0 | 0 | 0
| 20721.6533 | 0 | yes | Deficit |  |  | 0 | 0 | 0 | 0 | 0 |  | 0 | 0 | 0 | 0 | 4860 | no |  | 0 | 24300 | no | 20721.6533 | 0 | no | no | 0 | 0 | 0 | 0 | 0 |  | 0 | 0 | 0 | 0 | 0 | 20721.6533 | 11420.401 | 16792.2636 | 0 | no | Surplus | yes |  | 0 | 0 | 0 | 4765.2804 | 0 | no | 0 | 0 | 0 | 4765.2804 | 0 |  |  | 0 | 0 | 0 | 0 | 0 |  | 0 | 0 | 0 | 0 | 0
| 21030.2927 | 0 | yes | Deficit |  |  | 0 | 0 | 0 | 0 | 0 |  | 0 | 0 | 0 | 0 | 4860 | no |  | 0 | 24300 | no | 21030.2927 | 0 | no | no | 0 | 0 | 0 | 0 | 0 |  | 0 | 0 | 0 | 0 | 0 | 21030.2927 | 10671.1055 | 17042.3766 | 0 | no | Surplus | yes |  | 0 | 0 | 0 | 6121.1582 | 0 | no | 0 | 0 | 0 | 6121.1582 | 0 |  |  | 0 | 0 | 0 | 0 | 0 |  | 0 | 0 | 0 | 0 | 0
| 19925.818 | 0 | no | Surplus | yes |  | 0 | 0 | 0 | 1104.4747 | 0 | no | 0 | 0 | 0 | 1104.4747 | 4860 | no | 19925.818 | 0 | 24300 |  |  | 0 |  |  | 0 | 0 | 0 | 0 | 0 |  | 0 | 0 | 0 | 0 | 0 | 19925.818 | 12283.569 | 16147.3404 | 0 | no | Surplus | yes |  | 0 | 0 | 0 | 4758.8076 | 0 | no | 0 | 0 | 0 | 4758.8076 | 0 |  |  | 0 | 0 | 0 | 0 | 0 |  | 0 | 0 | 0 | 0 | 0
| 20461.7723 | 0 | yes | Deficit |  |  | 0 | 0 | 0 | 0 | 0 |  | 0 | 0 | 0 | 0 | 4860 | no |  | 0 | 24300 | no | 20461.7723 | 0 | no | no | 0 | 0 | 0 | 0 | 0 |  | 0 | 0 | 0 | 0 | 0 | 20461.7723 | 12110.9943 | 16581.6631 | 0 | no | Surplus | yes |  | 0 | 0 | 0 | 4036.3461 | 0 | no | 0 | 0 | 0 | 4036.3461 | 0 |  |  | 0 | 0 | 0 | 0 | 0 |  | 0 | 0 | 0 | 0 | 0
| 21756.2546 | 0 | yes | Deficit |  |  | 0 | 0 | 0 | 0 | 0 |  | 0 | 0 | 0 | 0 | 4860 | no |  | 0 | 24300 | no | 21756.2546 | 0 | no | no | 0 | 0 | 0 | 0 | 0 |  | 0 | 0 | 0 | 0 | 0 | 21756.2546 | 9385.0743 | 17630.6763 | 0 | no | Surplus | yes |  | 0 | 0 | 0 | 7196.5888 | 0 | no | 0 | 0 | 0 | 7196.5888 | 0 |  |  | 0 | 0 | 0 | 0 | 0 |  | 0 | 0 | 0 | 0 | 0
| 23743.2283 | 0 | yes | Deficit |  |  | 0 | 0 | 0 | 0 | 0 |  | 0 | 0 | 0 | 0 | 4860 | no |  | 0 | 24300 | no | 23743.2283 | 0 | no | no | 0 | 0 | 0 | 0 | 0 |  | 0 | 0 | 0 | 0 | 0 | 23743.2283 | 13283.4215 | 19240.8657 | 0 | no | Surplus | yes |  | 0 | 0 | 0 | 4347.2548 | 0 | no | 0 | 0 | 0 | 4347.2548 | 0 |  |  | 0 | 0 | 0 | 0 | 0 |  | 0 | 0 | 0 | 0 | 0
| 21787.4025 | 0 | no | Surplus | yes |  | 0 | 0 | 0 | 1955.8258 | 0 | no | 0 | 0 | 0 | 1955.8258 | 4860 | no | 21787.4025 | 0 | 24300 |  |  | 0 |  |  | 0 | 0 | 0 | 0 | 0 |  | 0 | 0 | 0 | 0 | 0 | 21787.4025 | 13867.0892 | 17655.9177 | 0 | no | Surplus | yes |  | 0 | 0 | 0 | 5373.7765 | 0 | no | 0 | 0 | 0 | 5373.7765 | 0 |  |  | 0 | 0 | 0 | 0 | 0 |  | 0 | 0 | 0 | 0 | 0
| 20675.6485 | 0 | no | Surplus | yes |  | 0 | 0 | 0 | 1111.754 | 0 | no | 0 | 0 | 0 | 1111.754 | 4860 | no | 20675.6485 | 0 | 24300 |  |  | 0 |  |  | 0 | 0 | 0 | 0 | 0 |  | 0 | 0 | 0 | 0 | 0 | 20675.6485 | 11500.9469 | 16754.9826 | 0 | no | Surplus | yes |  | 0 | 0 | 0 | 6154.9708 | 0 | no | 0 | 0 | 0 | 6154.9708 | 0 |  |  | 0 | 0 | 0 | 0 | 0 |  | 0 | 0 | 0 | 0 | 0
| 20409.4972 | 0 | no | Surplus | yes |  | 0 | 0 | 0 | 266.1513 | 0 | no | 0 | 0 | 0 | 266.1513 | 4860 | no | 20409.4972 | 0 | 24300 |  |  | 0 |  |  | 0 | 0 | 0 | 0 | 0 |  | 0 | 0 | 0 | 0 | 0 | 20409.4972 | 13210.5049 | 16539.3008 | 0 | no | Surplus | yes |  | 0 | 0 | 0 | 3544.4777 | 0 | no | 0 | 0 | 0 | 3544.4777 | 0 |  |  | 0 | 0 | 0 | 0 | 0 |  | 0 | 0 | 0 | 0 | 0
| 20774.8148 | 0 | yes | Deficit |  |  | 0 | 0 | 0 | 0 | 0 |  | 0 | 0 | 0 | 0 | 4860 | no |  | 0 | 24300 | no | 20774.8148 | 0 | no | no | 0 | 0 | 0 | 0 | 0 |  | 0 | 0 | 0 | 0 | 0 | 20774.8148 | 10282.7951 | 16835.3442 | 0 | no | Surplus | yes |  | 0 | 0 | 0 | 6256.5057 | 0 | no | 0 | 0 | 0 | 6256.5057 | 0 |  |  | 0 | 0 | 0 | 0 | 0 |  | 0 | 0 | 0 | 0 | 0
| 20788.892 | 0 | yes | Deficit |  |  | 0 | 0 | 0 | 0 | 0 |  | 0 | 0 | 0 | 0 | 4860 | no |  | 0 | 24300 | no | 20788.892 | 0 | no | no | 0 | 0 | 0 | 0 | 0 |  | 0 | 0 | 0 | 0 | 0 | 20788.892 | 12424.7586 | 16846.752 | 0 | no | Surplus | yes |  | 0 | 0 | 0 | 4410.5856 | 0 | no | 0 | 0 | 0 | 4410.5856 | 0 |  |  | 0 | 0 | 0 | 0 | 0 |  | 0 | 0 | 0 | 0 | 0
| 18959.0383 | 0 | no | Surplus | yes |  | 0 | 0 | 0 | 1829.8537 | 0 | no | 0 | 0 | 0 | 1829.8537 | 4860 | no | 18959.0383 | 0 | 24300 |  |  | 0 |  |  | 0 | 0 | 0 | 0 | 0 |  | 0 | 0 | 0 | 0 | 0 | 18959.0383 | 12851.2461 | 15363.8884 | 0 | no | Surplus | yes |  | 0 | 0 | 0 | 3995.506 | 0 | no | 0 | 0 | 0 | 3995.506 | 0 |  |  | 0 | 0 | 0 | 0 | 0 |  | 0 | 0 | 0 | 0 | 0
| 22610.769 | 0 | yes | Deficit |  |  | 0 | 0 | 0 | 0 | 0 |  | 0 | 0 | 0 | 0 | 4860 | no |  | 0 | 24300 | no | 22610.769 | 0 | no | no | 0 | 0 | 0 | 0 | 0 |  | 0 | 0 | 0 | 0 | 0 | 22610.769 | 13609.9518 | 18323.1515 | 0 | no | Surplus | yes |  | 0 | 0 | 0 | 1753.9366 | 0 | no | 0 | 0 | 0 | 1753.9366 | 0 |  |  | 0 | 0 | 0 | 0 | 0 |  | 0 | 0 | 0 | 0 | 0
| 21101.3809 | 0 | no | Surplus | yes |  | 0 | 0 | 0 | 1509.3881 | 0 | no | 0 | 0 | 0 | 1509.3881 | 4860 | no | 21101.3809 | 0 | 24300 |  |  | 0 |  |  | 0 | 0 | 0 | 0 | 0 |  | 0 | 0 | 0 | 0 | 0 | 21101.3809 | 13912.5992 | 17099.9845 | 0 | no | Surplus | yes |  | 0 | 0 | 0 | 4410.5523 | 0 | no | 0 | 0 | 0 | 4410.5523 | 0 |  |  | 0 | 0 | 0 | 0 | 0 |  | 0 | 0 | 0 | 0 | 0
| 19353.8436 | 0 | no | Surplus | yes |  | 0 | 0 | 0 | 1747.5373 | 0 | no | 0 | 0 | 0 | 1747.5373 | 4860 | no | 19353.8436 | 0 | 24300 |  |  | 0 |  |  | 0 | 0 | 0 | 0 | 0 |  | 0 | 0 | 0 | 0 | 0 | 19353.8436 | 14552.9063 | 15683.8279 | 0 | no | Surplus | yes |  | 0 | 0 | 0 | 2547.0782 | 0 | no | 0 | 0 | 0 | 2547.0782 | 0 |  |  | 0 | 0 | 0 | 0 | 0 |  | 0 | 0 | 0 | 0 | 0
| 19992.374 | 0 | yes | Deficit |  |  | 0 | 0 | 0 | 0 | 0 |  | 0 | 0 | 0 | 0 | 4860 | no |  | 0 | 24300 | no | 19992.374 | 0 | no | no | 0 | 0 | 0 | 0 | 0 |  | 0 | 0 | 0 | 0 | 0 | 19992.374 | 14345.859 | 16201.2755 | 0 | no | Surplus | yes |  | 0 | 0 | 0 | 1337.9689 | 0 | no | 0 | 0 | 0 | 1337.9689 | 0 |  |  | 0 | 0 | 0 | 0 | 0 |  | 0 | 0 | 0 | 0 | 0
| 20979.717 | 0 | yes | Deficit |  |  | 0 | 0 | 0 | 0 | 0 |  | 0 | 0 | 0 | 0 | 4860 | no |  | 0 | 24300 | no | 20979.717 | 0 | no | no | 0 | 0 | 0 | 0 | 0 |  | 0 | 0 | 0 | 0 | 0 | 20979.717 | 14876.7346 | 17001.3914 | 0 | no | Surplus | yes |  | 0 | 0 | 0 | 1324.5409 | 0 | no | 0 | 0 | 0 | 1324.5409 | 0 |  |  | 0 | 0 | 0 | 0 | 0 |  | 0 | 0 | 0 | 0 | 0
| 20340.4599 | 0 | no | Surplus | yes |  | 0 | 0 | 0 | 639.2571 | 0 | no | 0 | 0 | 0 | 639.2571 | 4860 | no | 20340.4599 | 0 | 24300 |  |  | 0 |  |  | 0 | 0 | 0 | 0 | 0 |  | 0 | 0 | 0 | 0 | 0 | 20340.4599 | 13059.3386 | 16483.3548 | 0 | no | Surplus | yes |  | 0 | 0 | 0 | 3942.0528 | 0 | no | 0 | 0 | 0 | 3942.0528 | 0 |  |  | 0 | 0 | 0 | 0 | 0 |  | 0 | 0 | 0 | 0 | 0
| 20858.7219 | 0 | yes | Deficit |  |  | 0 | 0 | 0 | 0 | 0 |  | 0 | 0 | 0 | 0 | 4860 | no |  | 0 | 24300 | no | 20858.7219 | 0 | no | no | 0 | 0 | 0 | 0 | 0 |  | 0 | 0 | 0 | 0 | 0 | 20858.7219 | 14100.7197 | 16903.3403 | 0 | no | Surplus | yes |  | 0 | 0 | 0 | 2382.6352 | 0 | no | 0 | 0 | 0 | 2382.6352 | 0 |  |  | 0 | 0 | 0 | 0 | 0 |  | 0 | 0 | 0 | 0 | 0
| 23932.9792 | 0 | yes | Deficit |  |  | 0 | 0 | 0 | 0 | 0 |  | 0 | 0 | 0 | 0 | 4860 | no |  | 0 | 24300 | no | 23932.9792 | 0 | no | no | 0 | 0 | 0 | 0 | 0 |  | 0 | 0 | 0 | 0 | 0 | 23932.9792 | 13761.9604 | 19394.6347 | 0 | no | Surplus | yes |  | 0 | 0 | 0 | 3141.3799 | 0 | no | 0 | 0 | 0 | 3141.3799 | 0 |  |  | 0 | 0 | 0 | 0 | 0 |  | 0 | 0 | 0 | 0 | 0
| 20333.561 | 0 | no | Surplus | yes |  | 0 | 0 | 0 | 3599.4182 | 0 | no | 0 | 0 | 0 | 3599.4182 | 4860 | no | 20333.561 | 0 | 24300 |  |  | 0 |  |  | 0 | 0 | 0 | 0 | 0 |  | 0 | 0 | 0 | 0 | 0 | 20333.561 | 14275.1127 | 16477.7642 | 0 | no | Surplus | yes |  | 0 | 0 | 0 | 5119.522 | 0 | no | 0 | 0 | 0 | 5119.522 | 0 |  |  | 0 | 0 | 0 | 0 | 0 |  | 0 | 0 | 0 | 0 | 0
| 18741.1548 | 0 | no | Surplus | yes |  | 0 | 0 | 0 | 1592.4062 | 0 | no | 0 | 0 | 0 | 1592.4062 | 4860 | no | 18741.1548 | 0 | 24300 |  |  | 0 |  |  | 0 | 0 | 0 | 0 | 0 |  | 0 | 0 | 0 | 0 | 0 | 18741.1548 | 13685.2271 | 15187.3216 | 0 | no | Surplus | yes |  | 0 | 0 | 0 | 2792.5371 | 0 | no | 0 | 0 | 0 | 2792.5371 | 0 |  |  | 0 | 0 | 0 | 0 | 0 |  | 0 | 0 | 0 | 0 | 0
| 19195.7705 | 0 | yes | Deficit |  |  | 0 | 0 | 0 | 0 | 0 |  | 0 | 0 | 0 | 0 | 4860 | no |  | 0 | 24300 | no | 19195.7705 | 0 | no | no | 0 | 0 | 0 | 0 | 0 |  | 0 | 0 | 0 | 0 | 0 | 19195.7705 | 13950.9691 | 15555.7297 | 0 | no | Surplus | yes |  | 0 | 0 | 0 | 1236.3525 | 0 | no | 0 | 0 | 0 | 1236.3525 | 0 |  |  | 0 | 0 | 0 | 0 | 0 |  | 0 | 0 | 0 | 0 | 0
| 19172.2131 | 0 | no | Surplus | yes |  | 0 | 0 | 0 | 23.5573 | 0 | no | 0 | 0 | 0 | 23.5573 | 4860 | no | 19172.2131 | 0 | 24300 |  |  | 0 |  |  | 0 | 0 | 0 | 0 | 0 |  | 0 | 0 | 0 | 0 | 0 | 19172.2131 | 14135.7104 | 15536.6395 | 0 | no | Surplus | yes |  | 0 | 0 | 0 | 1420.0193 | 0 | no | 0 | 0 | 0 | 1420.0193 | 0 |  |  | 0 | 0 | 0 | 0 | 0 |  | 0 | 0 | 0 | 0 | 0
| 19815.3391 | 0 | yes | Deficit |  |  | 0 | 0 | 0 | 0 | 0 |  | 0 | 0 | 0 | 0 | 4860 | no |  | 0 | 24300 | no | 19815.3391 | 0 | no | no | 0 | 0 | 0 | 0 | 0 |  | 0 | 0 | 0 | 0 | 0 | 19815.3391 | 14320.9329 | 16057.8113 | 0 | no | Surplus | yes |  | 0 | 0 | 0 | 1215.7066 | 0 | no | 0 | 0 | 0 | 1215.7066 | 0 |  |  | 0 | 0 | 0 | 0 | 0 |  | 0 | 0 | 0 | 0 | 0
| 20057.5375 | 0 | yes | Deficit |  |  | 0 | 0 | 0 | 0 | 0 |  | 0 | 0 | 0 | 0 | 4860 | no |  | 0 | 24300 | no | 20057.5375 | 0 | no | no | 0 | 0 | 0 | 0 | 0 |  | 0 | 0 | 0 | 0 | 0 | 20057.5375 | 14040.3959 | 16254.0822 | 0 | no | Surplus | yes |  | 0 | 0 | 0 | 2017.4154 | 0 | no | 0 | 0 | 0 | 2017.4154 | 0 |  |  | 0 | 0 | 0 | 0 | 0 |  | 0 | 0 | 0 | 0 | 0
| 17350.7861 | 0 | no | Surplus | yes |  | 0 | 0 | 0 | 2706.7514 | 0 | no | 0 | 0 | 0 | 2706.7514 | 4860 | no | 17350.7861 | 0 | 24300 |  |  | 0 |  |  | 0 | 0 | 0 | 0 | 0 |  | 0 | 0 | 0 | 0 | 0 | 17350.7861 | 12729.9793 | 14060.6046 | 0 | no | Surplus | yes |  | 0 | 0 | 0 | 3524.1029 | 0 | no | 0 | 0 | 0 | 3524.1029 | 0 |  |  | 0 | 0 | 0 | 0 | 0 |  | 0 | 0 | 0 | 0 | 0
| 17796.6701 | 0 | yes | Deficit |  |  | 0 | 0 | 0 | 0 | 0 |  | 0 | 0 | 0 | 0 | 4860 | no |  | 0 | 24300 | no | 17796.6701 | 0 | no | no | 0 | 0 | 0 | 0 | 0 |  | 0 | 0 | 0 | 0 | 0 | 17796.6701 | 15024.2775 | 14421.9368 | 0 | yes | Deficit |  |  | 0 | 0 | 0 | 0 | 0 |  | 0 | 0 | 0 | 0 | 963.6729 | yes |  | 0 | 0 | 0 | 963.6729 | 0 | no | 0 | 0 | 0 | 963.6729 | 0
| 17867.6837 | 0 | yes | Deficit |  |  | 0 | 0 | 0 | 0 | 0 |  | 0 | 0 | 0 | 0 | 4860 | no |  | 0 | 24300 | no | 17867.6837 | 0 | no | no | 0 | 0 | 0 | 0 | 0 |  | 0 | 0 | 0 | 0 | 0 | 17867.6837 | 14859.7999 | 14479.4844 | 0 | yes | Deficit |  |  | 0 | 0 | 0 | 0 | 0 |  | 0 | 0 | 0 | 0 | 437.8631 | yes |  | 0 | 0 | 0 | 437.8631 | 0 | no | 0 | 0 | 0 | 437.8631 | 0
| 16975.6212 | 0 | no | Surplus | yes |  | 0 | 0 | 0 | 892.0626 | 0 | no | 0 | 0 | 0 | 892.0626 | 4860 | no | 16975.6212 | 0 | 24300 |  |  | 0 |  |  | 0 | 0 | 0 | 0 | 0 |  | 0 | 0 | 0 | 0 | 0 | 16975.6212 | 14233.6411 | 13756.5812 | 0 | no | Surplus | yes |  | 0 | 0 | 0 | 245.8433 | 0 | no | 0 | 0 | 0 | 245.8433 | 0 |  |  | 0 | 0 | 0 | 0 | 0 |  | 0 | 0 | 0 | 0 | 0
| 18799.2879 | 0 | yes | Deficit |  |  | 0 | 0 | 0 | 0 | 0 |  | 0 | 0 | 0 | 0 | 4860 | no |  | 0 | 24300 | no | 18799.2879 | 0 | no | no | 0 | 0 | 0 | 0 | 0 |  | 0 | 0 | 0 | 0 | 0 | 18799.2879 | 13707.8495 | 15234.4311 | 0 | no | Surplus | yes |  | 0 | 0 | 0 | 48.7317 | 0 | no | 0 | 0 | 0 | 48.7317 | 0 |  |  | 0 | 0 | 0 | 0 | 0 |  | 0 | 0 | 0 | 0 | 0
| 18917.2471 | 0 | yes | Deficit |  |  | 0 | 0 | 0 | 0 | 0 |  | 0 | 0 | 0 | 0 | 4860 | no |  | 0 | 24300 | no | 18917.2471 | 0 | no | no | 0 | 0 | 0 | 0 | 0 |  | 0 | 0 | 0 | 0 | 0 | 18917.2471 | 14486.7091 | 15330.022 | 0 | no | Surplus | yes |  | 0 | 0 | 0 | 747.7219 | 0 | no | 0 | 0 | 0 | 747.7219 | 0 |  |  | 0 | 0 | 0 | 0 | 0 |  | 0 | 0 | 0 | 0 | 0
| 18710.8699 | 0 | no | Surplus | yes |  | 0 | 0 | 0 | 206.3773 | 0 | no | 0 | 0 | 0 | 206.3773 | 4860 | no | 18710.8699 | 0 | 24300 |  |  | 0 |  |  | 0 | 0 | 0 | 0 | 0 |  | 0 | 0 | 0 | 0 | 0 | 18710.8699 | 14468.732 | 15162.7795 | 0 | no | Surplus | yes |  | 0 | 0 | 0 | 861.2899 | 0 | no | 0 | 0 | 0 | 861.2899 | 0 |  |  | 0 | 0 | 0 | 0 | 0 |  | 0 | 0 | 0 | 0 | 0
| 20562.7254 | 0 | yes | Deficit |  |  | 0 | 0 | 0 | 0 | 0 |  | 0 | 0 | 0 | 0 | 4860 | no |  | 0 | 24300 | no | 20562.7254 | 0 | no | no | 0 | 0 | 0 | 0 | 0 |  | 0 | 0 | 0 | 0 | 0 | 20562.7254 | 14296.1159 | 16663.4728 | 0 | no | Surplus | yes |  | 0 | 0 | 0 | 866.6636 | 0 | no | 0 | 0 | 0 | 866.6636 | 0 |  |  | 0 | 0 | 0 | 0 | 0 |  | 0 | 0 | 0 | 0 | 0
| 18961.7352 | 0 | no | Surplus | yes |  | 0 | 0 | 0 | 1600.9902 | 0 | no | 0 | 0 | 0 | 1600.9902 | 4860 | no | 18961.7352 | 0 | 24300 |  |  | 0 |  |  | 0 | 0 | 0 | 0 | 0 |  | 0 | 0 | 0 | 0 | 0 | 18961.7352 | 14308.6281 | 15366.0739 | 0 | no | Surplus | yes |  | 0 | 0 | 0 | 2354.8447 | 0 | no | 0 | 0 | 0 | 2354.8447 | 0 |  |  | 0 | 0 | 0 | 0 | 0 |  | 0 | 0 | 0 | 0 | 0
| 17139.2896 | 0 | no | Surplus | yes |  | 0 | 0 | 0 | 1822.4456 | 0 | no | 0 | 0 | 0 | 1822.4456 | 4860 | no | 17139.2896 | 0 | 24300 |  |  | 0 |  |  | 0 | 0 | 0 | 0 | 0 |  | 0 | 0 | 0 | 0 | 0 | 17139.2896 | 14466.4817 | 13889.2136 | 0 | no | Surplus | yes |  | 0 | 0 | 0 | 899.5922 | 0 | no | 0 | 0 | 0 | 899.5922 | 0 |  |  | 0 | 0 | 0 | 0 | 0 |  | 0 | 0 | 0 | 0 | 0
| 19287.7705 | 0 | yes | Deficit |  |  | 0 | 0 | 0 | 0 | 0 |  | 0 | 0 | 0 | 0 | 4860 | no |  | 0 | 24300 | no | 19287.7705 | 0 | no | no | 0 | 0 | 0 | 0 | 0 |  | 0 | 0 | 0 | 0 | 0 | 19287.7705 | 15038.749 | 15630.284 | 0 | yes | Deficit |  |  | 0 | 0 | 0 | 0 | 0 |  | 0 | 0 | 0 | 0 | 1149.5354 | yes |  | 0 | 0 | 0 | 1149.5354 | 0 | no | 0 | 0 | 0 | 1149.5354 | 0
| 19097.9654 | 0 | no | Surplus | yes |  | 0 | 0 | 0 | 189.805 | 0 | no | 0 | 0 | 0 | 189.805 | 4860 | no | 19097.9654 | 0 | 24300 |  |  | 0 |  |  | 0 | 0 | 0 | 0 | 0 |  | 0 | 0 | 0 | 0 | 0 | 19097.9654 | 14909.3497 | 15476.4712 | 0 | no | Surplus | yes |  | 0 | 0 | 0 | 720.9343 | 0 | no | 0 | 0 | 0 | 720.9343 | 0 |  |  | 0 | 0 | 0 | 0 | 0 |  | 0 | 0 | 0 | 0 | 0
| 21040.3418 | 0 | yes | Deficit |  |  | 0 | 0 | 0 | 0 | 0 |  | 0 | 0 | 0 | 0 | 4860 | no |  | 0 | 24300 | no | 21040.3418 | 0 | no | no | 0 | 0 | 0 | 0 | 0 |  | 0 | 0 | 0 | 0 | 0 | 21040.3418 | 15421.5026 | 17050.5201 | 0 | no | Surplus | yes |  | 0 | 0 | 0 | 54.9686 | 0 | no | 0 | 0 | 0 | 54.9686 | 0 |  |  | 0 | 0 | 0 | 0 | 0 |  | 0 | 0 | 0 | 0 | 0
| 19881.1587 | 0 | no | Surplus | yes |  | 0 | 0 | 0 | 1159.1831 | 0 | no | 0 | 0 | 0 | 1159.1831 | 4860 | no | 19881.1587 | 0 | 24300 |  |  | 0 |  |  | 0 | 0 | 0 | 0 | 0 |  | 0 | 0 | 0 | 0 | 0 | 19881.1587 | 14901.567 | 16111.1497 | 0 | no | Surplus | yes |  | 0 | 0 | 0 | 2148.9531 | 0 | no | 0 | 0 | 0 | 2148.9531 | 0 |  |  | 0 | 0 | 0 | 0 | 0 |  | 0 | 0 | 0 | 0 | 0
| 17857.7206 | 0 | no | Surplus | yes |  | 0 | 0 | 0 | 2023.4381 | 0 | no | 0 | 0 | 0 | 2023.4381 | 4860 | no | 17857.7206 | 0 | 24300 |  |  | 0 |  |  | 0 | 0 | 0 | 0 | 0 |  | 0 | 0 | 0 | 0 | 0 | 17857.7206 | 14293.7347 | 14471.4105 | 0 | no | Surplus | yes |  | 0 | 0 | 0 | 1817.415 | 0 | no | 0 | 0 | 0 | 1817.415 | 0 |  |  | 0 | 0 | 0 | 0 | 0 |  | 0 | 0 | 0 | 0 | 0
| 19471.0245 | 0 | yes | Deficit |  |  | 0 | 0 | 0 | 0 | 0 |  | 0 | 0 | 0 | 0 | 4860 | no |  | 0 | 24300 | no | 19471.0245 | 0 | no | no | 0 | 0 | 0 | 0 | 0 |  | 0 | 0 | 0 | 0 | 0 | 19471.0245 | 14528.2311 | 15778.7881 | 0 | yes | Deficit |  |  | 0 | 0 | 0 | 0 | 0 |  | 0 | 0 | 0 | 0 | 56.8206 | yes |  | 0 | 0 | 0 | 56.8206 | 0 | no | 0 | 0 | 0 | 56.8206 | 0
| 19065.6442 | 0 | no | Surplus | yes |  | 0 | 0 | 0 | 405.3804 | 0 | no | 0 | 0 | 0 | 405.3804 | 4860 | no | 19065.6442 | 0 | 24300 |  |  | 0 |  |  | 0 | 0 | 0 | 0 | 0 |  | 0 | 0 | 0 | 0 | 0 | 19065.6442 | 14483.9029 | 15450.2789 | 0 | no | Surplus | yes |  | 0 | 0 | 0 | 1294.8852 | 0 | no | 0 | 0 | 0 | 1294.8852 | 0 |  |  | 0 | 0 | 0 | 0 | 0 |  | 0 | 0 | 0 | 0 | 0
| 17961.6929 | 0 | no | Surplus | yes |  | 0 | 0 | 0 | 1103.9513 | 0 | no | 0 | 0 | 0 | 1103.9513 | 4860 | no | 17961.6929 | 0 | 24300 |  |  | 0 |  |  | 0 | 0 | 0 | 0 | 0 |  | 0 | 0 | 0 | 0 | 0 | 17961.6929 | 13475.4486 | 14555.6668 | 0 | no | Surplus | yes |  | 0 | 0 | 0 | 1974.8303 | 0 | no | 0 | 0 | 0 | 1974.8303 | 0 |  |  | 0 | 0 | 0 | 0 | 0 |  | 0 | 0 | 0 | 0 | 0
| 19049.0553 | 0 | yes | Deficit |  |  | 0 | 0 | 0 | 0 | 0 |  | 0 | 0 | 0 | 0 | 4860 | no |  | 0 | 24300 | no | 19049.0553 | 0 | no | no | 0 | 0 | 0 | 0 | 0 |  | 0 | 0 | 0 | 0 | 0 | 19049.0553 | 14217.0202 | 15436.8358 | 0 | no | Surplus | yes |  | 0 | 0 | 0 | 338.6466 | 0 | no | 0 | 0 | 0 | 338.6466 | 0 |  |  | 0 | 0 | 0 | 0 | 0 |  | 0 | 0 | 0 | 0 | 0
| 18015.09 | 0 | no | Surplus | yes |  | 0 | 0 | 0 | 1033.9654 | 0 | no | 0 | 0 | 0 | 1033.9654 | 4860 | no | 18015.09 | 0 | 24300 |  |  | 0 |  |  | 0 | 0 | 0 | 0 | 0 |  | 0 | 0 | 0 | 0 | 0 | 18015.09 | 13880.7172 | 14598.9384 | 0 | no | Surplus | yes |  | 0 | 0 | 0 | 1556.1186 | 0 | no | 0 | 0 | 0 | 1556.1186 | 0 |  |  | 0 | 0 | 0 | 0 | 0 |  | 0 | 0 | 0 | 0 | 0
| 17888.146 | 0 | no | Surplus | yes |  | 0 | 0 | 0 | 126.944 | 0 | no | 0 | 0 | 0 | 126.944 | 4860 | no | 17888.146 | 0 | 24300 |  |  | 0 |  |  | 0 | 0 | 0 | 0 | 0 |  | 0 | 0 | 0 | 0 | 0 | 17888.146 | 13978.0476 | 14496.0664 | 0 | no | Surplus | yes |  | 0 | 0 | 0 | 620.8908 | 0 | no | 0 | 0 | 0 | 620.8908 | 0 |  |  | 0 | 0 | 0 | 0 | 0 |  | 0 | 0 | 0 | 0 | 0
| 19996.8753 | 0 | yes | Deficit |  |  | 0 | 0 | 0 | 0 | 0 |  | 0 | 0 | 0 | 0 | 4860 | no |  | 0 | 24300 | no | 19996.8753 | 0 | no | no | 0 | 0 | 0 | 0 | 0 |  | 0 | 0 | 0 | 0 | 0 | 19996.8753 | 13879.2595 | 16204.9232 | 0 | no | Surplus | yes |  | 0 | 0 | 0 | 616.807 | 0 | no | 0 | 0 | 0 | 616.807 | 0 |  |  | 0 | 0 | 0 | 0 | 0 |  | 0 | 0 | 0 | 0 | 0
| 19620.0177 | 0 | no | Surplus | yes |  | 0 | 0 | 0 | 376.8575 | 0 | no | 0 | 0 | 0 | 376.8575 | 4860 | no | 19620.0177 | 0 | 24300 |  |  | 0 |  |  | 0 | 0 | 0 | 0 | 0 |  | 0 | 0 | 0 | 0 | 0 | 19620.0177 | 14060.3426 | 15899.5281 | 0 | no | Surplus | yes |  | 0 | 0 | 0 | 2144.5807 | 0 | no | 0 | 0 | 0 | 2144.5807 | 0 |  |  | 0 | 0 | 0 | 0 | 0 |  | 0 | 0 | 0 | 0 | 0
| 19957.8492 | 0 | yes | Deficit |  |  | 0 | 0 | 0 | 0 | 0 |  | 0 | 0 | 0 | 0 | 4860 | no |  | 0 | 24300 | no | 19957.8492 | 0 | no | no | 0 | 0 | 0 | 0 | 0 |  | 0 | 0 | 0 | 0 | 0 | 19957.8492 | 13422.4258 | 16173.2975 | 0 | no | Surplus | yes |  | 0 | 0 | 0 | 2477.1024 | 0 | no | 0 | 0 | 0 | 2477.1024 | 0 |  |  | 0 | 0 | 0 | 0 | 0 |  | 0 | 0 | 0 | 0 | 0
| 19341.7288 | 0 | no | Surplus | yes |  | 0 | 0 | 0 | 616.1204 | 0 | no | 0 | 0 | 0 | 616.1204 | 4860 | no | 19341.7288 | 0 | 24300 |  |  | 0 |  |  | 0 | 0 | 0 | 0 | 0 |  | 0 | 0 | 0 | 0 | 0 | 19341.7288 | 13462.1437 | 15674.0104 | 0 | no | Surplus | yes |  | 0 | 0 | 0 | 2711.1538 | 0 | no | 0 | 0 | 0 | 2711.1538 | 0 |  |  | 0 | 0 | 0 | 0 | 0 |  | 0 | 0 | 0 | 0 | 0
| 18687.0544 | 0 | no | Surplus | yes |  | 0 | 0 | 0 | 654.6744 | 0 | no | 0 | 0 | 0 | 654.6744 | 4860 | no | 18687.0544 | 0 | 24300 |  |  | 0 |  |  | 0 | 0 | 0 | 0 | 0 |  | 0 | 0 | 0 | 0 | 0 | 18687.0544 | 13647.6287 | 15143.4801 | 0 | no | Surplus | yes |  | 0 | 0 | 0 | 2026.3816 | 0 | no | 0 | 0 | 0 | 2026.3816 | 0 |  |  | 0 | 0 | 0 | 0 | 0 |  | 0 | 0 | 0 | 0 | 0
| 18902.7821 | 0 | yes | Deficit |  |  | 0 | 0 | 0 | 0 | 0 |  | 0 | 0 | 0 | 0 | 4860 | no |  | 0 | 24300 | no | 18902.7821 | 0 | no | no | 0 | 0 | 0 | 0 | 0 |  | 0 | 0 | 0 | 0 | 0 | 18902.7821 | 13811.309 | 15318.2999 | 0 | no | Surplus | yes |  | 0 | 0 | 0 | 1332.1711 | 0 | no | 0 | 0 | 0 | 1332.1711 | 0 |  |  | 0 | 0 | 0 | 0 | 0 |  | 0 | 0 | 0 | 0 | 0
| 18638.5687 | 0 | no | Surplus | yes |  | 0 | 0 | 0 | 264.2134 | 0 | no | 0 | 0 | 0 | 264.2134 | 4860 | no | 18638.5687 | 0 | 24300 |  |  | 0 |  |  | 0 | 0 | 0 | 0 | 0 |  | 0 | 0 | 0 | 0 | 0 | 18638.5687 | 13272.1859 | 15104.1886 | 0 | no | Surplus | yes |  | 0 | 0 | 0 | 2046.114 | 0 | no | 0 | 0 | 0 | 2046.114 | 0 |  |  | 0 | 0 | 0 | 0 | 0 |  | 0 | 0 | 0 | 0 | 0
| 19039.1823 | 0 | yes | Deficit |  |  | 0 | 0 | 0 | 0 | 0 |  | 0 | 0 | 0 | 0 | 4860 | no |  | 0 | 24300 | no | 19039.1823 | 0 | no | no | 0 | 0 | 0 | 0 | 0 |  | 0 | 0 | 0 | 0 | 0 | 19039.1823 | 13373.2528 | 15428.8349 | 0 | no | Surplus | yes |  | 0 | 0 | 0 | 1730.9357 | 0 | no | 0 | 0 | 0 | 1730.9357 | 0 |  |  | 0 | 0 | 0 | 0 | 0 |  | 0 | 0 | 0 | 0 | 0
| 19208.6149 | 0 | yes | Deficit |  |  | 0 | 0 | 0 | 0 | 0 |  | 0 | 0 | 0 | 0 | 4860 | no |  | 0 | 24300 | no | 19208.6149 | 0 | no | no | 0 | 0 | 0 | 0 | 0 |  | 0 | 0 | 0 | 0 | 0 | 19208.6149 | 13426.8694 | 15566.1385 | 0 | no | Surplus | yes |  | 0 | 0 | 0 | 2001.9655 | 0 | no | 0 | 0 | 0 | 2001.9655 | 0 |  |  | 0 | 0 | 0 | 0 | 0 |  | 0 | 0 | 0 | 0 | 0
| 19751.4097 | 0 | yes | Deficit |  |  | 0 | 0 | 0 | 0 | 0 |  | 0 | 0 | 0 | 0 | 4860 | no |  | 0 | 24300 | no | 19751.4097 | 0 | no | no | 0 | 0 | 0 | 0 | 0 |  | 0 | 0 | 0 | 0 | 0 | 19751.4097 | 13203.4452 | 16006.0046 | 0 | no | Surplus | yes |  | 0 | 0 | 0 | 2362.6933 | 0 | no | 0 | 0 | 0 | 2362.6933 | 0 |  |  | 0 | 0 | 0 | 0 | 0 |  | 0 | 0 | 0 | 0 | 0
| 17715.7421 | 0 | no | Surplus | yes |  | 0 | 0 | 0 | 2035.6676 | 0 | no | 0 | 0 | 0 | 2035.6676 | 4860 | no | 17715.7421 | 0 | 24300 |  |  | 0 |  |  | 0 | 0 | 0 | 0 | 0 |  | 0 | 0 | 0 | 0 | 0 | 17715.7421 | 12850.4473 | 14356.355 | 0 | no | Surplus | yes |  | 0 | 0 | 0 | 3155.5573 | 0 | no | 0 | 0 | 0 | 3155.5573 | 0 |  |  | 0 | 0 | 0 | 0 | 0 |  | 0 | 0 | 0 | 0 | 0
| 17325.3046 | 0 | no | Surplus | yes |  | 0 | 0 | 0 | 390.4375 | 0 | no | 0 | 0 | 0 | 390.4375 | 4860 | no | 17325.3046 | 0 | 24300 |  |  | 0 |  |  | 0 | 0 | 0 | 0 | 0 |  | 0 | 0 | 0 | 0 | 0 | 17325.3046 | 12797.4452 | 14039.9551 | 0 | no | Surplus | yes |  | 0 | 0 | 0 | 1558.9098 | 0 | no | 0 | 0 | 0 | 1558.9098 | 0 |  |  | 0 | 0 | 0 | 0 | 0 |  | 0 | 0 | 0 | 0 | 0
| 17303.0062 | 0 | no | Surplus | yes |  | 0 | 0 | 0 | 22.2984 | 0 | no | 0 | 0 | 0 | 22.2984 | 4860 | no | 17303.0062 | 0 | 24300 |  |  | 0 |  |  | 0 | 0 | 0 | 0 | 0 |  | 0 | 0 | 0 | 0 | 0 | 17303.0062 | 12562.7259 | 14021.8851 | 0 | no | Surplus | yes |  | 0 | 0 | 0 | 1477.2292 | 0 | no | 0 | 0 | 0 | 1477.2292 | 0 |  |  | 0 | 0 | 0 | 0 | 0 |  | 0 | 0 | 0 | 0 | 0
| 18437.7264 | 0 | yes | Deficit |  |  | 0 | 0 | 0 | 0 | 0 |  | 0 | 0 | 0 | 0 | 4860 | no |  | 0 | 24300 | no | 18437.7264 | 0 | no | no | 0 | 0 | 0 | 0 | 0 |  | 0 | 0 | 0 | 0 | 0 | 18437.7264 | 12814.7752 | 14941.4315 | 0 | no | Surplus | yes |  | 0 | 0 | 0 | 1207.1099 | 0 | no | 0 | 0 | 0 | 1207.1099 | 0 |  |  | 0 | 0 | 0 | 0 | 0 |  | 0 | 0 | 0 | 0 | 0
| 18013.0799 | 0 | no | Surplus | yes |  | 0 | 0 | 0 | 424.6466 | 0 | no | 0 | 0 | 0 | 424.6466 | 4860 | no | 18013.0799 | 0 | 24300 |  |  | 0 |  |  | 0 | 0 | 0 | 0 | 0 |  | 0 | 0 | 0 | 0 | 0 | 18013.0799 | 12557.537 | 14597.3094 | 0 | no | Surplus | yes |  | 0 | 0 | 0 | 2383.8945 | 0 | no | 0 | 0 | 0 | 2383.8945 | 0 |  |  | 0 | 0 | 0 | 0 | 0 |  | 0 | 0 | 0 | 0 | 0
| 18864.7156 | 0 | yes | Deficit |  |  | 0 | 0 | 0 | 0 | 0 |  | 0 | 0 | 0 | 0 | 4860 | no |  | 0 | 24300 | no | 18864.7156 | 0 | no | no | 0 | 0 | 0 | 0 | 0 |  | 0 | 0 | 0 | 0 | 0 | 18864.7156 | 12504.0894 | 15287.4519 | 0 | no | Surplus | yes |  | 0 | 0 | 0 | 2093.2201 | 0 | no | 0 | 0 | 0 | 2093.2201 | 0 |  |  | 0 | 0 | 0 | 0 | 0 |  | 0 | 0 | 0 | 0 | 0
| 19239.0767 | 0 | yes | Deficit |  |  | 0 | 0 | 0 | 0 | 0 |  | 0 | 0 | 0 | 0 | 4860 | no |  | 0 | 24300 | no | 19239.0767 | 0 | no | no | 0 | 0 | 0 | 0 | 0 |  | 0 | 0 | 0 | 0 | 0 | 19239.0767 | 12792.3592 | 15590.8239 | 0 | no | Surplus | yes |  | 0 | 0 | 0 | 2495.0927 | 0 | no | 0 | 0 | 0 | 2495.0927 | 0 |  |  | 0 | 0 | 0 | 0 | 0 |  | 0 | 0 | 0 | 0 | 0
| 17568.3115 | 0 | no | Surplus | yes |  | 0 | 0 | 0 | 1670.7652 | 0 | no | 0 | 0 | 0 | 1670.7652 | 4860 | no | 17568.3115 | 0 | 24300 |  |  | 0 |  |  | 0 | 0 | 0 | 0 | 0 |  | 0 | 0 | 0 | 0 | 0 | 17568.3115 | 13057.3402 | 14236.8813 | 0 | no | Surplus | yes |  | 0 | 0 | 0 | 2533.4836 | 0 | no | 0 | 0 | 0 | 2533.4836 | 0 |  |  | 0 | 0 | 0 | 0 | 0 |  | 0 | 0 | 0 | 0 | 0
| 17667.497 | 0 | yes | Deficit |  |  | 0 | 0 | 0 | 0 | 0 |  | 0 | 0 | 0 | 0 | 4860 | no |  | 0 | 24300 | no | 17667.497 | 0 | no | no | 0 | 0 | 0 | 0 | 0 |  | 0 | 0 | 0 | 0 | 0 | 17667.497 | 13060.2095 | 14317.2585 | 0 | no | Surplus | yes |  | 0 | 0 | 0 | 1176.6718 | 0 | no | 0 | 0 | 0 | 1176.6718 | 0 |  |  | 0 | 0 | 0 | 0 | 0 |  | 0 | 0 | 0 | 0 | 0
| 17789.3342 | 0 | yes | Deficit |  |  | 0 | 0 | 0 | 0 | 0 |  | 0 | 0 | 0 | 0 | 4860 | no |  | 0 | 24300 | no | 17789.3342 | 0 | no | no | 0 | 0 | 0 | 0 | 0 |  | 0 | 0 | 0 | 0 | 0 | 17789.3342 | 12886.0239 | 14415.992 | 0 | no | Surplus | yes |  | 0 | 0 | 0 | 1431.2346 | 0 | no | 0 | 0 | 0 | 1431.2346 | 0 |  |  | 0 | 0 | 0 | 0 | 0 |  | 0 | 0 | 0 | 0 | 0
| 16897.6678 | 0 | no | Surplus | yes |  | 0 | 0 | 0 | 891.6664 | 0 | no | 0 | 0 | 0 | 891.6664 | 4860 | no | 16897.6678 | 0 | 24300 |  |  | 0 |  |  | 0 | 0 | 0 | 0 | 0 |  | 0 | 0 | 0 | 0 | 0 | 16897.6678 | 12810.9557 | 13693.4099 | 0 | no | Surplus | yes |  | 0 | 0 | 0 | 1605.0364 | 0 | no | 0 | 0 | 0 | 1605.0364 | 0 |  |  | 0 | 0 | 0 | 0 | 0 |  | 0 | 0 | 0 | 0 | 0
| 18393.3233 | 0 | yes | Deficit |  |  | 0 | 0 | 0 | 0 | 0 |  | 0 | 0 | 0 | 0 | 4860 | no |  | 0 | 24300 | no | 18393.3233 | 0 | no | no | 0 | 0 | 0 | 0 | 0 |  | 0 | 0 | 0 | 0 | 0 | 18393.3233 | 12755.331 | 14905.4484 | 0 | no | Surplus | yes |  | 0 | 0 | 0 | 938.0789 | 0 | no | 0 | 0 | 0 | 938.0789 | 0 |  |  | 0 | 0 | 0 | 0 | 0 |  | 0 | 0 | 0 | 0 | 0
| 20997.1957 | 0 | yes | Deficit |  |  | 0 | 0 | 0 | 0 | 0 |  | 0 | 0 | 0 | 0 | 4860 | no |  | 0 | 24300 | no | 20997.1957 | 0 | no | no | 0 | 0 | 0 | 0 | 0 |  | 0 | 0 | 0 | 0 | 0 | 20997.1957 | 13498.9461 | 17015.5557 | 0 | no | Surplus | yes |  | 0 | 0 | 0 | 1406.5023 | 0 | no | 0 | 0 | 0 | 1406.5023 | 0 |  |  | 0 | 0 | 0 | 0 | 0 |  | 0 | 0 | 0 | 0 | 0
| 18644.5884 | 0 | no | Surplus | yes |  | 0 | 0 | 0 | 2352.6073 | 0 | no | 0 | 0 | 0 | 2352.6073 | 4860 | no | 18644.5884 | 0 | 24300 |  |  | 0 |  |  | 0 | 0 | 0 | 0 | 0 |  | 0 | 0 | 0 | 0 | 0 | 18644.5884 | 12943.5413 | 15109.0668 | 0 | no | Surplus | yes |  | 0 | 0 | 0 | 4072.0144 | 0 | no | 0 | 0 | 0 | 4072.0144 | 0 |  |  | 0 | 0 | 0 | 0 | 0 |  | 0 | 0 | 0 | 0 | 0
| 18747.7074 | 0 | yes | Deficit |  |  | 0 | 0 | 0 | 0 | 0 |  | 0 | 0 | 0 | 0 | 4860 | no |  | 0 | 24300 | no | 18747.7074 | 0 | no | no | 0 | 0 | 0 | 0 | 0 |  | 0 | 0 | 0 | 0 | 0 | 18747.7074 | 13699.0683 | 15192.6316 | 0 | no | Surplus | yes |  | 0 | 0 | 0 | 1409.9985 | 0 | no | 0 | 0 | 0 | 1409.9985 | 0 |  |  | 0 | 0 | 0 | 0 | 0 |  | 0 | 0 | 0 | 0 | 0
| 20227.2562 | 0 | yes | Deficit |  |  | 0 | 0 | 0 | 0 | 0 |  | 0 | 0 | 0 | 0 | 4860 | no |  | 0 | 24300 | no | 20227.2562 | 0 | no | no | 0 | 0 | 0 | 0 | 0 |  | 0 | 0 | 0 | 0 | 0 | 20227.2562 | 14397.072 | 16391.6176 | 0 | no | Surplus | yes |  | 0 | 0 | 0 | 795.5597 | 0 | no | 0 | 0 | 0 | 795.5597 | 0 |  |  | 0 | 0 | 0 | 0 | 0 |  | 0 | 0 | 0 | 0 | 0
| 19195.0634 | 0 | no | Surplus | yes |  | 0 | 0 | 0 | 1032.1928 | 0 | no | 0 | 0 | 0 | 1032.1928 | 4860 | no | 19195.0634 | 0 | 24300 |  |  | 0 |  |  | 0 | 0 | 0 | 0 | 0 |  | 0 | 0 | 0 | 0 | 0 | 19195.0634 | 14357.3178 | 15555.1567 | 0 | no | Surplus | yes |  | 0 | 0 | 0 | 2034.2999 | 0 | no | 0 | 0 | 0 | 2034.2999 | 0 |  |  | 0 | 0 | 0 | 0 | 0 |  | 0 | 0 | 0 | 0 | 0
| 18310.7938 | 0 | no | Surplus | yes |  | 0 | 0 | 0 | 884.2696 | 0 | no | 0 | 0 | 0 | 884.2696 | 4860 | no | 18310.7938 | 0 | 24300 |  |  | 0 |  |  | 0 | 0 | 0 | 0 | 0 |  | 0 | 0 | 0 | 0 | 0 | 18310.7938 | 14240.8508 | 14838.5687 | 0 | no | Surplus | yes |  | 0 | 0 | 0 | 1314.3059 | 0 | no | 0 | 0 | 0 | 1314.3059 | 0 |  |  | 0 | 0 | 0 | 0 | 0 |  | 0 | 0 | 0 | 0 | 0
| 17963.5377 | 0 | no | Surplus | yes |  | 0 | 0 | 0 | 347.256 | 0 | no | 0 | 0 | 0 | 347.256 | 4860 | no | 17963.5377 | 0 | 24300 |  |  | 0 |  |  | 0 | 0 | 0 | 0 | 0 |  | 0 | 0 | 0 | 0 | 0 | 17963.5377 | 13986.6748 | 14557.1619 | 0 | no | Surplus | yes |  | 0 | 0 | 0 | 851.8939 | 0 | no | 0 | 0 | 0 | 851.8939 | 0 |  |  | 0 | 0 | 0 | 0 | 0 |  | 0 | 0 | 0 | 0 | 0
| 18721.866 | 0 | yes | Deficit |  |  | 0 | 0 | 0 | 0 | 0 |  | 0 | 0 | 0 | 0 | 4860 | no |  | 0 | 24300 | no | 18721.866 | 0 | no | no | 0 | 0 | 0 | 0 | 0 |  | 0 | 0 | 0 | 0 | 0 | 18721.866 | 14431.4232 | 15171.6904 | 0 | no | Surplus | yes |  | 0 | 0 | 0 | 125.7387 | 0 | no | 0 | 0 | 0 | 125.7387 | 0 |  |  | 0 | 0 | 0 | 0 | 0 |  | 0 | 0 | 0 | 0 | 0
| 18789.06 | 0 | yes | Deficit |  |  | 0 | 0 | 0 | 0 | 0 |  | 0 | 0 | 0 | 0 | 4860 | no |  | 0 | 24300 | no | 18789.06 | 0 | no | no | 0 | 0 | 0 | 0 | 0 |  | 0 | 0 | 0 | 0 | 0 | 18789.06 | 13927.3507 | 15226.1426 | 0 | no | Surplus | yes |  | 0 | 0 | 0 | 1244.3397 | 0 | no | 0 | 0 | 0 | 1244.3397 | 0 |  |  | 0 | 0 | 0 | 0 | 0 |  | 0 | 0 | 0 | 0 | 0
| 19392.4409 | 0 | yes | Deficit |  |  | 0 | 0 | 0 | 0 | 0 |  | 0 | 0 | 0 | 0 | 4860 | no |  | 0 | 24300 | no | 19392.4409 | 0 | no | no | 0 | 0 | 0 | 0 | 0 |  | 0 | 0 | 0 | 0 | 0 | 19392.4409 | 14167.0447 | 15715.1061 | 0 | no | Surplus | yes |  | 0 | 0 | 0 | 1059.0979 | 0 | no | 0 | 0 | 0 | 1059.0979 | 0 |  |  | 0 | 0 | 0 | 0 | 0 |  | 0 | 0 | 0 | 0 | 0
| 19983.4557 | 0 | yes | Deficit |  |  | 0 | 0 | 0 | 0 | 0 |  | 0 | 0 | 0 | 0 | 4860 | no |  | 0 | 24300 | no | 19983.4557 | 0 | no | no | 0 | 0 | 0 | 0 | 0 |  | 0 | 0 | 0 | 0 | 0 | 19983.4557 | 13370.9966 | 16194.0484 | 0 | no | Surplus | yes |  | 0 | 0 | 0 | 2344.1095 | 0 | no | 0 | 0 | 0 | 2344.1095 | 0 |  |  | 0 | 0 | 0 | 0 | 0 |  | 0 | 0 | 0 | 0 | 0
| 21208.8265 | 0 | yes | Deficit |  |  | 0 | 0 | 0 | 0 | 0 |  | 0 | 0 | 0 | 0 | 4860 | no |  | 0 | 24300 | no | 21208.8265 | 0 | no | no | 0 | 0 | 0 | 0 | 0 |  | 0 | 0 | 0 | 0 | 0 | 21208.8265 | 14609.058 | 17187.0555 | 0 | no | Surplus | yes |  | 0 | 0 | 0 | 1584.9904 | 0 | no | 0 | 0 | 0 | 1584.9904 | 0 |  |  | 0 | 0 | 0 | 0 | 0 |  | 0 | 0 | 0 | 0 | 0
| 18775.8064 | 0 | no | Surplus | yes |  | 0 | 0 | 0 | 2433.02 | 0 | no | 0 | 0 | 0 | 2433.02 | 4860 | no | 18775.8064 | 0 | 24300 |  |  | 0 |  |  | 0 | 0 | 0 | 0 | 0 |  | 0 | 0 | 0 | 0 | 0 | 18775.8064 | 14160.0127 | 15215.4023 | 0 | no | Surplus | yes |  | 0 | 0 | 0 | 3027.0428 | 0 | no | 0 | 0 | 0 | 3027.0428 | 0 |  |  | 0 | 0 | 0 | 0 | 0 |  | 0 | 0 | 0 | 0 | 0
| 22481.143 | 0 | yes | Deficit |  |  | 0 | 0 | 0 | 0 | 0 |  | 0 | 0 | 0 | 0 | 4860 | no |  | 0 | 24300 | no | 22481.143 | 0 | no | no | 0 | 0 | 0 | 0 | 0 |  | 0 | 0 | 0 | 0 | 0 | 22481.143 | 14361.1952 | 18218.1062 | 0 | no | Surplus | yes |  | 0 | 0 | 0 | 854.2071 | 0 | no | 0 | 0 | 0 | 854.2071 | 0 |  |  | 0 | 0 | 0 | 0 | 0 |  | 0 | 0 | 0 | 0 | 0
| 22341.9769 | 0 | no | Surplus | yes |  | 0 | 0 | 0 | 139.1661 | 0 | no | 0 | 0 | 0 | 139.1661 | 4860 | no | 22341.9769 | 0 | 24300 |  |  | 0 |  |  | 0 | 0 | 0 | 0 | 0 |  | 0 | 0 | 0 | 0 | 0 | 22341.9769 | 14791.9861 | 18105.3298 | 0 | no | Surplus | yes |  | 0 | 0 | 0 | 3426.1201 | 0 | no | 0 | 0 | 0 | 3426.1201 | 0 |  |  | 0 | 0 | 0 | 0 | 0 |  | 0 | 0 | 0 | 0 | 0
| 21414.9819 | 0 | no | Surplus | yes |  | 0 | 0 | 0 | 926.995 | 0 | no | 0 | 0 | 0 | 926.995 | 4860 | no | 21414.9819 | 0 | 24300 |  |  | 0 |  |  | 0 | 0 | 0 | 0 | 0 |  | 0 | 0 | 0 | 0 | 0 | 21414.9819 | 14925.8682 | 17354.1183 | 0 | no | Surplus | yes |  | 0 | 0 | 0 | 3179.4616 | 0 | no | 0 | 0 | 0 | 3179.4616 | 0 |  |  | 0 | 0 | 0 | 0 | 0 |  | 0 | 0 | 0 | 0 | 0
| 21584.9126 | 0 | yes | Deficit |  |  | 0 | 0 | 0 | 0 | 0 |  | 0 | 0 | 0 | 0 | 4860 | no |  | 0 | 24300 | no | 21584.9126 | 0 | no | no | 0 | 0 | 0 | 0 | 0 |  | 0 | 0 | 0 | 0 | 0 | 21584.9126 | 14675.2386 | 17491.8254 | 0 | no | Surplus | yes |  | 0 | 0 | 0 | 2678.8796 | 0 | no | 0 | 0 | 0 | 2678.8796 | 0 |  |  | 0 | 0 | 0 | 0 | 0 |  | 0 | 0 | 0 | 0 | 0
| 19488.4285 | 0 | no | Surplus | yes |  | 0 | 0 | 0 | 2096.4841 | 0 | no | 0 | 0 | 0 | 2096.4841 | 4860 | no | 19488.4285 | 0 | 24300 |  |  | 0 |  |  | 0 | 0 | 0 | 0 | 0 |  | 0 | 0 | 0 | 0 | 0 | 19488.4285 | 14850.5416 | 15792.8918 | 0 | no | Surplus | yes |  | 0 | 0 | 0 | 2641.2838 | 0 | no | 0 | 0 | 0 | 2641.2838 | 0 |  |  | 0 | 0 | 0 | 0 | 0 |  | 0 | 0 | 0 | 0 | 0
| 21730.6691 | 0 | yes | Deficit |  |  | 0 | 0 | 0 | 0 | 0 |  | 0 | 0 | 0 | 0 | 4860 | no |  | 0 | 24300 | no | 21730.6691 | 0 | no | no | 0 | 0 | 0 | 0 | 0 |  | 0 | 0 | 0 | 0 | 0 | 21730.6691 | 14663.7016 | 17609.9425 | 0 | no | Surplus | yes |  | 0 | 0 | 0 | 1129.1901 | 0 | no | 0 | 0 | 0 | 1129.1901 | 0 |  |  | 0 | 0 | 0 | 0 | 0 |  | 0 | 0 | 0 | 0 | 0
| 22611.4309 | 0 | yes | Deficit |  |  | 0 | 0 | 0 | 0 | 0 |  | 0 | 0 | 0 | 0 | 4860 | no |  | 0 | 24300 | no | 22611.4309 | 0 | no | no | 0 | 0 | 0 | 0 | 0 |  | 0 | 0 | 0 | 0 | 0 | 22611.4309 | 14429.1989 | 18323.6879 | 0 | no | Surplus | yes |  | 0 | 0 | 0 | 3180.7437 | 0 | no | 0 | 0 | 0 | 3180.7437 | 0 |  |  | 0 | 0 | 0 | 0 | 0 |  | 0 | 0 | 0 | 0 | 0
| 21425.3902 | 0 | no | Surplus | yes |  | 0 | 0 | 0 | 1186.0408 | 0 | no | 0 | 0 | 0 | 1186.0408 | 4860 | no | 21425.3902 | 0 | 24300 |  |  | 0 |  |  | 0 | 0 | 0 | 0 | 0 |  | 0 | 0 | 0 | 0 | 0 | 21425.3902 | 14201.606 | 17362.5528 | 0 | no | Surplus | yes |  | 0 | 0 | 0 | 4122.0819 | 0 | no | 0 | 0 | 0 | 4122.0819 | 0 |  |  | 0 | 0 | 0 | 0 | 0 |  | 0 | 0 | 0 | 0 | 0
| 21087.6143 | 0 | no | Surplus | yes |  | 0 | 0 | 0 | 337.7759 | 0 | no | 0 | 0 | 0 | 337.7759 | 4860 | no | 21087.6143 | 0 | 24300 |  |  | 0 |  |  | 0 | 0 | 0 | 0 | 0 |  | 0 | 0 | 0 | 0 | 0 | 21087.6143 | 13947.1057 | 17088.8284 | 0 | no | Surplus | yes |  | 0 | 0 | 0 | 3415.4471 | 0 | no | 0 | 0 | 0 | 3415.4471 | 0 |  |  | 0 | 0 | 0 | 0 | 0 |  | 0 | 0 | 0 | 0 | 0
| 18602.0257 | 0 | no | Surplus | yes |  | 0 | 0 | 0 | 2485.5885 | 0 | no | 0 | 0 | 0 | 2485.5885 | 4860 | no | 18602.0257 | 0 | 24300 |  |  | 0 |  |  | 0 | 0 | 0 | 0 | 0 |  | 0 | 0 | 0 | 0 | 0 | 18602.0257 | 14113.4613 | 15074.5751 | 0 | no | Surplus | yes |  | 0 | 0 | 0 | 2975.3671 | 0 | no | 0 | 0 | 0 | 2975.3671 | 0 |  |  | 0 | 0 | 0 | 0 | 0 |  | 0 | 0 | 0 | 0 | 0
| 19109.1276 | 0 | yes | Deficit |  |  | 0 | 0 | 0 | 0 | 0 |  | 0 | 0 | 0 | 0 | 4860 | no |  | 0 | 24300 | no | 19109.1276 | 0 | no | no | 0 | 0 | 0 | 0 | 0 |  | 0 | 0 | 0 | 0 | 0 | 19109.1276 | 14047.3242 | 15485.5167 | 0 | no | Surplus | yes |  | 0 | 0 | 0 | 1027.2509 | 0 | no | 0 | 0 | 0 | 1027.2509 | 0 |  |  | 0 | 0 | 0 | 0 | 0 |  | 0 | 0 | 0 | 0 | 0
| 18758.0307 | 0 | no | Surplus | yes |  | 0 | 0 | 0 | 351.0969 | 0 | no | 0 | 0 | 0 | 351.0969 | 4860 | no | 18758.0307 | 0 | 24300 |  |  | 0 |  |  | 0 | 0 | 0 | 0 | 0 |  | 0 | 0 | 0 | 0 | 0 | 18758.0307 | 14117.8813 | 15200.9973 | 0 | no | Surplus | yes |  | 0 | 0 | 0 | 1367.6354 | 0 | no | 0 | 0 | 0 | 1367.6354 | 0 |  |  | 0 | 0 | 0 | 0 | 0 |  | 0 | 0 | 0 | 0 | 0
| 15588.2105 | 0 | no | Surplus | yes |  | 0 | 0 | 0 | 3169.8202 | 0 | no | 0 | 0 | 0 | 3169.8202 | 4860 | no | 15588.2105 | 0 | 24300 |  |  | 0 |  |  | 0 | 0 | 0 | 0 | 0 |  | 0 | 0 | 0 | 0 | 0 | 15588.2105 | 14445.6776 | 12632.2614 | 0 | no | Surplus | yes |  | 0 | 0 | 0 | 755.3197 | 0 | no | 0 | 0 | 0 | 755.3197 | 0 |  |  | 0 | 0 | 0 | 0 | 0 |  | 0 | 0 | 0 | 0 | 0
| 14154.501 | 0 | no | Surplus | yes |  | 0 | 0 | 0 | 1433.7096 | 0 | no | 0 | 0 | 0 | 1433.7096 | 4860 | no | 14154.501 | 0 | 24300 |  |  | 0 |  |  | 0 | 0 | 0 | 0 | 0 |  | 0 | 0 | 0 | 0 | 0 | 14154.501 | 15233.6968 | 11470.4222 | 0 | yes | Deficit |  |  | 0 | 0 | 0 | 0 | 0 |  | 0 | 0 | 0 | 0 | 2601.4354 | yes |  | 0 | 0 | 0 | 2601.4354 | 0 | no | 0 | 0 | 0 | 2601.4354 | 0
| 14532.8856 | 0 | yes | Deficit |  |  | 0 | 0 | 0 | 0 | 0 |  | 0 | 0 | 0 | 0 | 4860 | no |  | 0 | 24300 | no | 14532.8856 | 0 | no | no | 0 | 0 | 0 | 0 | 0 |  | 0 | 0 | 0 | 0 | 0 | 14532.8856 | 14823.7121 | 11777.0547 | 0 | yes | Deficit |  |  | 0 | 0 | 0 | 0 | 0 |  | 0 | 0 | 0 | 0 | 3353.2899 | yes |  | 0 | 0 | 0 | 3353.2899 | 0 | no | 0 | 0 | 0 | 3353.2899 | 0
| 12076.1597 | 0 | no | Surplus | yes |  | 0 | 0 | 0 | 2456.7259 | 0 | no | 0 | 0 | 0 | 2456.7259 | 4860 | no | 12076.1597 | 0 | 24300 |  |  | 0 |  |  | 0 | 0 | 0 | 0 | 0 |  | 0 | 0 | 0 | 0 | 0 | 12076.1597 | 14942.6833 | 9786.191 | 0 | yes | Deficit |  |  | 0 | 0 | 0 | 0 | 0 |  | 0 | 0 | 0 | 0 | 3165.6286 | yes |  | 0 | 0 | 0 | 3165.6286 | 0 | no | 0 | 0 | 0 | 3165.6286 | 0
| 11796.7094 | 0 | no | Surplus | yes |  | 0 | 0 | 0 | 279.4502 | 0 | no | 0 | 0 | 0 | 279.4502 | 4860 | no | 11796.7094 | 0 | 24152.3193 |  |  | 0 |  |  | 0 | 0 | 0 | 0 | 0 |  | 0 | 0 | 0 | 0 | 0 | 11796.7094 | 15124.212 | 9559.7321 | 0 | yes | Deficit |  |  | 0 | 0 | 0 | 0 | 0 |  | 0 | 0 | 0 | 0 | 5338.0211 | yes |  | 0 | 0 | 0 | 5338.0211 | 0 | no | 0 | 0 | 0 | 5338.0211 | 0
| 10689.2991 | 0 | no | Surplus | yes |  | 0 | 0 | 0 | 1107.4104 | 0 | no | 0 | 0 | 0 | 1107.4104 | 4860 | no | 10689.2991 | 0 | 23593.4188 |  |  | 0 |  |  | 0 | 0 | 0 | 0 | 0 |  | 0 | 0 | 0 | 0 | 0 | 10689.2991 | 15148.5863 | 8662.3169 | 0 | yes | Deficit |  |  | 0 | 0 | 0 | 0 | 0 |  | 0 | 0 | 0 | 0 | 5588.8542 | yes |  | 0 | 0 | 0 | 5588.8542 | 0 | no | 0 | 0 | 0 | 5588.8542 | 0
| 13249.7491 | 0 | yes | Deficit |  |  | 0 | 0 | 0 | 0 | 0 |  | 0 | 0 | 0 | 0 | 4860 | no |  | 0 | 21378.5981 | no | 13249.7491 | 0 | no | no | 0 | 0 | 0 | 0 | 0 |  | 0 | 0 | 0 | 0 | 0 | 13249.7491 | 15049.0067 | 10737.2359 | 0 | yes | Deficit |  |  | 0 | 0 | 0 | 0 | 0 |  | 0 | 0 | 0 | 0 | 6386.6898 | yes |  | 0 | 0 | 0 | 6386.6898 | 0 | no | 0 | 0 | 0 | 6386.6898 | 0
| 9941.4627 | 0 | no | Surplus | yes |  | 0 | 0 | 0 | 3308.2864 | 0 | no | 0 | 0 | 0 | 3308.2864 | 4860 | no | 9941.4627 | 0 | 24300 |  |  | 0 |  |  | 0 | 0 | 0 | 0 | 0 |  | 0 | 0 | 0 | 0 | 0 | 9941.4627 | 14988.1151 | 8056.2907 | 0 | yes | Deficit |  |  | 0 | 0 | 0 | 0 | 0 |  | 0 | 0 | 0 | 0 | 4250.8792 | yes |  | 0 | 0 | 0 | 4250.8792 | 0 | no | 0 | 0 | 0 | 4250.8792 | 0
| 8842.9508 | 0 | no | Surplus | yes |  | 0 | 0 | 0 | 1098.512 | 0 | no | 0 | 0 | 0 | 1098.512 | 4860 | no | 8842.9508 | 0 | 19882.9255 |  |  | 0 |  |  | 0 | 0 | 0 | 0 | 0 |  | 0 | 0 | 0 | 0 | 0 | 8842.9508 | 15170.9992 | 7166.0865 | 0 | yes | Deficit |  |  | 0 | 0 | 0 | 0 | 0 |  | 0 | 0 | 0 | 0 | 7114.7085 | yes |  | 0 | 0 | 0 | 7114.7085 | 0 | no | 0 | 0 | 0 | 7114.7085 | 0
| 8378.2484 | 0 | no | Surplus | yes |  | 0 | 0 | 0 | 464.7024 | 0 | no | 0 | 0 | 0 | 464.7024 | 4860 | no | 8378.2484 | 0 | 17685.9015 |  |  | 0 |  |  | 0 | 0 | 0 | 0 | 0 |  | 0 | 0 | 0 | 0 | 0 | 8378.2484 | 15191.5057 | 6789.5043 | 0 | yes | Deficit |  |  | 0 | 0 | 0 | 0 | 0 |  | 0 | 0 | 0 | 0 | 8025.4192 | yes |  | 0 | 0 | 0 | 8025.4192 | 0 | no | 0 | 0 | 0 | 8025.4192 | 0
| 6709.0369 | 0 | no | Surplus | yes |  | 0 | 0 | 0 | 1669.2115 | 0 | no | 0 | 0 | 0 | 1669.2115 | 4860 | no | 6709.0369 | 0 | 16756.4967 |  |  | 0 |  |  | 0 | 0 | 0 | 0 | 0 |  | 0 | 0 | 0 | 0 | 0 | 6709.0369 | 15528.2716 | 5436.8208 | 0 | yes | Deficit |  |  | 0 | 0 | 0 | 0 | 0 |  | 0 | 0 | 0 | 0 | 8738.7672 | yes |  | 0 | 0 | 0 | 8738.7672 | 0 | no | 0 | 0 | 0 | 8738.7672 | 0
| 11347.5663 | 0 | yes | Deficit |  |  | 0 | 0 | 0 | 0 | 0 |  | 0 | 0 | 0 | 0 | 4860 | no |  | 0 | 13418.0738 | no | 11347.5663 | 0 | no | no | 0 | 0 | 0 | 0 | 0 |  | 0 | 0 | 0 | 0 | 0 | 11347.5663 | 15453.6061 | 9195.7588 | 0 | yes | Deficit |  |  | 0 | 0 | 0 | 0 | 0 |  | 0 | 0 | 0 | 0 | 10016.7853 | yes |  | 0 | 0 | 0 | 10016.7853 | 0 | no | 0 | 0 | 0 | 10016.7853 | 0
| 12250.4335 | 0 | yes | Deficit |  |  | 0 | 0 | 0 | 0 | 0 |  | 0 | 0 | 0 | 0 | 4860 | no |  | 0 | 22695.1326 | no | 12250.4335 | 0 | no | no | 0 | 0 | 0 | 0 | 0 |  | 0 | 0 | 0 | 0 | 0 | 12250.4335 | 15168.3876 | 9927.4178 | 0 | yes | Deficit |  |  | 0 | 0 | 0 | 0 | 0 |  | 0 | 0 | 0 | 0 | 5972.6289 | yes |  | 0 | 0 | 0 | 5972.6289 | 0 | no | 0 | 0 | 0 | 5972.6289 | 0
| 11586.7691 | 0 | no | Surplus | yes |  | 0 | 0 | 0 | 663.6644 | 0 | no | 0 | 0 | 0 | 663.6644 | 4860 | no | 11586.7691 | 0 | 24300 |  |  | 0 |  |  | 0 | 0 | 0 | 0 | 0 |  | 0 | 0 | 0 | 0 | 0 | 11586.7691 | 15493.9581 | 9389.6022 | 0 | yes | Deficit |  |  | 0 | 0 | 0 | 0 | 0 |  | 0 | 0 | 0 | 0 | 5566.5403 | yes |  | 0 | 0 | 0 | 5566.5403 | 0 | no | 0 | 0 | 0 | 5566.5403 | 0
| 10530.2171 | 0 | no | Surplus | yes |  | 0 | 0 | 0 | 1056.552 | 0 | no | 0 | 0 | 0 | 1056.552 | 4860 | no | 10530.2171 | 0 | 23173.5383 |  |  | 0 |  |  | 0 | 0 | 0 | 0 | 0 |  | 0 | 0 | 0 | 0 | 0 | 10530.2171 | 14994.2527 | 8533.4012 | 0 | yes | Deficit |  |  | 0 | 0 | 0 | 0 | 0 |  | 0 | 0 | 0 | 0 | 5604.6505 | yes |  | 0 | 0 | 0 | 5604.6505 | 0 | no | 0 | 0 | 0 | 5604.6505 | 0
| 9593.3014 | 0 | no | Surplus | yes |  | 0 | 0 | 0 | 936.9158 | 0 | no | 0 | 0 | 0 | 936.9158 | 4860 | no | 9593.3014 | 0 | 21060.4343 |  |  | 0 |  |  | 0 | 0 | 0 | 0 | 0 |  | 0 | 0 | 0 | 0 | 0 | 9593.3014 | 16266.783 | 7774.1502 | 0 | yes | Deficit |  |  | 0 | 0 | 0 | 0 | 0 |  | 0 | 0 | 0 | 0 | 7733.3817 | yes |  | 0 | 0 | 0 | 7733.3817 | 0 | no | 0 | 0 | 0 | 7733.3817 | 0
| 8432.8731 | 0 | no | Surplus | yes |  | 0 | 0 | 0 | 1160.4283 | 0 | no | 0 | 0 | 0 | 1160.4283 | 4860 | no | 8432.8731 | 0 | 19186.6028 |  |  | 0 |  |  | 0 | 0 | 0 | 0 | 0 |  | 0 | 0 | 0 | 0 | 0 | 8432.8731 | 14974.0878 | 6833.7707 | 0 | yes | Deficit |  |  | 0 | 0 | 0 | 0 | 0 |  | 0 | 0 | 0 | 0 | 7199.9375 | yes |  | 0 | 0 | 0 | 7199.9375 | 0 | no | 0 | 0 | 0 | 7199.9375 | 0
| 7402.6474 | 0 | no | Surplus | yes |  | 0 | 0 | 0 | 1030.2256 | 0 | no | 0 | 0 | 0 | 1030.2256 | 4860 | no | 7402.6474 | 0 | 16865.7462 |  |  | 0 |  |  | 0 | 0 | 0 | 0 | 0 |  | 0 | 0 | 0 | 0 | 0 | 7402.6474 | 16486.8675 | 5998.9039 | 0 | yes | Deficit |  |  | 0 | 0 | 0 | 0 | 0 |  | 0 | 0 | 0 | 0 | 9653.0968 | yes |  | 0 | 0 | 0 | 9653.0968 | 0 | no | 0 | 0 | 0 | 9653.0968 | 0
| 8202.2443 | 0 | yes | Deficit |  |  | 0 | 0 | 0 | 0 | 0 |  | 0 | 0 | 0 | 0 | 4860 | no |  | 0 | 14805.2949 | no | 8202.2443 | 0 | no | no | 0 | 0 | 0 | 0 | 0 |  | 0 | 0 | 0 | 0 | 0 | 8202.2443 | 16724.1101 | 6646.8754 | 0 | yes | Deficit |  |  | 0 | 0 | 0 | 0 | 0 |  | 0 | 0 | 0 | 0 | 10725.2062 | yes |  | 0 | 0 | 0 | 10725.2062 | 0 | no | 0 | 0 | 0 | 10725.2062 | 0
| 12338.1744 | 0 | yes | Deficit |  |  | 0 | 0 | 0 | 0 | 0 |  | 0 | 0 | 0 | 0 | 4860 | no |  | 0 | 16404.4885 | no | 12338.1744 | 0 | no | no | 0 | 0 | 0 | 0 | 0 |  | 0 | 0 | 0 | 0 | 0 | 12338.1744 | 17961.1465 | 9998.5206 | 0 | yes | Deficit |  |  | 0 | 0 | 0 | 0 | 0 |  | 0 | 0 | 0 | 0 | 11314.2711 | yes |  | 0 | 0 | 0 | 11314.2711 | 0 | no | 0 | 0 | 0 | 11314.2711 | 0
| 13939.1444 | 0 | yes | Deficit |  |  | 0 | 0 | 0 | 0 | 0 |  | 0 | 0 | 0 | 0 | 4860 | no |  | 0 | 24300 | no | 13939.1444 | 0 | no | no | 0 | 0 | 0 | 0 | 0 |  | 0 | 0 | 0 | 0 | 0 | 13939.1444 | 16925.7219 | 11295.9031 | 0 | yes | Deficit |  |  | 0 | 0 | 0 | 0 | 0 |  | 0 | 0 | 0 | 0 | 6927.2013 | yes |  | 0 | 0 | 0 | 6927.2013 | 0 | no | 0 | 0 | 0 | 6927.2013 | 0
| 16580.1823 | 0 | yes | Deficit |  |  | 0 | 0 | 0 | 0 | 0 |  | 0 | 0 | 0 | 0 | 4860 | no |  | 0 | 24300 | no | 16580.1823 | 0 | no | no | 0 | 0 | 0 | 0 | 0 |  | 0 | 0 | 0 | 0 | 0 | 16580.1823 | 16838.4629 | 13436.1283 | 0 | yes | Deficit |  |  | 0 | 0 | 0 | 0 | 0 |  | 0 | 0 | 0 | 0 | 5542.5598 | yes |  | 0 | 0 | 0 | 5542.5598 | 0 | no | 0 | 0 | 0 | 5542.5598 | 0
| 15994.1855 | 0 | no | Surplus | yes |  | 0 | 0 | 0 | 585.9969 | 0 | no | 0 | 0 | 0 | 585.9969 | 4860 | no | 15994.1855 | 0 | 24300 |  |  | 0 |  |  | 0 | 0 | 0 | 0 | 0 |  | 0 | 0 | 0 | 0 | 0 | 15994.1855 | 17517.9361 | 12961.2524 | 0 | yes | Deficit |  |  | 0 | 0 | 0 | 0 | 0 |  | 0 | 0 | 0 | 0 | 4081.8078 | yes |  | 0 | 0 | 0 | 4081.8078 | 0 | no | 0 | 0 | 0 | 4081.8078 | 0
| 16876.4989 | 0 | yes | Deficit |  |  | 0 | 0 | 0 | 0 | 0 |  | 0 | 0 | 0 | 0 | 4860 | no |  | 0 | 24300 | no | 16876.4989 | 0 | no | no | 0 | 0 | 0 | 0 | 0 |  | 0 | 0 | 0 | 0 | 0 | 16876.4989 | 17676.5451 | 13676.2552 | 0 | yes | Deficit |  |  | 0 | 0 | 0 | 0 | 0 |  | 0 | 0 | 0 | 0 | 4715.2927 | yes |  | 0 | 0 | 0 | 4715.2927 | 0 | no | 0 | 0 | 0 | 4715.2927 | 0
| 14278.1789 | 0 | no | Surplus | yes |  | 0 | 0 | 0 | 2598.32 | 0 | no | 0 | 0 | 0 | 2598.32 | 4860 | no | 14278.1789 | 0 | 24300 |  |  | 0 |  |  | 0 | 0 | 0 | 0 | 0 |  | 0 | 0 | 0 | 0 | 0 | 14278.1789 | 17395.2274 | 11570.6474 | 0 | yes | Deficit |  |  | 0 | 0 | 0 | 0 | 0 |  | 0 | 0 | 0 | 0 | 3718.9722 | yes |  | 0 | 0 | 0 | 3718.9722 | 0 | no | 0 | 0 | 0 | 3718.9722 | 0
| 15269.811 | 0 | yes | Deficit |  |  | 0 | 0 | 0 | 0 | 0 |  | 0 | 0 | 0 | 0 | 4860 | no |  | 0 | 24300 | no | 15269.811 | 0 | no | no | 0 | 0 | 0 | 0 | 0 |  | 0 | 0 | 0 | 0 | 0 | 15269.811 | 16248.1702 | 12374.2391 | 0 | yes | Deficit |  |  | 0 | 0 | 0 | 0 | 0 |  | 0 | 0 | 0 | 0 | 4677.5228 | yes |  | 0 | 0 | 0 | 4677.5228 | 0 | no | 0 | 0 | 0 | 4677.5228 | 0
| 15682.9075 | 0 | yes | Deficit |  |  | 0 | 0 | 0 | 0 | 0 |  | 0 | 0 | 0 | 0 | 4860 | no |  | 0 | 24300 | no | 15682.9075 | 0 | no | no | 0 | 0 | 0 | 0 | 0 |  | 0 | 0 | 0 | 0 | 0 | 15682.9075 | 17299.1849 | 12709.0012 | 0 | yes | Deficit |  |  | 0 | 0 | 0 | 0 | 0 |  | 0 | 0 | 0 | 0 | 4924.9458 | yes |  | 0 | 0 | 0 | 4924.9458 | 0 | no | 0 | 0 | 0 | 4924.9458 | 0
| 16922.2312 | 0 | yes | Deficit |  |  | 0 | 0 | 0 | 0 | 0 |  | 0 | 0 | 0 | 0 | 4860 | no |  | 0 | 24300 | no | 16922.2312 | 0 | no | no | 0 | 0 | 0 | 0 | 0 |  | 0 | 0 | 0 | 0 | 0 | 16922.2312 | 17668.9212 | 13713.3154 | 0 | yes | Deficit |  |  | 0 | 0 | 0 | 0 | 0 |  | 0 | 0 | 0 | 0 | 4959.92 | yes |  | 0 | 0 | 0 | 4959.92 | 0 | no | 0 | 0 | 0 | 4959.92 | 0
| 14944.5876 | 0 | no | Surplus | yes |  | 0 | 0 | 0 | 1977.6435 | 0 | no | 0 | 0 | 0 | 1977.6435 | 4860 | no | 14944.5876 | 0 | 24300 |  |  | 0 |  |  | 0 | 0 | 0 | 0 | 0 |  | 0 | 0 | 0 | 0 | 0 | 14944.5876 | 17004.4482 | 12110.6869 | 0 | yes | Deficit |  |  | 0 | 0 | 0 | 0 | 0 |  | 0 | 0 | 0 | 0 | 3291.1329 | yes |  | 0 | 0 | 0 | 3291.1329 | 0 | no | 0 | 0 | 0 | 3291.1329 | 0
| 14482.0247 | 0 | no | Surplus | yes |  | 0 | 0 | 0 | 462.5629 | 0 | no | 0 | 0 | 0 | 462.5629 | 4860 | no | 14482.0247 | 0 | 24300 |  |  | 0 |  |  | 0 | 0 | 0 | 0 | 0 |  | 0 | 0 | 0 | 0 | 0 | 14482.0247 | 17389.7002 | 11735.8385 | 0 | yes | Deficit |  |  | 0 | 0 | 0 | 0 | 0 |  | 0 | 0 | 0 | 0 | 5279.0133 | yes |  | 0 | 0 | 0 | 5279.0133 | 0 | no | 0 | 0 | 0 | 5279.0133 | 0
| 14249.7399 | 0 | no | Surplus | yes |  | 0 | 0 | 0 | 232.2848 | 0 | no | 0 | 0 | 0 | 232.2848 | 4860 | no | 14249.7399 | 0 | 24300 |  |  | 0 |  |  | 0 | 0 | 0 | 0 | 0 |  | 0 | 0 | 0 | 0 | 0 | 14249.7399 | 17636.4025 | 11547.6012 | 0 | yes | Deficit |  |  | 0 | 0 | 0 | 0 | 0 |  | 0 | 0 | 0 | 0 | 5900.564 | yes |  | 0 | 0 | 0 | 5900.564 | 0 | no | 0 | 0 | 0 | 5900.564 | 0
| 15045.6616 | 0 | yes | Deficit |  |  | 0 | 0 | 0 | 0 | 0 |  | 0 | 0 | 0 | 0 | 4860 | no |  | 0 | 24300 | no | 15045.6616 | 0 | no | no | 0 | 0 | 0 | 0 | 0 |  | 0 | 0 | 0 | 0 | 0 | 15045.6616 | 17218.4699 | 12192.5945 | 0 | yes | Deficit |  |  | 0 | 0 | 0 | 0 | 0 |  | 0 | 0 | 0 | 0 | 5670.8687 | yes |  | 0 | 0 | 0 | 5670.8687 | 0 | no | 0 | 0 | 0 | 5670.8687 | 0
| 13197.7309 | 0 | no | Surplus | yes |  | 0 | 0 | 0 | 1847.9307 | 0 | no | 0 | 0 | 0 | 1847.9307 | 4860 | no | 13197.7309 | 0 | 24300 |  |  | 0 |  |  | 0 | 0 | 0 | 0 | 0 |  | 0 | 0 | 0 | 0 | 0 | 13197.7309 | 17143.518 | 10695.0818 | 0 | yes | Deficit |  |  | 0 | 0 | 0 | 0 | 0 |  | 0 | 0 | 0 | 0 | 4950.9235 | yes |  | 0 | 0 | 0 | 4950.9235 | 0 | no | 0 | 0 | 0 | 4950.9235 | 0
| 13538.9441 | 0 | yes | Deficit |  |  | 0 | 0 | 0 | 0 | 0 |  | 0 | 0 | 0 | 0 | 4860 | no |  | 0 | 24300 | no | 13538.9441 | 0 | no | no | 0 | 0 | 0 | 0 | 0 |  | 0 | 0 | 0 | 0 | 0 | 13538.9441 | 17142.0652 | 10971.5916 | 0 | yes | Deficit |  |  | 0 | 0 | 0 | 0 | 0 |  | 0 | 0 | 0 | 0 | 6446.9834 | yes |  | 0 | 0 | 0 | 6446.9834 | 0 | no | 0 | 0 | 0 | 6446.9834 | 0
| 14007.8625 | 0 | yes | Deficit |  |  | 0 | 0 | 0 | 0 | 0 |  | 0 | 0 | 0 | 0 | 4860 | no |  | 0 | 24300 | no | 14007.8625 | 0 | no | no | 0 | 0 | 0 | 0 | 0 |  | 0 | 0 | 0 | 0 | 0 | 14007.8625 | 16494.4978 | 11351.5903 | 0 | yes | Deficit |  |  | 0 | 0 | 0 | 0 | 0 |  | 0 | 0 | 0 | 0 | 5522.9062 | yes |  | 0 | 0 | 0 | 5522.9062 | 0 | no | 0 | 0 | 0 | 5522.9062 | 0
| 13873.0456 | 0 | no | Surplus | yes |  | 0 | 0 | 0 | 134.8169 | 0 | no | 0 | 0 | 0 | 134.8169 | 4860 | no | 13873.0456 | 0 | 24300 |  |  | 0 |  |  | 0 | 0 | 0 | 0 | 0 |  | 0 | 0 | 0 | 0 | 0 | 13873.0456 | 16728.6165 | 11242.3384 | 0 | yes | Deficit |  |  | 0 | 0 | 0 | 0 | 0 |  | 0 | 0 | 0 | 0 | 5377.0262 | yes |  | 0 | 0 | 0 | 5377.0262 | 0 | no | 0 | 0 | 0 | 5377.0262 | 0
| 13577.5644 | 0 | no | Surplus | yes |  | 0 | 0 | 0 | 295.4812 | 0 | no | 0 | 0 | 0 | 295.4812 | 4860 | no | 13577.5644 | 0 | 24300 |  |  | 0 |  |  | 0 | 0 | 0 | 0 | 0 |  | 0 | 0 | 0 | 0 | 0 | 13577.5644 | 16996.0043 | 11002.8885 | 0 | yes | Deficit |  |  | 0 | 0 | 0 | 0 | 0 |  | 0 | 0 | 0 | 0 | 5753.6659 | yes |  | 0 | 0 | 0 | 5753.6659 | 0 | no | 0 | 0 | 0 | 5753.6659 | 0
| 11488.7706 | 0 | no | Surplus | yes |  | 0 | 0 | 0 | 2088.7938 | 0 | no | 0 | 0 | 0 | 2088.7938 | 4860 | no | 11488.7706 | 0 | 24300 |  |  | 0 |  |  | 0 | 0 | 0 | 0 | 0 |  | 0 | 0 | 0 | 0 | 0 | 11488.7706 | 16701.1396 | 9310.1869 | 0 | yes | Deficit |  |  | 0 | 0 | 0 | 0 | 0 |  | 0 | 0 | 0 | 0 | 5698.2511 | yes |  | 0 | 0 | 0 | 5698.2511 | 0 | no | 0 | 0 | 0 | 5698.2511 | 0
| 11687.6002 | 0 | yes | Deficit |  |  | 0 | 0 | 0 | 0 | 0 |  | 0 | 0 | 0 | 0 | 4860 | no |  | 0 | 22977.5412 | no | 11687.6002 | 0 | no | no | 0 | 0 | 0 | 0 | 0 |  | 0 | 0 | 0 | 0 | 0 | 11687.6002 | 11076.8433 | 9471.313 | 0 | yes | Deficit |  |  | 0 | 0 | 0 | 0 | 0 |  | 0 | 0 | 0 | 0 | 1766.6564 | yes |  | 0 | 0 | 0 | 1766.6564 | 0 | no | 0 | 0 | 0 | 1766.6564 | 0
| 10780.3735 | 0 | no | Surplus | yes |  | 0 | 0 | 0 | 907.2267 | 0 | no | 0 | 0 | 0 | 907.2267 | 4860 | no | 10780.3735 | 0 | 23375.2004 |  |  | 0 |  |  | 0 | 0 | 0 | 0 | 0 |  | 0 | 0 | 0 | 0 | 0 | 10780.3735 | 11435.1008 | 8736.1212 | 0 | yes | Deficit |  |  | 0 | 0 | 0 | 0 | 0 |  | 0 | 0 | 0 | 0 | 1963.7879 | yes |  | 0 | 0 | 0 | 1963.7879 | 0 | no | 0 | 0 | 0 | 1963.7879 | 0
| 12703.8302 | 0 | yes | Deficit |  |  | 0 | 0 | 0 | 0 | 0 |  | 0 | 0 | 0 | 0 | 4860 | no |  | 0 | 21560.747 | no | 12703.8302 | 0 | no | no | 0 | 0 | 0 | 0 | 0 |  | 0 | 0 | 0 | 0 | 0 | 12703.8302 | 12261.559 | 10294.8381 | 0 | yes | Deficit |  |  | 0 | 0 | 0 | 0 | 0 |  | 0 | 0 | 0 | 0 | 3525.4378 | yes |  | 0 | 0 | 0 | 3525.4378 | 0 | no | 0 | 0 | 0 | 3525.4378 | 0
| 14007.262 | 0 | yes | Deficit |  |  | 0 | 0 | 0 | 0 | 0 |  | 0 | 0 | 0 | 0 | 4860 | no |  | 0 | 24300 | no | 14007.262 | 0 | no | no | 0 | 0 | 0 | 0 | 0 |  | 0 | 0 | 0 | 0 | 0 | 14007.262 | 12134.4116 | 11351.1037 | 0 | yes | Deficit |  |  | 0 | 0 | 0 | 0 | 0 |  | 0 | 0 | 0 | 0 | 1839.5735 | yes |  | 0 | 0 | 0 | 1839.5735 | 0 | no | 0 | 0 | 0 | 1839.5735 | 0
| 11066.3215 | 0 | no | Surplus | yes |  | 0 | 0 | 0 | 2940.9404 | 0 | no | 0 | 0 | 0 | 2940.9404 | 4860 | no | 11066.3215 | 0 | 24300 |  |  | 0 |  |  | 0 | 0 | 0 | 0 | 0 |  | 0 | 0 | 0 | 0 | 0 | 11066.3215 | 12417.2589 | 8967.8457 | 0 | yes | Deficit |  |  | 0 | 0 | 0 | 0 | 0 |  | 0 | 0 | 0 | 0 | 1066.1552 | yes |  | 0 | 0 | 0 | 1066.1552 | 0 | no | 0 | 0 | 0 | 1066.1552 | 0
| 13290.5328 | 0 | yes | Deficit |  |  | 0 | 0 | 0 | 0 | 0 |  | 0 | 0 | 0 | 0 | 4860 | no |  | 0 | 22132.6431 | no | 13290.5328 | 0 | no | no | 0 | 0 | 0 | 0 | 0 |  | 0 | 0 | 0 | 0 | 0 | 13290.5328 | 12700.9432 | 10770.2859 | 0 | yes | Deficit |  |  | 0 | 0 | 0 | 0 | 0 |  | 0 | 0 | 0 | 0 | 3733.0975 | yes |  | 0 | 0 | 0 | 3733.0975 | 0 | no | 0 | 0 | 0 | 3733.0975 | 0
| 11549.96 | 0 | no | Surplus | yes |  | 0 | 0 | 0 | 1740.5728 | 0 | no | 0 | 0 | 0 | 1740.5728 | 4860 | no | 11549.96 | 0 | 24300 |  |  | 0 |  |  | 0 | 0 | 0 | 0 | 0 |  | 0 | 0 | 0 | 0 | 0 | 11549.96 | 12760.3938 | 9359.7731 | 0 | yes | Deficit |  |  | 0 | 0 | 0 | 0 | 0 |  | 0 | 0 | 0 | 0 | 1990.1079 | yes |  | 0 | 0 | 0 | 1990.1079 | 0 | no | 0 | 0 | 0 | 1990.1079 | 0
| 15494.1852 | 0 | yes | Deficit |  |  | 0 | 0 | 0 | 0 | 0 |  | 0 | 0 | 0 | 0 | 4860 | no |  | 0 | 23099.9201 | no | 15494.1852 | 0 | no | no | 0 | 0 | 0 | 0 | 0 |  | 0 | 0 | 0 | 0 | 0 | 15494.1852 | 12592.8858 | 12556.0658 | 0 | yes | Deficit |  |  | 0 | 0 | 0 | 0 | 0 |  | 0 | 0 | 0 | 0 | 3233.1127 | yes |  | 0 | 0 | 0 | 3233.1127 | 0 | no | 0 | 0 | 0 | 3233.1127 | 0
| 14138.591 | 0 | no | Surplus | yes |  | 0 | 0 | 0 | 1355.5942 | 0 | no | 0 | 0 | 0 | 1355.5942 | 4860 | no | 14138.591 | 0 | 24300 |  |  | 0 |  |  | 0 | 0 | 0 | 0 | 0 |  | 0 | 0 | 0 | 0 | 0 | 14138.591 | 13130.195 | 11457.5292 | 0 | yes | Deficit |  |  | 0 | 0 | 0 | 0 | 0 |  | 0 | 0 | 0 | 0 | 574.1291 | yes |  | 0 | 0 | 0 | 574.1291 | 0 | no | 0 | 0 | 0 | 574.1291 | 0
| 13551.5717 | 0 | no | Surplus | yes |  | 0 | 0 | 0 | 587.0194 | 0 | no | 0 | 0 | 0 | 587.0194 | 4860 | no | 13551.5717 | 0 | 24300 |  |  | 0 |  |  | 0 | 0 | 0 | 0 | 0 |  | 0 | 0 | 0 | 0 | 0 | 13551.5717 | 13457.3522 | 10981.8247 | 0 | yes | Deficit |  |  | 0 | 0 | 0 | 0 | 0 |  | 0 | 0 | 0 | 0 | 1999.823 | yes |  | 0 | 0 | 0 | 1999.823 | 0 | no | 0 | 0 | 0 | 1999.823 | 0
| 13370.0827 | 0 | no | Surplus | yes |  | 0 | 0 | 0 | 181.4889 | 0 | no | 0 | 0 | 0 | 181.4889 | 4860 | no | 13370.0827 | 0 | 24300 |  |  | 0 |  |  | 0 | 0 | 0 | 0 | 0 |  | 0 | 0 | 0 | 0 | 0 | 13370.0827 | 13533.7145 | 10834.751 | 0 | yes | Deficit |  |  | 0 | 0 | 0 | 0 | 0 |  | 0 | 0 | 0 | 0 | 2551.8899 | yes |  | 0 | 0 | 0 | 2551.8899 | 0 | no | 0 | 0 | 0 | 2551.8899 | 0
| 13945.3206 | 0 | yes | Deficit |  |  | 0 | 0 | 0 | 0 | 0 |  | 0 | 0 | 0 | 0 | 4860 | no |  | 0 | 24300 | no | 13945.3206 | 0 | no | no | 0 | 0 | 0 | 0 | 0 |  | 0 | 0 | 0 | 0 | 0 | 13945.3206 | 15166.7458 | 11300.9081 | 0 | yes | Deficit |  |  | 0 | 0 | 0 | 0 | 0 |  | 0 | 0 | 0 | 0 | 4331.9948 | yes |  | 0 | 0 | 0 | 4331.9948 | 0 | no | 0 | 0 | 0 | 4331.9948 | 0
| 15043.9368 | 0 | yes | Deficit |  |  | 0 | 0 | 0 | 0 | 0 |  | 0 | 0 | 0 | 0 | 4860 | no |  | 0 | 24300 | no | 15043.9368 | 0 | no | no | 0 | 0 | 0 | 0 | 0 |  | 0 | 0 | 0 | 0 | 0 | 15043.9368 | 15777.3144 | 12191.1968 | 0 | yes | Deficit |  |  | 0 | 0 | 0 | 0 | 0 |  | 0 | 0 | 0 | 0 | 4476.4062 | yes |  | 0 | 0 | 0 | 4476.4062 | 0 | no | 0 | 0 | 0 | 4476.4062 | 0
| 15071.6259 | 0 | yes | Deficit |  |  | 0 | 0 | 0 | 0 | 0 |  | 0 | 0 | 0 | 0 | 4860 | no |  | 0 | 24300 | no | 15071.6259 | 0 | no | no | 0 | 0 | 0 | 0 | 0 |  | 0 | 0 | 0 | 0 | 0 | 15071.6259 | 14827.7981 | 12213.6352 | 0 | yes | Deficit |  |  | 0 | 0 | 0 | 0 | 0 |  | 0 | 0 | 0 | 0 | 2636.6014 | yes |  | 0 | 0 | 0 | 2636.6014 | 0 | no | 0 | 0 | 0 | 2636.6014 | 0
| 15496.476 | 0 | yes | Deficit |  |  | 0 | 0 | 0 | 0 | 0 |  | 0 | 0 | 0 | 0 | 4860 | no |  | 0 | 24300 | no | 15496.476 | 0 | no | no | 0 | 0 | 0 | 0 | 0 |  | 0 | 0 | 0 | 0 | 0 | 15496.476 | 15202.1171 | 12557.9222 | 0 | yes | Deficit |  |  | 0 | 0 | 0 | 0 | 0 |  | 0 | 0 | 0 | 0 | 2988.4819 | yes |  | 0 | 0 | 0 | 2988.4819 | 0 | no | 0 | 0 | 0 | 2988.4819 | 0
| 18087.1197 | 0 | yes | Deficit |  |  | 0 | 0 | 0 | 0 | 0 |  | 0 | 0 | 0 | 0 | 4860 | no |  | 0 | 24300 | no | 18087.1197 | 0 | no | no | 0 | 0 | 0 | 0 | 0 |  | 0 | 0 | 0 | 0 | 0 | 18087.1197 | 15521.8915 | 14657.3093 | 0 | yes | Deficit |  |  | 0 | 0 | 0 | 0 | 0 |  | 0 | 0 | 0 | 0 | 2963.9693 | yes |  | 0 | 0 | 0 | 2963.9693 | 0 | no | 0 | 0 | 0 | 2963.9693 | 0
| 17539.5975 | 0 | no | Surplus | yes |  | 0 | 0 | 0 | 547.5222 | 0 | no | 0 | 0 | 0 | 547.5222 | 4860 | no | 17539.5975 | 0 | 24300 |  |  | 0 |  |  | 0 | 0 | 0 | 0 | 0 |  | 0 | 0 | 0 | 0 | 0 | 17539.5975 | 15184.7069 | 14213.6122 | 0 | yes | Deficit |  |  | 0 | 0 | 0 | 0 | 0 |  | 0 | 0 | 0 | 0 | 527.3976 | yes |  | 0 | 0 | 0 | 527.3976 | 0 | no | 0 | 0 | 0 | 527.3976 | 0
| 15676.4724 | 0 | no | Surplus | yes |  | 0 | 0 | 0 | 1863.1251 | 0 | no | 0 | 0 | 0 | 1863.1251 | 4860 | no | 15676.4724 | 0 | 24300 |  |  | 0 |  |  | 0 | 0 | 0 | 0 | 0 |  | 0 | 0 | 0 | 0 | 0 | 15676.4724 | 15658.0876 | 12703.7864 | 0 | yes | Deficit |  |  | 0 | 0 | 0 | 0 | 0 |  | 0 | 0 | 0 | 0 | 1444.4754 | yes |  | 0 | 0 | 0 | 1444.4754 | 0 | no | 0 | 0 | 0 | 1444.4754 | 0
| 15281.208 | 0 | no | Surplus | yes |  | 0 | 0 | 0 | 395.2643 | 0 | no | 0 | 0 | 0 | 395.2643 | 4860 | no | 15281.208 | 0 | 24300 |  |  | 0 |  |  | 0 | 0 | 0 | 0 | 0 |  | 0 | 0 | 0 | 0 | 0 | 15281.208 | 16252.5208 | 12383.4749 | 0 | yes | Deficit |  |  | 0 | 0 | 0 | 0 | 0 |  | 0 | 0 | 0 | 0 | 3548.7345 | yes |  | 0 | 0 | 0 | 3548.7345 | 0 | no | 0 | 0 | 0 | 3548.7345 | 0
| 17639.4414 | 0 | yes | Deficit |  |  | 0 | 0 | 0 | 0 | 0 |  | 0 | 0 | 0 | 0 | 4860 | no |  | 0 | 24300 | no | 17639.4414 | 0 | no | no | 0 | 0 | 0 | 0 | 0 |  | 0 | 0 | 0 | 0 | 0 | 17639.4414 | 15141.711 | 14294.523 | 0 | yes | Deficit |  |  | 0 | 0 | 0 | 0 | 0 |  | 0 | 0 | 0 | 0 | 2758.236 | yes |  | 0 | 0 | 0 | 2758.236 | 0 | no | 0 | 0 | 0 | 2758.236 | 0
| 16987.8389 | 0 | no | Surplus | yes |  | 0 | 0 | 0 | 651.6025 | 0 | no | 0 | 0 | 0 | 651.6025 | 4860 | no | 16987.8389 | 0 | 24300 |  |  | 0 |  |  | 0 | 0 | 0 | 0 | 0 |  | 0 | 0 | 0 | 0 | 0 | 16987.8389 | 14293.4818 | 13766.4821 | 0 | no | Surplus | yes |  | 0 | 0 | 0 | 1.0412 | 0 | no | 0 | 0 | 0 | 1.0412 | 0 |  |  | 0 | 0 | 0 | 0 | 0 |  | 0 | 0 | 0 | 0 | 0
| 18300.47 | 0 | yes | Deficit |  |  | 0 | 0 | 0 | 0 | 0 |  | 0 | 0 | 0 | 0 | 4860 | no |  | 0 | 24300 | no | 18300.47 | 0 | no | no | 0 | 0 | 0 | 0 | 0 |  | 0 | 0 | 0 | 0 | 0 | 18300.47 | 13900.7609 | 14830.2026 | 0 | yes | Deficit |  |  | 0 | 0 | 0 | 0 | 0 |  | 0 | 0 | 0 | 0 | 134.2788 | yes |  | 0 | 0 | 0 | 134.2788 | 0 | no | 0 | 0 | 0 | 134.2788 | 0
| 15343.7835 | 0 | no | Surplus | yes |  | 0 | 0 | 0 | 2956.6865 | 0 | no | 0 | 0 | 0 | 2956.6865 | 4860 | no | 15343.7835 | 0 | 24300 |  |  | 0 |  |  | 0 | 0 | 0 | 0 | 0 |  | 0 | 0 | 0 | 0 | 0 | 15343.7835 | 14058.7749 | 12434.1844 | 0 | no | Surplus | yes |  | 0 | 0 | 0 | 771.4277 | 0 | no | 0 | 0 | 0 | 771.4277 | 0 |  |  | 0 | 0 | 0 | 0 | 0 |  | 0 | 0 | 0 | 0 | 0
| 15834.596 | 0 | yes | Deficit |  |  | 0 | 0 | 0 | 0 | 0 |  | 0 | 0 | 0 | 0 | 4860 | no |  | 0 | 24300 | no | 15834.596 | 0 | no | no | 0 | 0 | 0 | 0 | 0 |  | 0 | 0 | 0 | 0 | 0 | 15834.596 | 14730.7198 | 12831.9254 | 0 | yes | Deficit |  |  | 0 | 0 | 0 | 0 | 0 |  | 0 | 0 | 0 | 0 | 2296.5354 | yes |  | 0 | 0 | 0 | 2296.5354 | 0 | no | 0 | 0 | 0 | 2296.5354 | 0
| 18797.489 | 0 | yes | Deficit |  |  | 0 | 0 | 0 | 0 | 0 |  | 0 | 0 | 0 | 0 | 4860 | no |  | 0 | 24300 | no | 18797.489 | 0 | no | no | 0 | 0 | 0 | 0 | 0 |  | 0 | 0 | 0 | 0 | 0 | 18797.489 | 16272.0721 | 15232.9732 | 0 | yes | Deficit |  |  | 0 | 0 | 0 | 0 | 0 |  | 0 | 0 | 0 | 0 | 3440.1467 | yes |  | 0 | 0 | 0 | 3440.1467 | 0 | no | 0 | 0 | 0 | 3440.1467 | 0
| 18353.5757 | 0 | no | Surplus | yes |  | 0 | 0 | 0 | 443.9133 | 0 | no | 0 | 0 | 0 | 443.9133 | 4860 | no | 18353.5757 | 0 | 24300 |  |  | 0 |  |  | 0 | 0 | 0 | 0 | 0 |  | 0 | 0 | 0 | 0 | 0 | 18353.5757 | 14321.1397 | 14873.238 | 0 | no | Surplus | yes |  | 0 | 0 | 0 | 911.8335 | 0 | no | 0 | 0 | 0 | 911.8335 | 0 |  |  | 0 | 0 | 0 | 0 | 0 |  | 0 | 0 | 0 | 0 | 0
| 20684.9645 | 0 | yes | Deficit |  |  | 0 | 0 | 0 | 0 | 0 |  | 0 | 0 | 0 | 0 | 4860 | no |  | 0 | 24300 | no | 20684.9645 | 0 | no | no | 0 | 0 | 0 | 0 | 0 |  | 0 | 0 | 0 | 0 | 0 | 20684.9645 | 12681.2766 | 16762.532 | 0 | no | Surplus | yes |  | 0 | 0 | 0 | 2191.9614 | 0 | no | 0 | 0 | 0 | 2191.9614 | 0 |  |  | 0 | 0 | 0 | 0 | 0 |  | 0 | 0 | 0 | 0 | 0
| 23466.2191 | 0 | yes | Deficit |  |  | 0 | 0 | 0 | 0 | 0 |  | 0 | 0 | 0 | 0 | 4860 | no |  | 0 | 24300 | no | 23466.2191 | 0 | no | no | 0 | 0 | 0 | 0 | 0 |  | 0 | 0 | 0 | 0 | 0 | 23466.2191 | 13406.2235 | 19016.385 | 0 | no | Surplus | yes |  | 0 | 0 | 0 | 3356.3085 | 0 | no | 0 | 0 | 0 | 3356.3085 | 0 |  |  | 0 | 0 | 0 | 0 | 0 |  | 0 | 0 | 0 | 0 | 0
| 19067.1341 | 0 | no | Surplus | yes |  | 0 | 0 | 0 | 4399.085 | 0 | no | 0 | 0 | 0 | 4399.085 | 4860 | no | 19067.1341 | 0 | 24300 |  |  | 0 |  |  | 0 | 0 | 0 | 0 | 0 |  | 0 | 0 | 0 | 0 | 0 | 19067.1341 | 13889.0807 | 15451.4863 | 0 | no | Surplus | yes |  | 0 | 0 | 0 | 5127.3043 | 0 | no | 0 | 0 | 0 | 5127.3043 | 0 |  |  | 0 | 0 | 0 | 0 | 0 |  | 0 | 0 | 0 | 0 | 0
| 19697.9833 | 0 | yes | Deficit |  |  | 0 | 0 | 0 | 0 | 0 |  | 0 | 0 | 0 | 0 | 4860 | no |  | 0 | 24300 | no | 19697.9833 | 0 | no | no | 0 | 0 | 0 | 0 | 0 |  | 0 | 0 | 0 | 0 | 0 | 19697.9833 | 13930.0717 | 15962.7093 | 0 | no | Surplus | yes |  | 0 | 0 | 0 | 1521.4146 | 0 | no | 0 | 0 | 0 | 1521.4146 | 0 |  |  | 0 | 0 | 0 | 0 | 0 |  | 0 | 0 | 0 | 0 | 0
| 20841.7995 | 0 | yes | Deficit |  |  | 0 | 0 | 0 | 0 | 0 |  | 0 | 0 | 0 | 0 | 4860 | no |  | 0 | 24300 | no | 20841.7995 | 0 | no | no | 0 | 0 | 0 | 0 | 0 |  | 0 | 0 | 0 | 0 | 0 | 20841.7995 | 13758.4792 | 16889.6268 | 0 | no | Surplus | yes |  | 0 | 0 | 0 | 2204.2301 | 0 | no | 0 | 0 | 0 | 2204.2301 | 0 |  |  | 0 | 0 | 0 | 0 | 0 |  | 0 | 0 | 0 | 0 | 0
| 21687.8299 | 0 | yes | Deficit |  |  | 0 | 0 | 0 | 0 | 0 |  | 0 | 0 | 0 | 0 | 4860 | no |  | 0 | 24300 | no | 21687.8299 | 0 | no | no | 0 | 0 | 0 | 0 | 0 |  | 0 | 0 | 0 | 0 | 0 | 21687.8299 | 14151.115 | 17575.2268 | 0 | no | Surplus | yes |  | 0 | 0 | 0 | 2738.5119 | 0 | no | 0 | 0 | 0 | 2738.5119 | 0 |  |  | 0 | 0 | 0 | 0 | 0 |  | 0 | 0 | 0 | 0 | 0
| 21863.3124 | 0 | yes | Deficit |  |  | 0 | 0 | 0 | 0 | 0 |  | 0 | 0 | 0 | 0 | 4860 | no |  | 0 | 24300 | no | 21863.3124 | 0 | no | no | 0 | 0 | 0 | 0 | 0 |  | 0 | 0 | 0 | 0 | 0 | 21863.3124 | 14165.7704 | 17717.4331 | 0 | no | Surplus | yes |  | 0 | 0 | 0 | 3409.4564 | 0 | no | 0 | 0 | 0 | 3409.4564 | 0 |  |  | 0 | 0 | 0 | 0 | 0 |  | 0 | 0 | 0 | 0 | 0
| 20035.3595 | 0 | no | Surplus | yes |  | 0 | 0 | 0 | 1827.9529 | 0 | no | 0 | 0 | 0 | 1827.9529 | 4860 | no | 20035.3595 | 0 | 24300 |  |  | 0 |  |  | 0 | 0 | 0 | 0 | 0 |  | 0 | 0 | 0 | 0 | 0 | 20035.3595 | 14269.6805 | 16236.1098 | 0 | no | Surplus | yes |  | 0 | 0 | 0 | 3447.7526 | 0 | no | 0 | 0 | 0 | 3447.7526 | 0 |  |  | 0 | 0 | 0 | 0 | 0 |  | 0 | 0 | 0 | 0 | 0
| 20858.4692 | 0 | yes | Deficit |  |  | 0 | 0 | 0 | 0 | 0 |  | 0 | 0 | 0 | 0 | 4860 | no |  | 0 | 24300 | no | 20858.4692 | 0 | no | no | 0 | 0 | 0 | 0 | 0 |  | 0 | 0 | 0 | 0 | 0 | 20858.4692 | 14149.2509 | 16903.1355 | 0 | no | Surplus | yes |  | 0 | 0 | 0 | 2086.8589 | 0 | no | 0 | 0 | 0 | 2086.8589 | 0 |  |  | 0 | 0 | 0 | 0 | 0 |  | 0 | 0 | 0 | 0 | 0
| 21629.618 | 0 | yes | Deficit |  |  | 0 | 0 | 0 | 0 | 0 |  | 0 | 0 | 0 | 0 | 4860 | no |  | 0 | 24300 | no | 21629.618 | 0 | no | no | 0 | 0 | 0 | 0 | 0 |  | 0 | 0 | 0 | 0 | 0 | 21629.618 | 14152.8633 | 17528.0535 | 0 | no | Surplus | yes |  | 0 | 0 | 0 | 2750.2723 | 0 | no | 0 | 0 | 0 | 2750.2723 | 0 |  |  | 0 | 0 | 0 | 0 | 0 |  | 0 | 0 | 0 | 0 | 0
| 22070.9383 | 0 | yes | Deficit |  |  | 0 | 0 | 0 | 0 | 0 |  | 0 | 0 | 0 | 0 | 4860 | no |  | 0 | 24300 | no | 22070.9383 | 0 | no | no | 0 | 0 | 0 | 0 | 0 |  | 0 | 0 | 0 | 0 | 0 | 22070.9383 | 14562.5128 | 17885.6874 | 0 | no | Surplus | yes |  | 0 | 0 | 0 | 2965.5407 | 0 | no | 0 | 0 | 0 | 2965.5407 | 0 |  |  | 0 | 0 | 0 | 0 | 0 |  | 0 | 0 | 0 | 0 | 0
| 22944.8934 | 0 | yes | Deficit |  |  | 0 | 0 | 0 | 0 | 0 |  | 0 | 0 | 0 | 0 | 4860 | no |  | 0 | 24300 | no | 22944.8934 | 0 | no | no | 0 | 0 | 0 | 0 | 0 |  | 0 | 0 | 0 | 0 | 0 | 22944.8934 | 14611.6539 | 18593.9168 | 0 | no | Surplus | yes |  | 0 | 0 | 0 | 3274.0336 | 0 | no | 0 | 0 | 0 | 3274.0336 | 0 |  |  | 0 | 0 | 0 | 0 | 0 |  | 0 | 0 | 0 | 0 | 0
| 22281.6012 | 0 | no | Surplus | yes |  | 0 | 0 | 0 | 663.2921 | 0 | no | 0 | 0 | 0 | 663.2921 | 4860 | no | 22281.6012 | 0 | 24300 |  |  | 0 |  |  | 0 | 0 | 0 | 0 | 0 |  | 0 | 0 | 0 | 0 | 0 | 22281.6012 | 14965.4497 | 18056.403 | 0 | no | Surplus | yes |  | 0 | 0 | 0 | 3628.4672 | 0 | no | 0 | 0 | 0 | 3628.4672 | 0 |  |  | 0 | 0 | 0 | 0 | 0 |  | 0 | 0 | 0 | 0 | 0
| 21180.3756 | 0 | no | Surplus | yes |  | 0 | 0 | 0 | 1101.2256 | 0 | no | 0 | 0 | 0 | 1101.2256 | 4860 | no | 21180.3756 | 0 | 24300 |  |  | 0 |  |  | 0 | 0 | 0 | 0 | 0 |  | 0 | 0 | 0 | 0 | 0 | 21180.3756 | 14172.4416 | 17163.9997 | 0 | no | Surplus | yes |  | 0 | 0 | 0 | 3883.9614 | 0 | no | 0 | 0 | 0 | 3883.9614 | 0 |  |  | 0 | 0 | 0 | 0 | 0 |  | 0 | 0 | 0 | 0 | 0
| 20667.5238 | 0 | no | Surplus | yes |  | 0 | 0 | 0 | 512.8518 | 0 | no | 0 | 0 | 0 | 512.8518 | 4860 | no | 20667.5238 | 0 | 24300 |  |  | 0 |  |  | 0 | 0 | 0 | 0 | 0 |  | 0 | 0 | 0 | 0 | 0 | 20667.5238 | 14414.3184 | 16748.3986 | 0 | no | Surplus | yes |  | 0 | 0 | 0 | 2749.6813 | 0 | no | 0 | 0 | 0 | 2749.6813 | 0 |  |  | 0 | 0 | 0 | 0 | 0 |  | 0 | 0 | 0 | 0 | 0
| 21583.206 | 0 | yes | Deficit |  |  | 0 | 0 | 0 | 0 | 0 |  | 0 | 0 | 0 | 0 | 4860 | no |  | 0 | 24300 | no | 21583.206 | 0 | no | no | 0 | 0 | 0 | 0 | 0 |  | 0 | 0 | 0 | 0 | 0 | 21583.206 | 13561.6754 | 17490.4425 | 0 | no | Surplus | yes |  | 0 | 0 | 0 | 3186.7231 | 0 | no | 0 | 0 | 0 | 3186.7231 | 0 |  |  | 0 | 0 | 0 | 0 | 0 |  | 0 | 0 | 0 | 0 | 0
| 23135.3757 | 0 | yes | Deficit |  |  | 0 | 0 | 0 | 0 | 0 |  | 0 | 0 | 0 | 0 | 4860 | no |  | 0 | 24300 | no | 23135.3757 | 0 | no | no | 0 | 0 | 0 | 0 | 0 |  | 0 | 0 | 0 | 0 | 0 | 23135.3757 | 13512.0069 | 18748.2785 | 0 | no | Surplus | yes |  | 0 | 0 | 0 | 3978.4356 | 0 | no | 0 | 0 | 0 | 3978.4356 | 0 |  |  | 0 | 0 | 0 | 0 | 0 |  | 0 | 0 | 0 | 0 | 0
| 22099.7664 | 0 | no | Surplus | yes |  | 0 | 0 | 0 | 1035.6093 | 0 | no | 0 | 0 | 0 | 1035.6093 | 4860 | no | 22099.7664 | 0 | 24300 |  |  | 0 |  |  | 0 | 0 | 0 | 0 | 0 |  | 0 | 0 | 0 | 0 | 0 | 22099.7664 | 13142.7567 | 17909.049 | 0 | no | Surplus | yes |  | 0 | 0 | 0 | 5605.5218 | 0 | no | 0 | 0 | 0 | 5605.5218 | 0 |  |  | 0 | 0 | 0 | 0 | 0 |  | 0 | 0 | 0 | 0 | 0
| 20274.76 | 0 | no | Surplus | yes |  | 0 | 0 | 0 | 1825.0065 | 0 | no | 0 | 0 | 0 | 1825.0065 | 4860 | no | 20274.76 | 0 | 24300 |  |  | 0 |  |  | 0 | 0 | 0 | 0 | 0 |  | 0 | 0 | 0 | 0 | 0 | 20274.76 | 13201.5865 | 16430.1134 | 0 | no | Surplus | yes |  | 0 | 0 | 0 | 4707.4625 | 0 | no | 0 | 0 | 0 | 4707.4625 | 0 |  |  | 0 | 0 | 0 | 0 | 0 |  | 0 | 0 | 0 | 0 | 0
| 21304.8089 | 0 | yes | Deficit |  |  | 0 | 0 | 0 | 0 | 0 |  | 0 | 0 | 0 | 0 | 4860 | no |  | 0 | 24300 | no | 21304.8089 | 0 | no | no | 0 | 0 | 0 | 0 | 0 |  | 0 | 0 | 0 | 0 | 0 | 21304.8089 | 12235.252 | 17264.837 | 0 | no | Surplus | yes |  | 0 | 0 | 0 | 4194.8614 | 0 | no | 0 | 0 | 0 | 4194.8614 | 0 |  |  | 0 | 0 | 0 | 0 | 0 |  | 0 | 0 | 0 | 0 | 0
| 20721.1655 | 0 | no | Surplus | yes |  | 0 | 0 | 0 | 583.6434 | 0 | no | 0 | 0 | 0 | 583.6434 | 4860 | no | 20721.1655 | 0 | 24300 |  |  | 0 |  |  | 0 | 0 | 0 | 0 | 0 |  | 0 | 0 | 0 | 0 | 0 | 20721.1655 | 13246.0057 | 16791.8683 | 0 | no | Surplus | yes |  | 0 | 0 | 0 | 4018.8313 | 0 | no | 0 | 0 | 0 | 4018.8313 | 0 |  |  | 0 | 0 | 0 | 0 | 0 |  | 0 | 0 | 0 | 0 | 0
| 20889.2562 | 0 | yes | Deficit |  |  | 0 | 0 | 0 | 0 | 0 |  | 0 | 0 | 0 | 0 | 4860 | no |  | 0 | 24300 | no | 20889.2562 | 0 | no | no | 0 | 0 | 0 | 0 | 0 |  | 0 | 0 | 0 | 0 | 0 | 20889.2562 | 12986.5058 | 16928.0844 | 0 | no | Surplus | yes |  | 0 | 0 | 0 | 3805.3625 | 0 | no | 0 | 0 | 0 | 3805.3625 | 0 |  |  | 0 | 0 | 0 | 0 | 0 |  | 0 | 0 | 0 | 0 | 0
| 20941.6739 | 0 | yes | Deficit |  |  | 0 | 0 | 0 | 0 | 0 |  | 0 | 0 | 0 | 0 | 4860 | no |  | 0 | 24300 | no | 20941.6739 | 0 | no | no | 0 | 0 | 0 | 0 | 0 |  | 0 | 0 | 0 | 0 | 0 | 20941.6739 | 12742.5737 | 16970.5623 | 0 | no | Surplus | yes |  | 0 | 0 | 0 | 4185.5107 | 0 | no | 0 | 0 | 0 | 4185.5107 | 0 |  |  | 0 | 0 | 0 | 0 | 0 |  | 0 | 0 | 0 | 0 | 0
| 19316.1001 | 0 | no | Surplus | yes |  | 0 | 0 | 0 | 1625.5738 | 0 | no | 0 | 0 | 0 | 1625.5738 | 4860 | no | 19316.1001 | 0 | 24300 |  |  | 0 |  |  | 0 | 0 | 0 | 0 | 0 |  | 0 | 0 | 0 | 0 | 0 | 19316.1001 | 13376.4719 | 15653.2415 | 0 | no | Surplus | yes |  | 0 | 0 | 0 | 3594.0904 | 0 | no | 0 | 0 | 0 | 3594.0904 | 0 |  |  | 0 | 0 | 0 | 0 | 0 |  | 0 | 0 | 0 | 0 | 0
| 17326.1388 | 0 | no | Surplus | yes |  | 0 | 0 | 0 | 1989.9613 | 0 | no | 0 | 0 | 0 | 1989.9613 | 4860 | no | 17326.1388 | 0 | 24300 |  |  | 0 |  |  | 0 | 0 | 0 | 0 | 0 |  | 0 | 0 | 0 | 0 | 0 | 17326.1388 | 13531.5107 | 14040.6311 | 0 | no | Surplus | yes |  | 0 | 0 | 0 | 2121.7308 | 0 | no | 0 | 0 | 0 | 2121.7308 | 0 |  |  | 0 | 0 | 0 | 0 | 0 |  | 0 | 0 | 0 | 0 | 0
| 18663.0994 | 0 | yes | Deficit |  |  | 0 | 0 | 0 | 0 | 0 |  | 0 | 0 | 0 | 0 | 4860 | no |  | 0 | 24300 | no | 18663.0994 | 0 | no | no | 0 | 0 | 0 | 0 | 0 |  | 0 | 0 | 0 | 0 | 0 | 18663.0994 | 13396.8573 | 15124.0676 | 0 | no | Surplus | yes |  | 0 | 0 | 0 | 643.7738 | 0 | no | 0 | 0 | 0 | 643.7738 | 0 |  |  | 0 | 0 | 0 | 0 | 0 |  | 0 | 0 | 0 | 0 | 0
| 18863.1072 | 0 | yes | Deficit |  |  | 0 | 0 | 0 | 0 | 0 |  | 0 | 0 | 0 | 0 | 4860 | no |  | 0 | 24300 | no | 18863.1072 | 0 | no | no | 0 | 0 | 0 | 0 | 0 |  | 0 | 0 | 0 | 0 | 0 | 18863.1072 | 12980.4836 | 15286.1485 | 0 | no | Surplus | yes |  | 0 | 0 | 0 | 2143.584 | 0 | no | 0 | 0 | 0 | 2143.584 | 0 |  |  | 0 | 0 | 0 | 0 | 0 |  | 0 | 0 | 0 | 0 | 0
| 21020.1107 | 0 | yes | Deficit |  |  | 0 | 0 | 0 | 0 | 0 |  | 0 | 0 | 0 | 0 | 4860 | no |  | 0 | 24300 | no | 21020.1107 | 0 | no | no | 0 | 0 | 0 | 0 | 0 |  | 0 | 0 | 0 | 0 | 0 | 21020.1107 | 13623.3838 | 17034.1254 | 0 | no | Surplus | yes |  | 0 | 0 | 0 | 1662.7647 | 0 | no | 0 | 0 | 0 | 1662.7647 | 0 |  |  | 0 | 0 | 0 | 0 | 0 |  | 0 | 0 | 0 | 0 | 0
| 20669.7627 | 0 | no | Surplus | yes |  | 0 | 0 | 0 | 350.3481 | 0 | no | 0 | 0 | 0 | 350.3481 | 4860 | no | 20669.7627 | 0 | 24300 |  |  | 0 |  |  | 0 | 0 | 0 | 0 | 0 |  | 0 | 0 | 0 | 0 | 0 | 20669.7627 | 13272.9664 | 16750.2129 | 0 | no | Surplus | yes |  | 0 | 0 | 0 | 3761.159 | 0 | no | 0 | 0 | 0 | 3761.159 | 0 |  |  | 0 | 0 | 0 | 0 | 0 |  | 0 | 0 | 0 | 0 | 0
| 22767.8631 | 0 | yes | Deficit |  |  | 0 | 0 | 0 | 0 | 0 |  | 0 | 0 | 0 | 0 | 4860 | no |  | 0 | 24300 | no | 22767.8631 | 0 | no | no | 0 | 0 | 0 | 0 | 0 |  | 0 | 0 | 0 | 0 | 0 | 22767.8631 | 13330.3644 | 18450.4563 | 0 | no | Surplus | yes |  | 0 | 0 | 0 | 3419.8484 | 0 | no | 0 | 0 | 0 | 3419.8484 | 0 |  |  | 0 | 0 | 0 | 0 | 0 |  | 0 | 0 | 0 | 0 | 0
| 19570.6625 | 0 | no | Surplus | yes |  | 0 | 0 | 0 | 3197.2007 | 0 | no | 0 | 0 | 0 | 3197.2007 | 4860 | no | 19570.6625 | 0 | 24300 |  |  | 0 |  |  | 0 | 0 | 0 | 0 | 0 |  | 0 | 0 | 0 | 0 | 0 | 19570.6625 | 13209.8631 | 15859.532 | 0 | no | Surplus | yes |  | 0 | 0 | 0 | 5240.5933 | 0 | no | 0 | 0 | 0 | 5240.5933 | 0 |  |  | 0 | 0 | 0 | 0 | 0 |  | 0 | 0 | 0 | 0 | 0
| 19221.5821 | 0 | no | Surplus | yes |  | 0 | 0 | 0 | 349.0804 | 0 | no | 0 | 0 | 0 | 349.0804 | 4860 | no | 19221.5821 | 0 | 24300 |  |  | 0 |  |  | 0 | 0 | 0 | 0 | 0 |  | 0 | 0 | 0 | 0 | 0 | 19221.5821 | 12778.2448 | 15576.6467 | 0 | no | Surplus | yes |  | 0 | 0 | 0 | 3081.2872 | 0 | no | 0 | 0 | 0 | 3081.2872 | 0 |  |  | 0 | 0 | 0 | 0 | 0 |  | 0 | 0 | 0 | 0 | 0
| 19673.8058 | 0 | yes | Deficit |  |  | 0 | 0 | 0 | 0 | 0 |  | 0 | 0 | 0 | 0 | 4860 | no |  | 0 | 24300 | no | 19673.8058 | 0 | no | no | 0 | 0 | 0 | 0 | 0 |  | 0 | 0 | 0 | 0 | 0 | 19673.8058 | 12746.4929 | 15943.1165 | 0 | no | Surplus | yes |  | 0 | 0 | 0 | 2830.1538 | 0 | no | 0 | 0 | 0 | 2830.1538 | 0 |  |  | 0 | 0 | 0 | 0 | 0 |  | 0 | 0 | 0 | 0 | 0
| 19942.3505 | 0 | yes | Deficit |  |  | 0 | 0 | 0 | 0 | 0 |  | 0 | 0 | 0 | 0 | 4860 | no |  | 0 | 24300 | no | 19942.3505 | 0 | no | no | 0 | 0 | 0 | 0 | 0 |  | 0 | 0 | 0 | 0 | 0 | 19942.3505 | 12997.8555 | 16160.7379 | 0 | no | Surplus | yes |  | 0 | 0 | 0 | 2945.261 | 0 | no | 0 | 0 | 0 | 2945.261 | 0 |  |  | 0 | 0 | 0 | 0 | 0 |  | 0 | 0 | 0 | 0 | 0
| 22050.3042 | 0 | yes | Deficit |  |  | 0 | 0 | 0 | 0 | 0 |  | 0 | 0 | 0 | 0 | 4860 | no |  | 0 | 24300 | no | 22050.3042 | 0 | no | no | 0 | 0 | 0 | 0 | 0 |  | 0 | 0 | 0 | 0 | 0 | 22050.3042 | 17092.6538 | 17868.9661 | 0 | yes | Deficit |  |  | 0 | 0 | 0 | 0 | 0 |  | 0 | 0 | 0 | 0 | 931.9159 | yes |  | 0 | 0 | 0 | 931.9159 | 0 | no | 0 | 0 | 0 | 931.9159 | 0
| 20872.9532 | 0 | no | Surplus | yes |  | 0 | 0 | 0 | 1177.351 | 0 | no | 0 | 0 | 0 | 1177.351 | 4860 | no | 20872.9532 | 0 | 24300 |  |  | 0 |  |  | 0 | 0 | 0 | 0 | 0 |  | 0 | 0 | 0 | 0 | 0 | 20872.9532 | 17330.7877 | 16914.8729 | 0 | no | Surplus | yes |  | 0 | 0 | 0 | 538.1784 | 0 | no | 0 | 0 | 0 | 538.1784 | 0 |  |  | 0 | 0 | 0 | 0 | 0 |  | 0 | 0 | 0 | 0 | 0
| 21567.009 | 0 | yes | Deficit |  |  | 0 | 0 | 0 | 0 | 0 |  | 0 | 0 | 0 | 0 | 4860 | no |  | 0 | 24300 | no | 21567.009 | 0 | no | no | 0 | 0 | 0 | 0 | 0 |  | 0 | 0 | 0 | 0 | 0 | 21567.009 | 17175.9582 | 17477.3168 | 0 | yes | Deficit |  |  | 0 | 0 | 0 | 0 | 0 |  | 0 | 0 | 0 | 0 | 261.0853 | yes |  | 0 | 0 | 0 | 261.0853 | 0 | no | 0 | 0 | 0 | 261.0853 | 0
| 24652.7975 | 0 | yes | Deficit |  |  | 0 | 0 | 0 | 0 | 0 |  | 0 | 0 | 0 | 0 | 4860 | no |  | 0 | 24300 | yes | 24300 | 352.7975 | yes |  | 0 | 0 | 0 | 352.7975 | 0 | no | 0 | 0 | 0 | 352.7975 | 0 | 24300 | 15756.7858 | 19692.0583 | 0 | no | Surplus | yes |  | 0 | 0 | 0 | 1720.5311 | 0 | no | 0 | 0 | 0 | 1720.5311 | 0 |  |  | 0 | 0 | 0 | 0 | 0 |  | 0 | 0 | 0 | 0 | 0
| 19951.0683 | 0 | no | Surplus | yes |  | 0 | 0 | 0 | 4348.9317 | 0 | no | 0 | 0 | 0 | 4348.9317 | 4860 | no | 19951.0683 | 0 | 24300 |  |  | 0 |  |  | 0 | 0 | 0 | 0 | 0 |  | 0 | 0 | 0 | 0 | 0 | 19951.0683 | 16646.0013 | 16167.8025 | 0 | no | Surplus | yes |  | 0 | 0 | 0 | 3046.057 | 0 | no | 0 | 0 | 0 | 3046.057 | 0 |  |  | 0 | 0 | 0 | 0 | 0 |  | 0 | 0 | 0 | 0 | 0
| 20780.0111 | 0 | yes | Deficit |  |  | 0 | 0 | 0 | 0 | 0 |  | 0 | 0 | 0 | 0 | 4860 | no |  | 0 | 24300 | no | 20780.0111 | 0 | no | no | 0 | 0 | 0 | 0 | 0 |  | 0 | 0 | 0 | 0 | 0 | 20780.0111 | 17040.3241 | 16839.5552 | 0 | yes | Deficit |  |  | 0 | 0 | 0 | 0 | 0 |  | 0 | 0 | 0 | 0 | 872.5216 | yes |  | 0 | 0 | 0 | 872.5216 | 0 | no | 0 | 0 | 0 | 872.5216 | 0
| 21199.3033 | 0 | yes | Deficit |  |  | 0 | 0 | 0 | 0 | 0 |  | 0 | 0 | 0 | 0 | 4860 | no |  | 0 | 24300 | no | 21199.3033 | 0 | no | no | 0 | 0 | 0 | 0 | 0 |  | 0 | 0 | 0 | 0 | 0 | 21199.3033 | 17797.9203 | 17179.3382 | 0 | yes | Deficit |  |  | 0 | 0 | 0 | 0 | 0 |  | 0 | 0 | 0 | 0 | 958.3651 | yes |  | 0 | 0 | 0 | 958.3651 | 0 | no | 0 | 0 | 0 | 958.3651 | 0
| 25254.3666 | 0 | yes | Deficit |  |  | 0 | 0 | 0 | 0 | 0 |  | 0 | 0 | 0 | 0 | 4860 | no |  | 0 | 24300 | yes | 24300 | 954.3666 | yes |  | 0 | 0 | 0 | 954.3666 | 0 | no | 0 | 0 | 0 | 954.3666 | 0 | 24300 | 17854.9664 | 19692.0583 | 0 | yes | Deficit |  |  | 0 | 0 | 0 | 0 | 0 |  | 0 | 0 | 0 | 0 | 675.6282 | yes |  | 0 | 0 | 0 | 675.6282 | 0 | no | 0 | 0 | 0 | 675.6282 | 0
| 22703.8657 | 0 | no | Surplus | yes |  | 0 | 0 | 0 | 1596.1343 | 0 | no | 0 | 0 | 0 | 1596.1343 | 4860 | no | 22703.8657 | 0 | 24300 |  |  | 0 |  |  | 0 | 0 | 0 | 0 | 0 |  | 0 | 0 | 0 | 0 | 0 | 22703.8657 | 17789.513 | 18398.5946 | 0 | no | Surplus | yes |  | 0 | 0 | 0 | 1902.5454 | 0 | no | 0 | 0 | 0 | 1902.5454 | 0 |  |  | 0 | 0 | 0 | 0 | 0 |  | 0 | 0 | 0 | 0 | 0
| 21667.7317 | 0 | no | Surplus | yes |  | 0 | 0 | 0 | 1036.134 | 0 | no | 0 | 0 | 0 | 1036.134 | 4860 | no | 21667.7317 | 0 | 24300 |  |  | 0 |  |  | 0 | 0 | 0 | 0 | 0 |  | 0 | 0 | 0 | 0 | 0 | 21667.7317 | 17808.6201 | 17558.9398 | 0 | no | Surplus | yes |  | 0 | 0 | 0 | 589.9745 | 0 | no | 0 | 0 | 0 | 589.9745 | 0 |  |  | 0 | 0 | 0 | 0 | 0 |  | 0 | 0 | 0 | 0 | 0
| 22177.5563 | 0 | yes | Deficit |  |  | 0 | 0 | 0 | 0 | 0 |  | 0 | 0 | 0 | 0 | 4860 | no |  | 0 | 24300 | no | 22177.5563 | 0 | no | no | 0 | 0 | 0 | 0 | 0 |  | 0 | 0 | 0 | 0 | 0 | 22177.5563 | 17837.8317 | 17972.0878 | 0 | yes | Deficit |  |  | 0 | 0 | 0 | 0 | 0 |  | 0 | 0 | 0 | 0 | 278.8919 | yes |  | 0 | 0 | 0 | 278.8919 | 0 | no | 0 | 0 | 0 | 278.8919 | 0
| 21694.0522 | 0 | no | Surplus | yes |  | 0 | 0 | 0 | 483.5041 | 0 | no | 0 | 0 | 0 | 483.5041 | 4860 | no | 21694.0522 | 0 | 24300 |  |  | 0 |  |  | 0 | 0 | 0 | 0 | 0 |  | 0 | 0 | 0 | 0 | 0 | 21694.0522 | 17472.6146 | 17580.2692 | 0 | no | Surplus | yes |  | 0 | 0 | 0 | 499.4731 | 0 | no | 0 | 0 | 0 | 499.4731 | 0 |  |  | 0 | 0 | 0 | 0 | 0 |  | 0 | 0 | 0 | 0 | 0
| 21459.8519 | 0 | no | Surplus | yes |  | 0 | 0 | 0 | 234.2003 | 0 | no | 0 | 0 | 0 | 234.2003 | 4860 | no | 21459.8519 | 0 | 24300 |  |  | 0 |  |  | 0 | 0 | 0 | 0 | 0 |  | 0 | 0 | 0 | 0 | 0 | 21459.8519 | 18062.4782 | 17390.4797 | 0 | yes | Deficit |  |  | 0 | 0 | 0 | 0 | 0 |  | 0 | 0 | 0 | 0 | 482.209 | yes |  | 0 | 0 | 0 | 482.209 | 0 | no | 0 | 0 | 0 | 482.209 | 0
| 26763.6313 | 0 | yes | Deficit |  |  | 0 | 0 | 0 | 0 | 0 |  | 0 | 0 | 0 | 0 | 4860 | no |  | 0 | 24300 | yes | 24300 | 2463.6313 | yes |  | 0 | 0 | 0 | 2463.6313 | 0 | no | 0 | 0 | 0 | 2463.6313 | 0 | 24300 | 17924.818 | 19692.0583 | 0 | yes | Deficit |  |  | 0 | 0 | 0 | 0 | 0 |  | 0 | 0 | 0 | 0 | 534.3384 | yes |  | 0 | 0 | 0 | 534.3384 | 0 | no | 0 | 0 | 0 | 534.3384 | 0
| 23981.3551 | 0 | no | Surplus | yes |  | 0 | 0 | 0 | 318.6449 | 0 | no | 0 | 0 | 0 | 318.6449 | 4860 | no | 23981.3551 | 0 | 24300 |  |  | 0 |  |  | 0 | 0 | 0 | 0 | 0 |  | 0 | 0 | 0 | 0 | 0 | 23981.3551 | 17549.6601 | 19433.8372 | 0 | no | Surplus | yes |  | 0 | 0 | 0 | 2142.3982 | 0 | no | 0 | 0 | 0 | 2142.3982 | 0 |  |  | 0 | 0 | 0 | 0 | 0 |  | 0 | 0 | 0 | 0 | 0
| 22887.3697 | 0 | no | Surplus | yes |  | 0 | 0 | 0 | 1093.9854 | 0 | no | 0 | 0 | 0 | 1093.9854 | 4860 | no | 22887.3697 | 0 | 24300 |  |  | 0 |  |  | 0 | 0 | 0 | 0 | 0 |  | 0 | 0 | 0 | 0 | 0 | 22887.3697 | 18187.4789 | 18547.3012 | 0 | no | Surplus | yes |  | 0 | 0 | 0 | 1246.3582 | 0 | no | 0 | 0 | 0 | 1246.3582 | 0 |  |  | 0 | 0 | 0 | 0 | 0 |  | 0 | 0 | 0 | 0 | 0
| 22490.774 | 0 | no | Surplus | yes |  | 0 | 0 | 0 | 396.5957 | 0 | no | 0 | 0 | 0 | 396.5957 | 4860 | no | 22490.774 | 0 | 24300 |  |  | 0 |  |  | 0 | 0 | 0 | 0 | 0 |  | 0 | 0 | 0 | 0 | 0 | 22490.774 | 17991.0586 | 18225.9108 | 0 | no | Surplus | yes |  | 0 | 0 | 0 | 556.2426 | 0 | no | 0 | 0 | 0 | 556.2426 | 0 |  |  | 0 | 0 | 0 | 0 | 0 |  | 0 | 0 | 0 | 0 | 0
| 21863.934 | 0 | no | Surplus | yes |  | 0 | 0 | 0 | 626.8399 | 0 | no | 0 | 0 | 0 | 626.8399 | 4860 | no | 21863.934 | 0 | 24300 |  |  | 0 |  |  | 0 | 0 | 0 | 0 | 0 |  | 0 | 0 | 0 | 0 | 0 | 21863.934 | 17697.8932 | 17717.9368 | 0 | no | Surplus | yes |  | 0 | 0 | 0 | 528.0177 | 0 | no | 0 | 0 | 0 | 528.0177 | 0 |  |  | 0 | 0 | 0 | 0 | 0 |  | 0 | 0 | 0 | 0 | 0
| 24246.3446 | 0 | yes | Deficit |  |  | 0 | 0 | 0 | 0 | 0 |  | 0 | 0 | 0 | 0 | 4860 | no |  | 0 | 24300 | no | 24246.3446 | 0 | no | no | 0 | 0 | 0 | 0 | 0 |  | 0 | 0 | 0 | 0 | 0 | 24246.3446 | 17692.9052 | 19648.5775 | 0 | no | Surplus | yes |  | 0 | 0 | 0 | 25.0316 | 0 | no | 0 | 0 | 0 | 25.0316 | 0 |  |  | 0 | 0 | 0 | 0 | 0 |  | 0 | 0 | 0 | 0 | 0
| 21244.8556 | 0 | no | Surplus | yes |  | 0 | 0 | 0 | 3001.4889 | 0 | no | 0 | 0 | 0 | 3001.4889 | 4860 | no | 21244.8556 | 0 | 24300 |  |  | 0 |  |  | 0 | 0 | 0 | 0 | 0 |  | 0 | 0 | 0 | 0 | 0 | 21244.8556 | 17058.9739 | 17216.2525 | 0 | no | Surplus | yes |  | 0 | 0 | 0 | 2589.6035 | 0 | no | 0 | 0 | 0 | 2589.6035 | 0 |  |  | 0 | 0 | 0 | 0 | 0 |  | 0 | 0 | 0 | 0 | 0
| 19678.1406 | 0 | no | Surplus | yes |  | 0 | 0 | 0 | 1566.715 | 0 | no | 0 | 0 | 0 | 1566.715 | 4860 | no | 19678.1406 | 0 | 24300 |  |  | 0 |  |  | 0 | 0 | 0 | 0 | 0 |  | 0 | 0 | 0 | 0 | 0 | 19678.1406 | 17039.8697 | 15946.6294 | 0 | no | Surplus | yes |  | 0 | 0 | 0 | 176.3828 | 0 | no | 0 | 0 | 0 | 176.3828 | 0 |  |  | 0 | 0 | 0 | 0 | 0 |  | 0 | 0 | 0 | 0 | 0
| 21336.9781 | 0 | yes | Deficit |  |  | 0 | 0 | 0 | 0 | 0 |  | 0 | 0 | 0 | 0 | 4860 | no |  | 0 | 24300 | no | 21336.9781 | 0 | no | no | 0 | 0 | 0 | 0 | 0 |  | 0 | 0 | 0 | 0 | 0 | 21336.9781 | 17355.986 | 17290.9061 | 0 | yes | Deficit |  |  | 0 | 0 | 0 | 0 | 0 |  | 0 | 0 | 0 | 0 | 1409.3567 | yes |  | 0 | 0 | 0 | 1409.3567 | 0 | no | 0 | 0 | 0 | 1409.3567 | 0
| 19119.1483 | 0 | no | Surplus | yes |  | 0 | 0 | 0 | 2217.8299 | 0 | no | 0 | 0 | 0 | 2217.8299 | 4860 | no | 19119.1483 | 0 | 24300 |  |  | 0 |  |  | 0 | 0 | 0 | 0 | 0 |  | 0 | 0 | 0 | 0 | 0 | 19119.1483 | 17927.9731 | 15493.6372 | 0 | yes | Deficit |  |  | 0 | 0 | 0 | 0 | 0 |  | 0 | 0 | 0 | 0 | 637.067 | yes |  | 0 | 0 | 0 | 637.067 | 0 | no | 0 | 0 | 0 | 637.067 | 0
| 20147.713 | 0 | yes | Deficit |  |  | 0 | 0 | 0 | 0 | 0 |  | 0 | 0 | 0 | 0 | 4860 | no |  | 0 | 24300 | no | 20147.713 | 0 | no | no | 0 | 0 | 0 | 0 | 0 |  | 0 | 0 | 0 | 0 | 0 | 20147.713 | 17657.3715 | 16327.158 | 0 | yes | Deficit |  |  | 0 | 0 | 0 | 0 | 0 |  | 0 | 0 | 0 | 0 | 2163.7343 | yes |  | 0 | 0 | 0 | 2163.7343 | 0 | no | 0 | 0 | 0 | 2163.7343 | 0
| 22082.8435 | 0 | yes | Deficit |  |  | 0 | 0 | 0 | 0 | 0 |  | 0 | 0 | 0 | 0 | 4860 | no |  | 0 | 24300 | no | 22082.8435 | 0 | no | no | 0 | 0 | 0 | 0 | 0 |  | 0 | 0 | 0 | 0 | 0 | 22082.8435 | 17488.6038 | 17895.3351 | 0 | yes | Deficit |  |  | 0 | 0 | 0 | 0 | 0 |  | 0 | 0 | 0 | 0 | 1161.4457 | yes |  | 0 | 0 | 0 | 1161.4457 | 0 | no | 0 | 0 | 0 | 1161.4457 | 0
| 20648.7655 | 0 | no | Surplus | yes |  | 0 | 0 | 0 | 1434.078 | 0 | no | 0 | 0 | 0 | 1434.078 | 4860 | no | 20648.7655 | 0 | 24300 |  |  | 0 |  |  | 0 | 0 | 0 | 0 | 0 |  | 0 | 0 | 0 | 0 | 0 | 20648.7655 | 17643.5209 | 16733.1974 | 0 | no | Surplus | yes |  | 0 | 0 | 0 | 251.8142 | 0 | no | 0 | 0 | 0 | 251.8142 | 0 |  |  | 0 | 0 | 0 | 0 | 0 |  | 0 | 0 | 0 | 0 | 0
| 19247.3394 | 0 | no | Surplus | yes |  | 0 | 0 | 0 | 1401.4261 | 0 | no | 0 | 0 | 0 | 1401.4261 | 4860 | no | 19247.3394 | 0 | 24300 |  |  | 0 |  |  | 0 | 0 | 0 | 0 | 0 |  | 0 | 0 | 0 | 0 | 0 | 19247.3394 | 16222.4641 | 15597.5198 | 0 | no | Surplus | yes |  | 0 | 0 | 0 | 510.7332 | 0 | no | 0 | 0 | 0 | 510.7332 | 0 |  |  | 0 | 0 | 0 | 0 | 0 |  | 0 | 0 | 0 | 0 | 0
| 21169.6391 | 0 | yes | Deficit |  |  | 0 | 0 | 0 | 0 | 0 |  | 0 | 0 | 0 | 0 | 4860 | no |  | 0 | 24300 | no | 21169.6391 | 0 | no | no | 0 | 0 | 0 | 0 | 0 |  | 0 | 0 | 0 | 0 | 0 | 21169.6391 | 13421.496 | 17155.2991 | 0 | no | Surplus | yes |  | 0 | 0 | 0 | 2176.0238 | 0 | no | 0 | 0 | 0 | 2176.0238 | 0 |  |  | 0 | 0 | 0 | 0 | 0 |  | 0 | 0 | 0 | 0 | 0
| 19805.7362 | 0 | no | Surplus | yes |  | 0 | 0 | 0 | 1363.9029 | 0 | no | 0 | 0 | 0 | 1363.9029 | 4860 | no | 19805.7362 | 0 | 24300 |  |  | 0 |  |  | 0 | 0 | 0 | 0 | 0 |  | 0 | 0 | 0 | 0 | 0 | 19805.7362 | 13827.9246 | 16050.0293 | 0 | no | Surplus | yes |  | 0 | 0 | 0 | 3327.3745 | 0 | no | 0 | 0 | 0 | 3327.3745 | 0 |  |  | 0 | 0 | 0 | 0 | 0 |  | 0 | 0 | 0 | 0 | 0
| 18186.7074 | 0 | no | Surplus | yes |  | 0 | 0 | 0 | 1619.0288 | 0 | no | 0 | 0 | 0 | 1619.0288 | 4860 | no | 18186.7074 | 0 | 24300 |  |  | 0 |  |  | 0 | 0 | 0 | 0 | 0 |  | 0 | 0 | 0 | 0 | 0 | 18186.7074 | 14062.1749 | 14738.0125 | 0 | no | Surplus | yes |  | 0 | 0 | 0 | 1987.8545 | 0 | no | 0 | 0 | 0 | 1987.8545 | 0 |  |  | 0 | 0 | 0 | 0 | 0 |  | 0 | 0 | 0 | 0 | 0
| 22942.7733 | 0 | yes | Deficit |  |  | 0 | 0 | 0 | 0 | 0 |  | 0 | 0 | 0 | 0 | 4860 | no |  | 0 | 24300 | no | 22942.7733 | 0 | no | no | 0 | 0 | 0 | 0 | 0 |  | 0 | 0 | 0 | 0 | 0 | 22942.7733 | 16660.7656 | 18592.1988 | 0 | yes | Deficit |  |  | 0 | 0 | 0 | 0 | 0 |  | 0 | 0 | 0 | 0 | 1922.7531 | yes |  | 0 | 0 | 0 | 1922.7531 | 0 | no | 0 | 0 | 0 | 1922.7531 | 0
| 22775.7144 | 0 | no | Surplus | yes |  | 0 | 0 | 0 | 167.0589 | 0 | no | 0 | 0 | 0 | 167.0589 | 4860 | no | 22775.7144 | 0 | 24300 |  |  | 0 |  |  | 0 | 0 | 0 | 0 | 0 |  | 0 | 0 | 0 | 0 | 0 | 22775.7144 | 17442.5785 | 18456.8188 | 0 | no | Surplus | yes |  | 0 | 0 | 0 | 1149.6202 | 0 | no | 0 | 0 | 0 | 1149.6202 | 0 |  |  | 0 | 0 | 0 | 0 | 0 |  | 0 | 0 | 0 | 0 | 0
| 19332.638 | 0 | no | Surplus | yes |  | 0 | 0 | 0 | 3443.0764 | 0 | no | 0 | 0 | 0 | 3443.0764 | 4860 | no | 19332.638 | 0 | 24300 |  |  | 0 |  |  | 0 | 0 | 0 | 0 | 0 |  | 0 | 0 | 0 | 0 | 0 | 19332.638 | 17690.9312 | 15666.6435 | 0 | no | Surplus | yes |  | 0 | 0 | 0 | 765.8876 | 0 | no | 0 | 0 | 0 | 765.8876 | 0 |  |  | 0 | 0 | 0 | 0 | 0 |  | 0 | 0 | 0 | 0 | 0
| 21044.5712 | 0 | yes | Deficit |  |  | 0 | 0 | 0 | 0 | 0 |  | 0 | 0 | 0 | 0 | 4860 | no |  | 0 | 24300 | no | 21044.5712 | 0 | no | no | 0 | 0 | 0 | 0 | 0 |  | 0 | 0 | 0 | 0 | 0 | 21044.5712 | 15858.969 | 17053.9475 | 0 | yes | Deficit |  |  | 0 | 0 | 0 | 0 | 0 |  | 0 | 0 | 0 | 0 | 192.3255 | yes |  | 0 | 0 | 0 | 192.3255 | 0 | no | 0 | 0 | 0 | 192.3255 | 0
| 18078.8553 | 0 | no | Surplus | yes |  | 0 | 0 | 0 | 2965.7159 | 0 | no | 0 | 0 | 0 | 2965.7159 | 4860 | no | 18078.8553 | 0 | 24300 |  |  | 0 |  |  | 0 | 0 | 0 | 0 | 0 |  | 0 | 0 | 0 | 0 | 0 | 18078.8553 | 15801.5131 | 14650.612 | 0 | no | Surplus | yes |  | 0 | 0 | 0 | 1252.4344 | 0 | no | 0 | 0 | 0 | 1252.4344 | 0 |  |  | 0 | 0 | 0 | 0 | 0 |  | 0 | 0 | 0 | 0 | 0
| 21389.0477 | 0 | yes | Deficit |  |  | 0 | 0 | 0 | 0 | 0 |  | 0 | 0 | 0 | 0 | 4860 | no |  | 0 | 24300 | no | 21389.0477 | 0 | no | no | 0 | 0 | 0 | 0 | 0 |  | 0 | 0 | 0 | 0 | 0 | 21389.0477 | 15647.9947 | 17333.1019 | 0 | yes | Deficit |  |  | 0 | 0 | 0 | 0 | 0 |  | 0 | 0 | 0 | 0 | 997.3827 | yes |  | 0 | 0 | 0 | 997.3827 | 0 | no | 0 | 0 | 0 | 997.3827 | 0
| 22138.3469 | 0 | yes | Deficit |  |  | 0 | 0 | 0 | 0 | 0 |  | 0 | 0 | 0 | 0 | 4860 | no |  | 0 | 24300 | no | 22138.3469 | 0 | no | no | 0 | 0 | 0 | 0 | 0 |  | 0 | 0 | 0 | 0 | 0 | 22138.3469 | 16395.3825 | 17940.3135 | 0 | no | Surplus | yes |  | 0 | 0 | 0 | 937.7194 | 0 | no | 0 | 0 | 0 | 937.7194 | 0 |  |  | 0 | 0 | 0 | 0 | 0 |  | 0 | 0 | 0 | 0 | 0
| 19033.1151 | 0 | no | Surplus | yes |  | 0 | 0 | 0 | 3105.2318 | 0 | no | 0 | 0 | 0 | 3105.2318 | 4860 | no | 19033.1151 | 0 | 24300 |  |  | 0 |  |  | 0 | 0 | 0 | 0 | 0 |  | 0 | 0 | 0 | 0 | 0 | 19033.1151 | 16847.3711 | 15423.9182 | 0 | no | Surplus | yes |  | 0 | 0 | 0 | 1092.9425 | 0 | no | 0 | 0 | 0 | 1092.9425 | 0 |  |  | 0 | 0 | 0 | 0 | 0 |  | 0 | 0 | 0 | 0 | 0
| 17485.1627 | 0 | no | Surplus | yes |  | 0 | 0 | 0 | 1547.9524 | 0 | no | 0 | 0 | 0 | 1547.9524 | 4860 | no | 17485.1627 | 0 | 24300 |  |  | 0 |  |  | 0 | 0 | 0 | 0 | 0 |  | 0 | 0 | 0 | 0 | 0 | 17485.1627 | 16657.5676 | 14169.4997 | 0 | yes | Deficit |  |  | 0 | 0 | 0 | 0 | 0 |  | 0 | 0 | 0 | 0 | 1233.6494 | yes |  | 0 | 0 | 0 | 1233.6494 | 0 | no | 0 | 0 | 0 | 1233.6494 | 0
| 17751.4172 | 0 | yes | Deficit |  |  | 0 | 0 | 0 | 0 | 0 |  | 0 | 0 | 0 | 0 | 4860 | no |  | 0 | 24300 | no | 17751.4172 | 0 | no | no | 0 | 0 | 0 | 0 | 0 |  | 0 | 0 | 0 | 0 | 0 | 17751.4172 | 17128.554 | 14385.2652 | 0 | yes | Deficit |  |  | 0 | 0 | 0 | 0 | 0 |  | 0 | 0 | 0 | 0 | 2959.0543 | yes |  | 0 | 0 | 0 | 2959.0543 | 0 | no | 0 | 0 | 0 | 2959.0543 | 0
| 18936.409 | 0 | yes | Deficit |  |  | 0 | 0 | 0 | 0 | 0 |  | 0 | 0 | 0 | 0 | 4860 | no |  | 0 | 24300 | no | 18936.409 | 0 | no | no | 0 | 0 | 0 | 0 | 0 |  | 0 | 0 | 0 | 0 | 0 | 18936.409 | 16945.6661 | 15345.5502 | 0 | yes | Deficit |  |  | 0 | 0 | 0 | 0 | 0 |  | 0 | 0 | 0 | 0 | 2560.4009 | yes |  | 0 | 0 | 0 | 2560.4009 | 0 | no | 0 | 0 | 0 | 2560.4009 | 0
| 16580.2017 | 0 | no | Surplus | yes |  | 0 | 0 | 0 | 2356.2073 | 0 | no | 0 | 0 | 0 | 2356.2073 | 4860 | no | 16580.2017 | 0 | 24300 |  |  | 0 |  |  | 0 | 0 | 0 | 0 | 0 |  | 0 | 0 | 0 | 0 | 0 | 16580.2017 | 16771.0593 | 13436.144 | 0 | yes | Deficit |  |  | 0 | 0 | 0 | 0 | 0 |  | 0 | 0 | 0 | 0 | 1425.5091 | yes |  | 0 | 0 | 0 | 1425.5091 | 0 | no | 0 | 0 | 0 | 1425.5091 | 0
| 20289.0117 | 0 | yes | Deficit |  |  | 0 | 0 | 0 | 0 | 0 |  | 0 | 0 | 0 | 0 | 4860 | no |  | 0 | 24300 | no | 20289.0117 | 0 | no | no | 0 | 0 | 0 | 0 | 0 |  | 0 | 0 | 0 | 0 | 0 | 20289.0117 | 16846.7027 | 16441.6626 | 0 | yes | Deficit |  |  | 0 | 0 | 0 | 0 | 0 |  | 0 | 0 | 0 | 0 | 3410.5587 | yes |  | 0 | 0 | 0 | 3410.5587 | 0 | no | 0 | 0 | 0 | 3410.5587 | 0
| 20785.8746 | 0 | yes | Deficit |  |  | 0 | 0 | 0 | 0 | 0 |  | 0 | 0 | 0 | 0 | 4860 | no |  | 0 | 24300 | no | 20785.8746 | 0 | no | no | 0 | 0 | 0 | 0 | 0 |  | 0 | 0 | 0 | 0 | 0 | 20785.8746 | 17012.3355 | 16844.3068 | 0 | yes | Deficit |  |  | 0 | 0 | 0 | 0 | 0 |  | 0 | 0 | 0 | 0 | 570.6729 | yes |  | 0 | 0 | 0 | 570.6729 | 0 | no | 0 | 0 | 0 | 570.6729 | 0
| 18385.3988 | 0 | no | Surplus | yes |  | 0 | 0 | 0 | 2400.4758 | 0 | no | 0 | 0 | 0 | 2400.4758 | 4860 | no | 18385.3988 | 0 | 24300 |  |  | 0 |  |  | 0 | 0 | 0 | 0 | 0 |  | 0 | 0 | 0 | 0 | 0 | 18385.3988 | 17119.6129 | 14899.0266 | 0 | yes | Deficit |  |  | 0 | 0 | 0 | 0 | 0 |  | 0 | 0 | 0 | 0 | 275.3061 | yes |  | 0 | 0 | 0 | 275.3061 | 0 | no | 0 | 0 | 0 | 275.3061 | 0
| 18911.6882 | 0 | yes | Deficit |  |  | 0 | 0 | 0 | 0 | 0 |  | 0 | 0 | 0 | 0 | 4860 | no |  | 0 | 24300 | no | 18911.6882 | 0 | no | no | 0 | 0 | 0 | 0 | 0 |  | 0 | 0 | 0 | 0 | 0 | 18911.6882 | 16913.8131 | 15325.5172 | 0 | yes | Deficit |  |  | 0 | 0 | 0 | 0 | 0 |  | 0 | 0 | 0 | 0 | 2014.7865 | yes |  | 0 | 0 | 0 | 2014.7865 | 0 | no | 0 | 0 | 0 | 2014.7865 | 0
| 17585.6345 | 0 | no | Surplus | yes |  | 0 | 0 | 0 | 1326.0537 | 0 | no | 0 | 0 | 0 | 1326.0537 | 4860 | no | 17585.6345 | 0 | 24300 |  |  | 0 |  |  | 0 | 0 | 0 | 0 | 0 |  | 0 | 0 | 0 | 0 | 0 | 17585.6345 | 15498.3672 | 14250.9194 | 0 | yes | Deficit |  |  | 0 | 0 | 0 | 0 | 0 |  | 0 | 0 | 0 | 0 | 172.85 | yes |  | 0 | 0 | 0 | 172.85 | 0 | no | 0 | 0 | 0 | 172.85 | 0
| 14911.3682 | 0 | no | Surplus | yes |  | 0 | 0 | 0 | 2674.2663 | 0 | no | 0 | 0 | 0 | 2674.2663 | 4860 | no | 14911.3682 | 0 | 24300 |  |  | 0 |  |  | 0 | 0 | 0 | 0 | 0 |  | 0 | 0 | 0 | 0 | 0 | 14911.3682 | 13767.9537 | 12083.7668 | 0 | no | Surplus | yes |  | 0 | 0 | 0 | 482.9656 | 0 | no | 0 | 0 | 0 | 482.9656 | 0 |  |  | 0 | 0 | 0 | 0 | 0 |  | 0 | 0 | 0 | 0 | 0
| 13606.9406 | 0 | no | Surplus | yes |  | 0 | 0 | 0 | 1304.4276 | 0 | no | 0 | 0 | 0 | 1304.4276 | 4860 | no | 13606.9406 | 0 | 24300 |  |  | 0 |  |  | 0 | 0 | 0 | 0 | 0 |  | 0 | 0 | 0 | 0 | 0 | 13606.9406 | 14266.8538 | 11026.6941 | 0 | yes | Deficit |  |  | 0 | 0 | 0 | 0 | 0 |  | 0 | 0 | 0 | 0 | 2183.087 | yes |  | 0 | 0 | 0 | 2183.087 | 0 | no | 0 | 0 | 0 | 2183.087 | 0
| 12009.8082 | 0 | no | Surplus | yes |  | 0 | 0 | 0 | 1597.1324 | 0 | no | 0 | 0 | 0 | 1597.1324 | 4860 | no | 12009.8082 | 0 | 24300 |  |  | 0 |  |  | 0 | 0 | 0 | 0 | 0 |  | 0 | 0 | 0 | 0 | 0 | 12009.8082 | 15461.9828 | 9732.4215 | 0 | yes | Deficit |  |  | 0 | 0 | 0 | 0 | 0 |  | 0 | 0 | 0 | 0 | 4435.2887 | yes |  | 0 | 0 | 0 | 4435.2887 | 0 | no | 0 | 0 | 0 | 4435.2887 | 0
| 11432.5868 | 0 | no | Surplus | yes |  | 0 | 0 | 0 | 577.2214 | 0 | no | 0 | 0 | 0 | 577.2214 | 4860 | no | 11432.5868 | 0 | 24019.6163 |  |  | 0 |  |  | 0 | 0 | 0 | 0 | 0 |  | 0 | 0 | 0 | 0 | 0 | 11432.5868 | 16666.827 | 9264.657 | 0 | yes | Deficit |  |  | 0 | 0 | 0 | 0 | 0 |  | 0 | 0 | 0 | 0 | 6934.4055 | yes |  | 0 | 0 | 0 | 6934.4055 | 0 | no | 0 | 0 | 0 | 6934.4055 | 0
| 6020.8879 | 0 | no | Surplus | yes |  | 0 | 0 | 0 | 5411.6989 | 0 | no | 0 | 0 | 0 | 5411.6989 | 4860 | no | 6020.8879 | 0 | 22865.1736 |  |  | 0 |  |  | 0 | 0 | 0 | 0 | 0 |  | 0 | 0 | 0 | 0 | 0 | 6020.8879 | 15888.2731 | 4879.1636 | 0 | yes | Deficit |  |  | 0 | 0 | 0 | 0 | 0 |  | 0 | 0 | 0 | 0 | 6623.6161 | yes |  | 0 | 0 | 0 | 6623.6161 | 0 | no | 0 | 0 | 0 | 6623.6161 | 0
| 7020.3852 | 0 | yes | Deficit |  |  | 0 | 0 | 0 | 0 | 0 |  | 0 | 0 | 0 | 0 | 4860 | no |  | 0 | 12041.7758 | no | 7020.3852 | 0 | no | no | 0 | 0 | 0 | 0 | 0 |  | 0 | 0 | 0 | 0 | 0 | 7020.3852 | 16650.4989 | 5689.129 | 0 | yes | Deficit |  |  | 0 | 0 | 0 | 0 | 0 |  | 0 | 0 | 0 | 0 | 11771.3353 | yes |  | 0 | 0 | 0 | 11771.3353 | 0 | no | 0 | 0 | 0 | 11771.3353 | 0
| 7195.3491 | 0 | yes | Deficit |  |  | 0 | 0 | 0 | 0 | 0 |  | 0 | 0 | 0 | 0 | 4860 | no |  | 0 | 14040.7705 | no | 7195.3491 | 0 | no | no | 0 | 0 | 0 | 0 | 0 |  | 0 | 0 | 0 | 0 | 0 | 7195.3491 | 15844.5723 | 5830.915 | 0 | yes | Deficit |  |  | 0 | 0 | 0 | 0 | 0 |  | 0 | 0 | 0 | 0 | 10155.4433 | yes |  | 0 | 0 | 0 | 10155.4433 | 0 | no | 0 | 0 | 0 | 10155.4433 | 0
| 11098.0791 | 0 | yes | Deficit |  |  | 0 | 0 | 0 | 0 | 0 |  | 0 | 0 | 0 | 0 | 4860 | no |  | 0 | 14390.6982 | no | 11098.0791 | 0 | no | no | 0 | 0 | 0 | 0 | 0 |  | 0 | 0 | 0 | 0 | 0 | 11098.0791 | 15840.5231 | 8993.5811 | 0 | yes | Deficit |  |  | 0 | 0 | 0 | 0 | 0 |  | 0 | 0 | 0 | 0 | 10009.6081 | yes |  | 0 | 0 | 0 | 10009.6081 | 0 | no | 0 | 0 | 0 | 10009.6081 | 0
| 9536.9038 | 0 | no | Surplus | yes |  | 0 | 0 | 0 | 1561.1753 | 0 | no | 0 | 0 | 0 | 1561.1753 | 4860 | no | 9536.9038 | 0 | 22196.1582 |  |  | 0 |  |  | 0 | 0 | 0 | 0 | 0 |  | 0 | 0 | 0 | 0 | 0 | 9536.9038 | 16724.523 | 7728.4472 | 0 | yes | Deficit |  |  | 0 | 0 | 0 | 0 | 0 |  | 0 | 0 | 0 | 0 | 7730.9418 | yes |  | 0 | 0 | 0 | 7730.9418 | 0 | no | 0 | 0 | 0 | 7730.9418 | 0
| 7558.0269 | 0 | no | Surplus | yes |  | 0 | 0 | 0 | 1978.8769 | 0 | no | 0 | 0 | 0 | 1978.8769 | 4860 | no | 7558.0269 | 0 | 19073.8076 |  |  | 0 |  |  | 0 | 0 | 0 | 0 | 0 |  | 0 | 0 | 0 | 0 | 0 | 7558.0269 | 16805.2218 | 6124.8192 | 0 | yes | Deficit |  |  | 0 | 0 | 0 | 0 | 0 |  | 0 | 0 | 0 | 0 | 9076.7746 | yes |  | 0 | 0 | 0 | 9076.7746 | 0 | no | 0 | 0 | 0 | 9076.7746 | 0
| 12930.7553 | 0 | yes | Deficit |  |  | 0 | 0 | 0 | 0 | 0 |  | 0 | 0 | 0 | 0 | 4860 | no |  | 0 | 15116.0538 | no | 12930.7553 | 0 | no | no | 0 | 0 | 0 | 0 | 0 |  | 0 | 0 | 0 | 0 | 0 | 12930.7553 | 16907.3523 | 10478.732 | 0 | yes | Deficit |  |  | 0 | 0 | 0 | 0 | 0 |  | 0 | 0 | 0 | 0 | 10782.5332 | yes |  | 0 | 0 | 0 | 10782.5332 | 0 | no | 0 | 0 | 0 | 10782.5332 | 0
| 17441.9979 | 0 | yes | Deficit |  |  | 0 | 0 | 0 | 0 | 0 |  | 0 | 0 | 0 | 0 | 4860 | no |  | 0 | 24300 | no | 17441.9979 | 0 | no | no | 0 | 0 | 0 | 0 | 0 |  | 0 | 0 | 0 | 0 | 0 | 17441.9979 | 17598.2038 | 14134.5202 | 0 | yes | Deficit |  |  | 0 | 0 | 0 | 0 | 0 |  | 0 | 0 | 0 | 0 | 7119.4717 | yes |  | 0 | 0 | 0 | 7119.4717 | 0 | no | 0 | 0 | 0 | 7119.4717 | 0
| 18272.4105 | 0 | yes | Deficit |  |  | 0 | 0 | 0 | 0 | 0 |  | 0 | 0 | 0 | 0 | 4860 | no |  | 0 | 24300 | no | 18272.4105 | 0 | no | no | 0 | 0 | 0 | 0 | 0 |  | 0 | 0 | 0 | 0 | 0 | 18272.4105 | 17138.1882 | 14807.464 | 0 | yes | Deficit |  |  | 0 | 0 | 0 | 0 | 0 |  | 0 | 0 | 0 | 0 | 3003.6681 | yes |  | 0 | 0 | 0 | 3003.6681 | 0 | no | 0 | 0 | 0 | 3003.6681 | 0
| 16676.4271 | 0 | no | Surplus | yes |  | 0 | 0 | 0 | 1595.9834 | 0 | no | 0 | 0 | 0 | 1595.9834 | 4860 | no | 16676.4271 | 0 | 24300 |  |  | 0 |  |  | 0 | 0 | 0 | 0 | 0 |  | 0 | 0 | 0 | 0 | 0 | 16676.4271 | 17796.0694 | 13514.1225 | 0 | yes | Deficit |  |  | 0 | 0 | 0 | 0 | 0 |  | 0 | 0 | 0 | 0 | 2988.6054 | yes |  | 0 | 0 | 0 | 2988.6054 | 0 | no | 0 | 0 | 0 | 2988.6054 | 0
| 13014.7113 | 0 | no | Surplus | yes |  | 0 | 0 | 0 | 3661.7159 | 0 | no | 0 | 0 | 0 | 3661.7159 | 4860 | no | 13014.7113 | 0 | 24300 |  |  | 0 |  |  | 0 | 0 | 0 | 0 | 0 |  | 0 | 0 | 0 | 0 | 0 | 13014.7113 | 17437.4564 | 10546.7676 | 0 | yes | Deficit |  |  | 0 | 0 | 0 | 0 | 0 |  | 0 | 0 | 0 | 0 | 3923.3339 | yes |  | 0 | 0 | 0 | 3923.3339 | 0 | no | 0 | 0 | 0 | 3923.3339 | 0
| 15566.5089 | 0 | yes | Deficit |  |  | 0 | 0 | 0 | 0 | 0 |  | 0 | 0 | 0 | 0 | 4860 | no |  | 0 | 24300 | no | 15566.5089 | 0 | no | no | 0 | 0 | 0 | 0 | 0 |  | 0 | 0 | 0 | 0 | 0 | 15566.5089 | 18109.6655 | 12614.675 | 0 | yes | Deficit |  |  | 0 | 0 | 0 | 0 | 0 |  | 0 | 0 | 0 | 0 | 7562.8978 | yes |  | 0 | 0 | 0 | 7562.8978 | 0 | no | 0 | 0 | 0 | 7562.8978 | 0
| 14068.8566 | 0 | no | Surplus | yes |  | 0 | 0 | 0 | 1497.6523 | 0 | no | 0 | 0 | 0 | 1497.6523 | 4860 | no | 14068.8566 | 0 | 24300 |  |  | 0 |  |  | 0 | 0 | 0 | 0 | 0 |  | 0 | 0 | 0 | 0 | 0 | 14068.8566 | 18251.7459 | 11401.0183 | 0 | yes | Deficit |  |  | 0 | 0 | 0 | 0 | 0 |  | 0 | 0 | 0 | 0 | 5637.0709 | yes |  | 0 | 0 | 0 | 5637.0709 | 0 | no | 0 | 0 | 0 | 5637.0709 | 0
| 12237.6355 | 0 | no | Surplus | yes |  | 0 | 0 | 0 | 1831.2211 | 0 | no | 0 | 0 | 0 | 1831.2211 | 4860 | no | 12237.6355 | 0 | 24300 |  |  | 0 |  |  | 0 | 0 | 0 | 0 | 0 |  | 0 | 0 | 0 | 0 | 0 | 12237.6355 | 18307.9771 | 9917.0466 | 0 | yes | Deficit |  |  | 0 | 0 | 0 | 0 | 0 |  | 0 | 0 | 0 | 0 | 6906.9589 | yes |  | 0 | 0 | 0 | 6906.9589 | 0 | no | 0 | 0 | 0 | 6906.9589 | 0
| 12761.8475 | 0 | yes | Deficit |  |  | 0 | 0 | 0 | 0 | 0 |  | 0 | 0 | 0 | 0 | 4860 | no |  | 0 | 24300 | no | 12761.8475 | 0 | no | no | 0 | 0 | 0 | 0 | 0 |  | 0 | 0 | 0 | 0 | 0 | 12761.8475 | 17752.663 | 10341.8537 | 0 | yes | Deficit |  |  | 0 | 0 | 0 | 0 | 0 |  | 0 | 0 | 0 | 0 | 7835.6164 | yes |  | 0 | 0 | 0 | 7835.6164 | 0 | no | 0 | 0 | 0 | 7835.6164 | 0
| 11188.1415 | 0 | no | Surplus | yes |  | 0 | 0 | 0 | 1573.706 | 0 | no | 0 | 0 | 0 | 1573.706 | 4860 | no | 11188.1415 | 0 | 24300 |  |  | 0 |  |  | 0 | 0 | 0 | 0 | 0 |  | 0 | 0 | 0 | 0 | 0 | 11188.1415 | 17442.1649 | 9066.5652 | 0 | yes | Deficit |  |  | 0 | 0 | 0 | 0 | 0 |  | 0 | 0 | 0 | 0 | 7100.3111 | yes |  | 0 | 0 | 0 | 7100.3111 | 0 | no | 0 | 0 | 0 | 7100.3111 | 0
| 10659.6361 | 0 | no | Surplus | yes |  | 0 | 0 | 0 | 528.5053 | 0 | no | 0 | 0 | 0 | 528.5053 | 4860 | no | 10659.6361 | 0 | 22376.283 |  |  | 0 |  |  | 0 | 0 | 0 | 0 | 0 |  | 0 | 0 | 0 | 0 | 0 | 10659.6361 | 17824.9188 | 8638.2789 | 0 | yes | Deficit |  |  | 0 | 0 | 0 | 0 | 0 |  | 0 | 0 | 0 | 0 | 8758.3535 | yes |  | 0 | 0 | 0 | 8758.3535 | 0 | no | 0 | 0 | 0 | 8758.3535 | 0
| 8514.7284 | 0 | no | Surplus | yes |  | 0 | 0 | 0 | 2144.9078 | 0 | no | 0 | 0 | 0 | 2144.9078 | 4860 | no | 8514.7284 | 0 | 21319.2723 |  |  | 0 |  |  | 0 | 0 | 0 | 0 | 0 |  | 0 | 0 | 0 | 0 | 0 | 8514.7284 | 17672.3413 | 6900.104 | 0 | yes | Deficit |  |  | 0 | 0 | 0 | 0 | 0 |  | 0 | 0 | 0 | 0 | 9034.0624 | yes |  | 0 | 0 | 0 | 9034.0624 | 0 | no | 0 | 0 | 0 | 9034.0624 | 0
| 8948.2657 | 0 | yes | Deficit |  |  | 0 | 0 | 0 | 0 | 0 |  | 0 | 0 | 0 | 0 | 4860 | no |  | 0 | 17029.4567 | no | 8948.2657 | 0 | no | no | 0 | 0 | 0 | 0 | 0 |  | 0 | 0 | 0 | 0 | 0 | 8948.2657 | 18716.4736 | 7251.4308 | 0 | yes | Deficit |  |  | 0 | 0 | 0 | 0 | 0 |  | 0 | 0 | 0 | 0 | 11816.3696 | yes |  | 0 | 0 | 0 | 11816.3696 | 0 | no | 0 | 0 | 0 | 11816.3696 | 0
| 11874.1601 | 0 | yes | Deficit |  |  | 0 | 0 | 0 | 0 | 0 |  | 0 | 0 | 0 | 0 | 4860 | no |  | 0 | 17896.5313 | no | 11874.1601 | 0 | no | no | 0 | 0 | 0 | 0 | 0 |  | 0 | 0 | 0 | 0 | 0 | 11874.1601 | 17310.3158 | 9622.496 | 0 | yes | Deficit |  |  | 0 | 0 | 0 | 0 | 0 |  | 0 | 0 | 0 | 0 | 10058.885 | yes |  | 0 | 0 | 0 | 10058.885 | 0 | no | 0 | 0 | 0 | 10058.885 | 0
| 9822.6553 | 0 | no | Surplus | yes |  | 0 | 0 | 0 | 2051.5048 | 0 | no | 0 | 0 | 0 | 2051.5048 | 4860 | no | 9822.6553 | 0 | 23748.3202 |  |  | 0 |  |  | 0 | 0 | 0 | 0 | 0 |  | 0 | 0 | 0 | 0 | 0 | 9822.6553 | 15284.3417 | 7960.0124 | 0 | yes | Deficit |  |  | 0 | 0 | 0 | 0 | 0 |  | 0 | 0 | 0 | 0 | 5661.8457 | yes |  | 0 | 0 | 0 | 5661.8457 | 0 | no | 0 | 0 | 0 | 5661.8457 | 0
| 10929.2475 | 0 | yes | Deficit |  |  | 0 | 0 | 0 | 0 | 0 |  | 0 | 0 | 0 | 0 | 4860 | no |  | 0 | 19645.3106 | no | 10929.2475 | 0 | no | no | 0 | 0 | 0 | 0 | 0 |  | 0 | 0 | 0 | 0 | 0 | 10929.2475 | 15215.2629 | 8856.7646 | 0 | yes | Deficit |  |  | 0 | 0 | 0 | 0 | 0 |  | 0 | 0 | 0 | 0 | 7255.2505 | yes |  | 0 | 0 | 0 | 7255.2505 | 0 | no | 0 | 0 | 0 | 7255.2505 | 0
| 9728.3722 | 0 | no | Surplus | yes |  | 0 | 0 | 0 | 1200.8753 | 0 | no | 0 | 0 | 0 | 1200.8753 | 4860 | no | 9728.3722 | 0 | 21858.495 |  |  | 0 |  |  | 0 | 0 | 0 | 0 | 0 |  | 0 | 0 | 0 | 0 | 0 | 9728.3722 | 15123.5399 | 7883.6079 | 0 | yes | Deficit |  |  | 0 | 0 | 0 | 0 | 0 |  | 0 | 0 | 0 | 0 | 6266.7753 | yes |  | 0 | 0 | 0 | 6266.7753 | 0 | no | 0 | 0 | 0 | 6266.7753 | 0
| 9012.4519 | 0 | no | Surplus | yes |  | 0 | 0 | 0 | 715.9203 | 0 | no | 0 | 0 | 0 | 715.9203 | 4860 | no | 9012.4519 | 0 | 19456.7443 |  |  | 0 |  |  | 0 | 0 | 0 | 0 | 0 |  | 0 | 0 | 0 | 0 | 0 | 9012.4519 | 15562.7363 | 7303.4456 | 0 | yes | Deficit |  |  | 0 | 0 | 0 | 0 | 0 |  | 0 | 0 | 0 | 0 | 7679.1284 | yes |  | 0 | 0 | 0 | 7679.1284 | 0 | no | 0 | 0 | 0 | 7679.1284 | 0
| 10548.6207 | 0 | yes | Deficit |  |  | 0 | 0 | 0 | 0 | 0 |  | 0 | 0 | 0 | 0 | 4860 | no |  | 0 | 18024.9038 | no | 10548.6207 | 0 | no | no | 0 | 0 | 0 | 0 | 0 |  | 0 | 0 | 0 | 0 | 0 | 10548.6207 | 16054.1648 | 8548.315 | 0 | yes | Deficit |  |  | 0 | 0 | 0 | 0 | 0 |  | 0 | 0 | 0 | 0 | 8750.7192 | yes |  | 0 | 0 | 0 | 8750.7192 | 0 | no | 0 | 0 | 0 | 8750.7192 | 0
| 13702.0399 | 0 | yes | Deficit |  |  | 0 | 0 | 0 | 0 | 0 |  | 0 | 0 | 0 | 0 | 4860 | no |  | 0 | 21097.2415 | no | 13702.0399 | 0 | no | no | 0 | 0 | 0 | 0 | 0 |  | 0 | 0 | 0 | 0 | 0 | 13702.0399 | 16623.4104 | 11103.7601 | 0 | yes | Deficit |  |  | 0 | 0 | 0 | 0 | 0 |  | 0 | 0 | 0 | 0 | 8075.0954 | yes |  | 0 | 0 | 0 | 8075.0954 | 0 | no | 0 | 0 | 0 | 8075.0954 | 0
| 10452.2342 | 0 | no | Surplus | yes |  | 0 | 0 | 0 | 3249.8057 | 0 | no | 0 | 0 | 0 | 3249.8057 | 4860 | no | 10452.2342 | 0 | 24300 |  |  | 0 |  |  | 0 | 0 | 0 | 0 | 0 |  | 0 | 0 | 0 | 0 | 0 | 10452.2342 | 16458.2596 | 8470.206 | 0 | yes | Deficit |  |  | 0 | 0 | 0 | 0 | 0 |  | 0 | 0 | 0 | 0 | 5354.4996 | yes |  | 0 | 0 | 0 | 5354.4996 | 0 | no | 0 | 0 | 0 | 5354.4996 | 0
| 13468.6425 | 0 | yes | Deficit |  |  | 0 | 0 | 0 | 0 | 0 |  | 0 | 0 | 0 | 0 | 4860 | no |  | 0 | 20904.4684 | no | 13468.6425 | 0 | no | no | 0 | 0 | 0 | 0 | 0 |  | 0 | 0 | 0 | 0 | 0 | 13468.6425 | 16637.2948 | 10914.6211 | 0 | yes | Deficit |  |  | 0 | 0 | 0 | 0 | 0 |  | 0 | 0 | 0 | 0 | 8167.0888 | yes |  | 0 | 0 | 0 | 8167.0888 | 0 | no | 0 | 0 | 0 | 8167.0888 | 0
| 14070.8556 | 0 | yes | Deficit |  |  | 0 | 0 | 0 | 0 | 0 |  | 0 | 0 | 0 | 0 | 4860 | no |  | 0 | 24300 | no | 14070.8556 | 0 | no | no | 0 | 0 | 0 | 0 | 0 |  | 0 | 0 | 0 | 0 | 0 | 14070.8556 | 16672.303 | 11402.6383 | 0 | yes | Deficit |  |  | 0 | 0 | 0 | 0 | 0 |  | 0 | 0 | 0 | 0 | 5757.6819 | yes |  | 0 | 0 | 0 | 5757.6819 | 0 | no | 0 | 0 | 0 | 5757.6819 | 0
| 15091.7716 | 0 | yes | Deficit |  |  | 0 | 0 | 0 | 0 | 0 |  | 0 | 0 | 0 | 0 | 4860 | no |  | 0 | 24300 | no | 15091.7716 | 0 | no | no | 0 | 0 | 0 | 0 | 0 |  | 0 | 0 | 0 | 0 | 0 | 15091.7716 | 17014.7738 | 12229.9608 | 0 | yes | Deficit |  |  | 0 | 0 | 0 | 0 | 0 |  | 0 | 0 | 0 | 0 | 5612.1355 | yes |  | 0 | 0 | 0 | 5612.1355 | 0 | no | 0 | 0 | 0 | 5612.1355 | 0
| 15076.0178 | 0 | no | Surplus | yes |  | 0 | 0 | 0 | 15.7538 | 0 | no | 0 | 0 | 0 | 15.7538 | 4860 | no | 15076.0178 | 0 | 24300 |  |  | 0 |  |  | 0 | 0 | 0 | 0 | 0 |  | 0 | 0 | 0 | 0 | 0 | 15076.0178 | 16271.411 | 12217.1943 | 0 | yes | Deficit |  |  | 0 | 0 | 0 | 0 | 0 |  | 0 | 0 | 0 | 0 | 4041.4502 | yes |  | 0 | 0 | 0 | 4041.4502 | 0 | no | 0 | 0 | 0 | 4041.4502 | 0
| 14773.9956 | 0 | no | Surplus | yes |  | 0 | 0 | 0 | 302.0221 | 0 | no | 0 | 0 | 0 | 302.0221 | 4860 | no | 14773.9956 | 0 | 24300 |  |  | 0 |  |  | 0 | 0 | 0 | 0 | 0 |  | 0 | 0 | 0 | 0 | 0 | 14773.9956 | 16194.7841 | 11972.4438 | 0 | yes | Deficit |  |  | 0 | 0 | 0 | 0 | 0 |  | 0 | 0 | 0 | 0 | 3977.5898 | yes |  | 0 | 0 | 0 | 3977.5898 | 0 | no | 0 | 0 | 0 | 3977.5898 | 0
| 12414.1333 | 0 | no | Surplus | yes |  | 0 | 0 | 0 | 2359.8623 | 0 | no | 0 | 0 | 0 | 2359.8623 | 4860 | no | 12414.1333 | 0 | 24300 |  |  | 0 |  |  | 0 | 0 | 0 | 0 | 0 |  | 0 | 0 | 0 | 0 | 0 | 12414.1333 | 15731.7436 | 10060.0756 | 0 | yes | Deficit |  |  | 0 | 0 | 0 | 0 | 0 |  | 0 | 0 | 0 | 0 | 3759.2998 | yes |  | 0 | 0 | 0 | 3759.2998 | 0 | no | 0 | 0 | 0 | 3759.2998 | 0
| 14980.0213 | 0 | yes | Deficit |  |  | 0 | 0 | 0 | 0 | 0 |  | 0 | 0 | 0 | 0 | 4860 | no |  | 0 | 24300 | no | 14980.0213 | 0 | no | no | 0 | 0 | 0 | 0 | 0 |  | 0 | 0 | 0 | 0 | 0 | 14980.0213 | 15608.6559 | 12139.4013 | 0 | yes | Deficit |  |  | 0 | 0 | 0 | 0 | 0 |  | 0 | 0 | 0 | 0 | 5548.5803 | yes |  | 0 | 0 | 0 | 5548.5803 | 0 | no | 0 | 0 | 0 | 5548.5803 | 0
| 20153.4233 | 0 | yes | Deficit |  |  | 0 | 0 | 0 | 0 | 0 |  | 0 | 0 | 0 | 0 | 4860 | no |  | 0 | 24300 | no | 20153.4233 | 0 | no | no | 0 | 0 | 0 | 0 | 0 |  | 0 | 0 | 0 | 0 | 0 | 20153.4233 | 15937.6974 | 16331.7855 | 0 | yes | Deficit |  |  | 0 | 0 | 0 | 0 | 0 |  | 0 | 0 | 0 | 0 | 3798.2961 | yes |  | 0 | 0 | 0 | 3798.2961 | 0 | no | 0 | 0 | 0 | 3798.2961 | 0
| 18514.1264 | 0 | no | Surplus | yes |  | 0 | 0 | 0 | 1639.2969 | 0 | no | 0 | 0 | 0 | 1639.2969 | 4860 | no | 18514.1264 | 0 | 24300 |  |  | 0 |  |  | 0 | 0 | 0 | 0 | 0 |  | 0 | 0 | 0 | 0 | 0 | 18514.1264 | 15294.4131 | 15003.3439 | 0 | no | Surplus | yes |  | 0 | 0 | 0 | 1037.3724 | 0 | no | 0 | 0 | 0 | 1037.3724 | 0 |  |  | 0 | 0 | 0 | 0 | 0 |  | 0 | 0 | 0 | 0 | 0
| 18771.2318 | 0 | yes | Deficit |  |  | 0 | 0 | 0 | 0 | 0 |  | 0 | 0 | 0 | 0 | 4860 | no |  | 0 | 24300 | no | 18771.2318 | 0 | no | no | 0 | 0 | 0 | 0 | 0 |  | 0 | 0 | 0 | 0 | 0 | 18771.2318 | 15418.4993 | 15211.6951 | 0 | yes | Deficit |  |  | 0 | 0 | 0 | 0 | 0 |  | 0 | 0 | 0 | 0 | 415.1554 | yes |  | 0 | 0 | 0 | 415.1554 | 0 | no | 0 | 0 | 0 | 415.1554 | 0
| 19635.4045 | 0 | yes | Deficit |  |  | 0 | 0 | 0 | 0 | 0 |  | 0 | 0 | 0 | 0 | 4860 | no |  | 0 | 24300 | no | 19635.4045 | 0 | no | no | 0 | 0 | 0 | 0 | 0 |  | 0 | 0 | 0 | 0 | 0 | 19635.4045 | 16547.6269 | 15911.9972 | 0 | yes | Deficit |  |  | 0 | 0 | 0 | 0 | 0 |  | 0 | 0 | 0 | 0 | 1335.9317 | yes |  | 0 | 0 | 0 | 1335.9317 | 0 | no | 0 | 0 | 0 | 1335.9317 | 0
| 19228.2535 | 0 | no | Surplus | yes |  | 0 | 0 | 0 | 407.151 | 0 | no | 0 | 0 | 0 | 407.151 | 4860 | no | 19228.2535 | 0 | 24300 |  |  | 0 |  |  | 0 | 0 | 0 | 0 | 0 |  | 0 | 0 | 0 | 0 | 0 | 19228.2535 | 16645.6087 | 15582.0531 | 0 | yes | Deficit |  |  | 0 | 0 | 0 | 0 | 0 |  | 0 | 0 | 0 | 0 | 733.6116 | yes |  | 0 | 0 | 0 | 733.6116 | 0 | no | 0 | 0 | 0 | 733.6116 | 0
| 21196.1671 | 0 | yes | Deficit |  |  | 0 | 0 | 0 | 0 | 0 |  | 0 | 0 | 0 | 0 | 4860 | no |  | 0 | 24300 | no | 21196.1671 | 0 | no | no | 0 | 0 | 0 | 0 | 0 |  | 0 | 0 | 0 | 0 | 0 | 21196.1671 | 16818.6672 | 17176.7966 | 0 | yes | Deficit |  |  | 0 | 0 | 0 | 0 | 0 |  | 0 | 0 | 0 | 0 | 1236.6141 | yes |  | 0 | 0 | 0 | 1236.6141 | 0 | no | 0 | 0 | 0 | 1236.6141 | 0
| 21072.9384 | 0 | no | Surplus | yes |  | 0 | 0 | 0 | 123.2287 | 0 | no | 0 | 0 | 0 | 123.2287 | 4860 | no | 21072.9384 | 0 | 24300 |  |  | 0 |  |  | 0 | 0 | 0 | 0 | 0 |  | 0 | 0 | 0 | 0 | 0 | 21072.9384 | 16849.1136 | 17076.9355 | 0 | no | Surplus | yes |  | 0 | 0 | 0 | 327.683 | 0 | no | 0 | 0 | 0 | 327.683 | 0 |  |  | 0 | 0 | 0 | 0 | 0 |  | 0 | 0 | 0 | 0 | 0
| 20045.3699 | 0 | no | Surplus | yes |  | 0 | 0 | 0 | 1027.5685 | 0 | no | 0 | 0 | 0 | 1027.5685 | 4860 | no | 20045.3699 | 0 | 24300 |  |  | 0 |  |  | 0 | 0 | 0 | 0 | 0 |  | 0 | 0 | 0 | 0 | 0 | 20045.3699 | 16448.0288 | 16244.222 | 0 | no | Surplus | yes |  | 0 | 0 | 0 | 628.9066 | 0 | no | 0 | 0 | 0 | 628.9066 | 0 |  |  | 0 | 0 | 0 | 0 | 0 |  | 0 | 0 | 0 | 0 | 0
| 19484.2286 | 0 | no | Surplus | yes |  | 0 | 0 | 0 | 561.1414 | 0 | no | 0 | 0 | 0 | 561.1414 | 4860 | no | 19484.2286 | 0 | 24300 |  |  | 0 |  |  | 0 | 0 | 0 | 0 | 0 |  | 0 | 0 | 0 | 0 | 0 | 19484.2286 | 16371.7634 | 15789.4883 | 0 | yes | Deficit |  |  | 0 | 0 | 0 | 0 | 0 |  | 0 | 0 | 0 | 0 | 127.5415 | yes |  | 0 | 0 | 0 | 127.5415 | 0 | no | 0 | 0 | 0 | 127.5415 | 0
| 22572.7198 | 0 | yes | Deficit |  |  | 0 | 0 | 0 | 0 | 0 |  | 0 | 0 | 0 | 0 | 4860 | no |  | 0 | 24300 | no | 22572.7198 | 0 | no | no | 0 | 0 | 0 | 0 | 0 |  | 0 | 0 | 0 | 0 | 0 | 22572.7198 | 14079.6395 | 18292.3175 | 0 | no | Surplus | yes |  | 0 | 0 | 0 | 1709.8488 | 0 | no | 0 | 0 | 0 | 1709.8488 | 0 |  |  | 0 | 0 | 0 | 0 | 0 |  | 0 | 0 | 0 | 0 | 0
| 21422.4497 | 0 | no | Surplus | yes |  | 0 | 0 | 0 | 1150.2701 | 0 | no | 0 | 0 | 0 | 1150.2701 | 4860 | no | 21422.4497 | 0 | 24300 |  |  | 0 |  |  | 0 | 0 | 0 | 0 | 0 |  | 0 | 0 | 0 | 0 | 0 | 21422.4497 | 16049.3026 | 17360.1699 | 0 | no | Surplus | yes |  | 0 | 0 | 0 | 2243.015 | 0 | no | 0 | 0 | 0 | 2243.015 | 0 |  |  | 0 | 0 | 0 | 0 | 0 |  | 0 | 0 | 0 | 0 | 0
| 18454.6001 | 0 | no | Surplus | yes |  | 0 | 0 | 0 | 2967.8496 | 0 | no | 0 | 0 | 0 | 2967.8496 | 4860 | no | 18454.6001 | 0 | 24300 |  |  | 0 |  |  | 0 | 0 | 0 | 0 | 0 |  | 0 | 0 | 0 | 0 | 0 | 18454.6001 | 13492.7591 | 14955.1054 | 0 | no | Surplus | yes |  | 0 | 0 | 0 | 3867.4108 | 0 | no | 0 | 0 | 0 | 3867.4108 | 0 |  |  | 0 | 0 | 0 | 0 | 0 |  | 0 | 0 | 0 | 0 | 0
| 18181.9458 | 0 | no | Surplus | yes |  | 0 | 0 | 0 | 272.6544 | 0 | no | 0 | 0 | 0 | 272.6544 | 4860 | no | 18181.9458 | 0 | 24300 |  |  | 0 |  |  | 0 | 0 | 0 | 0 | 0 |  | 0 | 0 | 0 | 0 | 0 | 18181.9458 | 16354.3153 | 14734.1538 | 0 | yes | Deficit |  |  | 0 | 0 | 0 | 0 | 0 |  | 0 | 0 | 0 | 0 | 1399.2098 | yes |  | 0 | 0 | 0 | 1399.2098 | 0 | no | 0 | 0 | 0 | 1399.2098 | 0
| 18928.3267 | 0 | yes | Deficit |  |  | 0 | 0 | 0 | 0 | 0 |  | 0 | 0 | 0 | 0 | 4860 | no |  | 0 | 24300 | no | 18928.3267 | 0 | no | no | 0 | 0 | 0 | 0 | 0 |  | 0 | 0 | 0 | 0 | 0 | 18928.3267 | 13560.2176 | 15339.0006 | 0 | no | Surplus | yes |  | 0 | 0 | 0 | 1173.9362 | 0 | no | 0 | 0 | 0 | 1173.9362 | 0 |  |  | 0 | 0 | 0 | 0 | 0 |  | 0 | 0 | 0 | 0 | 0
| 18702.6665 | 0 | no | Surplus | yes |  | 0 | 0 | 0 | 225.6603 | 0 | no | 0 | 0 | 0 | 225.6603 | 4860 | no | 18702.6665 | 0 | 24300 |  |  | 0 |  |  | 0 | 0 | 0 | 0 | 0 |  | 0 | 0 | 0 | 0 | 0 | 18702.6665 | 15942.4947 | 15156.1317 | 0 | yes | Deficit |  |  | 0 | 0 | 0 | 0 | 0 |  | 0 | 0 | 0 | 0 | 603.4941 | yes |  | 0 | 0 | 0 | 603.4941 | 0 | no | 0 | 0 | 0 | 603.4941 | 0
| 16810.7924 | 0 | no | Surplus | yes |  | 0 | 0 | 0 | 1891.874 | 0 | no | 0 | 0 | 0 | 1891.874 | 4860 | no | 16810.7924 | 0 | 24300 |  |  | 0 |  |  | 0 | 0 | 0 | 0 | 0 |  | 0 | 0 | 0 | 0 | 0 | 16810.7924 | 13925.2166 | 13623.0085 | 0 | no | Surplus | yes |  | 0 | 0 | 0 | 1230.915 | 0 | no | 0 | 0 | 0 | 1230.915 | 0 |  |  | 0 | 0 | 0 | 0 | 0 |  | 0 | 0 | 0 | 0 | 0
| 19847.7371 | 0 | yes | Deficit |  |  | 0 | 0 | 0 | 0 | 0 |  | 0 | 0 | 0 | 0 | 4860 | no |  | 0 | 24300 | no | 19847.7371 | 0 | no | no | 0 | 0 | 0 | 0 | 0 |  | 0 | 0 | 0 | 0 | 0 | 19847.7371 | 14007.0555 | 16084.0657 | 0 | yes | Deficit |  |  | 0 | 0 | 0 | 0 | 0 |  | 0 | 0 | 0 | 0 | 384.0471 | yes |  | 0 | 0 | 0 | 384.0471 | 0 | no | 0 | 0 | 0 | 384.0471 | 0
| 18184.3449 | 0 | no | Surplus | yes |  | 0 | 0 | 0 | 1663.3922 | 0 | no | 0 | 0 | 0 | 1663.3922 | 4860 | no | 18184.3449 | 0 | 24300 |  |  | 0 |  |  | 0 | 0 | 0 | 0 | 0 |  | 0 | 0 | 0 | 0 | 0 | 18184.3449 | 16394.9827 | 14736.098 | 0 | yes | Deficit |  |  | 0 | 0 | 0 | 0 | 0 |  | 0 | 0 | 0 | 0 | 310.917 | yes |  | 0 | 0 | 0 | 310.917 | 0 | no | 0 | 0 | 0 | 310.917 | 0
| 16474.9241 | 0 | no | Surplus | yes |  | 0 | 0 | 0 | 1709.4208 | 0 | no | 0 | 0 | 0 | 1709.4208 | 4860 | no | 16474.9241 | 0 | 24300 |  |  | 0 |  |  | 0 | 0 | 0 | 0 | 0 |  | 0 | 0 | 0 | 0 | 0 | 16474.9241 | 15228.0564 | 13350.8299 | 0 | yes | Deficit |  |  | 0 | 0 | 0 | 0 | 0 |  | 0 | 0 | 0 | 0 | 491.9585 | yes |  | 0 | 0 | 0 | 491.9585 | 0 | no | 0 | 0 | 0 | 491.9585 | 0
| 15265.9076 | 0 | no | Surplus | yes |  | 0 | 0 | 0 | 1209.0165 | 0 | no | 0 | 0 | 0 | 1209.0165 | 4860 | no | 15265.9076 | 0 | 24300 |  |  | 0 |  |  | 0 | 0 | 0 | 0 | 0 |  | 0 | 0 | 0 | 0 | 0 | 15265.9076 | 16642.0759 | 12371.0758 | 0 | yes | Deficit |  |  | 0 | 0 | 0 | 0 | 0 |  | 0 | 0 | 0 | 0 | 3291.246 | yes |  | 0 | 0 | 0 | 3291.246 | 0 | no | 0 | 0 | 0 | 3291.246 | 0
| 16542.5157 | 0 | yes | Deficit |  |  | 0 | 0 | 0 | 0 | 0 |  | 0 | 0 | 0 | 0 | 4860 | no |  | 0 | 24300 | no | 16542.5157 | 0 | no | no | 0 | 0 | 0 | 0 | 0 |  | 0 | 0 | 0 | 0 | 0 | 16542.5157 | 16430.1306 | 13405.6043 | 0 | yes | Deficit |  |  | 0 | 0 | 0 | 0 | 0 |  | 0 | 0 | 0 | 0 | 4059.0548 | yes |  | 0 | 0 | 0 | 4059.0548 | 0 | no | 0 | 0 | 0 | 4059.0548 | 0
| 17160.0471 | 0 | yes | Deficit |  |  | 0 | 0 | 0 | 0 | 0 |  | 0 | 0 | 0 | 0 | 4860 | no |  | 0 | 24300 | no | 17160.0471 | 0 | no | no | 0 | 0 | 0 | 0 | 0 |  | 0 | 0 | 0 | 0 | 0 | 17160.0471 | 15490.4824 | 13906.0349 | 0 | yes | Deficit |  |  | 0 | 0 | 0 | 0 | 0 |  | 0 | 0 | 0 | 0 | 2084.8782 | yes |  | 0 | 0 | 0 | 2084.8782 | 0 | no | 0 | 0 | 0 | 2084.8782 | 0
| 15830.9874 | 0 | no | Surplus | yes |  | 0 | 0 | 0 | 1329.0597 | 0 | no | 0 | 0 | 0 | 1329.0597 | 4860 | no | 15830.9874 | 0 | 24300 |  |  | 0 |  |  | 0 | 0 | 0 | 0 | 0 |  | 0 | 0 | 0 | 0 | 0 | 15830.9874 | 16252.7832 | 12829.0011 | 0 | yes | Deficit |  |  | 0 | 0 | 0 | 0 | 0 |  | 0 | 0 | 0 | 0 | 2346.7483 | yes |  | 0 | 0 | 0 | 2346.7483 | 0 | no | 0 | 0 | 0 | 2346.7483 | 0
| 18337.7463 | 0 | yes | Deficit |  |  | 0 | 0 | 0 | 0 | 0 |  | 0 | 0 | 0 | 0 | 4860 | no |  | 0 | 24300 | no | 18337.7463 | 0 | no | no | 0 | 0 | 0 | 0 | 0 |  | 0 | 0 | 0 | 0 | 0 | 18337.7463 | 15315.8457 | 14860.4103 | 0 | yes | Deficit |  |  | 0 | 0 | 0 | 0 | 0 |  | 0 | 0 | 0 | 0 | 2486.8446 | yes |  | 0 | 0 | 0 | 2486.8446 | 0 | no | 0 | 0 | 0 | 2486.8446 | 0
| 16526.3091 | 0 | no | Surplus | yes |  | 0 | 0 | 0 | 1811.4372 | 0 | no | 0 | 0 | 0 | 1811.4372 | 4860 | no | 16526.3091 | 0 | 24300 |  |  | 0 |  |  | 0 | 0 | 0 | 0 | 0 |  | 0 | 0 | 0 | 0 | 0 | 16526.3091 | 16434.4827 | 13392.4709 | 0 | yes | Deficit |  |  | 0 | 0 | 0 | 0 | 0 |  | 0 | 0 | 0 | 0 | 1574.0724 | yes |  | 0 | 0 | 0 | 1574.0724 | 0 | no | 0 | 0 | 0 | 1574.0724 | 0
| 16711.474 | 0 | yes | Deficit |  |  | 0 | 0 | 0 | 0 | 0 |  | 0 | 0 | 0 | 0 | 4860 | no |  | 0 | 24300 | no | 16711.474 | 0 | no | no | 0 | 0 | 0 | 0 | 0 |  | 0 | 0 | 0 | 0 | 0 | 16711.474 | 16563.2826 | 13542.5235 | 0 | yes | Deficit |  |  | 0 | 0 | 0 | 0 | 0 |  | 0 | 0 | 0 | 0 | 3170.8117 | yes |  | 0 | 0 | 0 | 3170.8117 | 0 | no | 0 | 0 | 0 | 3170.8117 | 0
| 19074.7067 | 0 | yes | Deficit |  |  | 0 | 0 | 0 | 0 | 0 |  | 0 | 0 | 0 | 0 | 4860 | no |  | 0 | 24300 | no | 19074.7067 | 0 | no | no | 0 | 0 | 0 | 0 | 0 |  | 0 | 0 | 0 | 0 | 0 | 19074.7067 | 17009.4194 | 15457.623 | 0 | yes | Deficit |  |  | 0 | 0 | 0 | 0 | 0 |  | 0 | 0 | 0 | 0 | 3466.8958 | yes |  | 0 | 0 | 0 | 3466.8958 | 0 | no | 0 | 0 | 0 | 3466.8958 | 0
| 20090.0458 | 0 | yes | Deficit |  |  | 0 | 0 | 0 | 0 | 0 |  | 0 | 0 | 0 | 0 | 4860 | no |  | 0 | 24300 | no | 20090.0458 | 0 | no | no | 0 | 0 | 0 | 0 | 0 |  | 0 | 0 | 0 | 0 | 0 | 20090.0458 | 17209.7303 | 16280.4261 | 0 | yes | Deficit |  |  | 0 | 0 | 0 | 0 | 0 |  | 0 | 0 | 0 | 0 | 1752.1073 | yes |  | 0 | 0 | 0 | 1752.1073 | 0 | no | 0 | 0 | 0 | 1752.1073 | 0
| 22106.3505 | 0 | yes | Deficit |  |  | 0 | 0 | 0 | 0 | 0 |  | 0 | 0 | 0 | 0 | 4860 | no |  | 0 | 24300 | no | 22106.3505 | 0 | no | no | 0 | 0 | 0 | 0 | 0 |  | 0 | 0 | 0 | 0 | 0 | 22106.3505 | 16419.7448 | 17914.3845 | 0 | yes | Deficit |  |  | 0 | 0 | 0 | 0 | 0 |  | 0 | 0 | 0 | 0 | 139.3187 | yes |  | 0 | 0 | 0 | 139.3187 | 0 | no | 0 | 0 | 0 | 139.3187 | 0
| 22853.0798 | 0 | yes | Deficit |  |  | 0 | 0 | 0 | 0 | 0 |  | 0 | 0 | 0 | 0 | 4860 | no |  | 0 | 24300 | no | 22853.0798 | 0 | no | no | 0 | 0 | 0 | 0 | 0 |  | 0 | 0 | 0 | 0 | 0 | 22853.0798 | 16551.7539 | 18519.5136 | 0 | no | Surplus | yes |  | 0 | 0 | 0 | 1362.6306 | 0 | no | 0 | 0 | 0 | 1362.6306 | 0 |  |  | 0 | 0 | 0 | 0 | 0 |  | 0 | 0 | 0 | 0 | 0
| 20763.0662 | 0 | no | Surplus | yes |  | 0 | 0 | 0 | 2090.0136 | 0 | no | 0 | 0 | 0 | 2090.0136 | 4860 | no | 20763.0662 | 0 | 24300 |  |  | 0 |  |  | 0 | 0 | 0 | 0 | 0 |  | 0 | 0 | 0 | 0 | 0 | 20763.0662 | 16568.0342 | 16825.8235 | 0 | no | Surplus | yes |  | 0 | 0 | 0 | 1951.4794 | 0 | no | 0 | 0 | 0 | 1951.4794 | 0 |  |  | 0 | 0 | 0 | 0 | 0 |  | 0 | 0 | 0 | 0 | 0
| 19899.8967 | 0 | no | Surplus | yes |  | 0 | 0 | 0 | 863.1695 | 0 | no | 0 | 0 | 0 | 863.1695 | 4860 | no | 19899.8967 | 0 | 24300 |  |  | 0 |  |  | 0 | 0 | 0 | 0 | 0 |  | 0 | 0 | 0 | 0 | 0 | 19899.8967 | 16752.1304 | 16126.3344 | 0 | no | Surplus | yes |  | 0 | 0 | 0 | 73.693 | 0 | no | 0 | 0 | 0 | 73.693 | 0 |  |  | 0 | 0 | 0 | 0 | 0 |  | 0 | 0 | 0 | 0 | 0
| 18552.3608 | 0 | no | Surplus | yes |  | 0 | 0 | 0 | 1347.5359 | 0 | no | 0 | 0 | 0 | 1347.5359 | 4860 | no | 18552.3608 | 0 | 24300 |  |  | 0 |  |  | 0 | 0 | 0 | 0 | 0 |  | 0 | 0 | 0 | 0 | 0 | 18552.3608 | 17499.2257 | 15034.3281 | 0 | yes | Deficit |  |  | 0 | 0 | 0 | 0 | 0 |  | 0 | 0 | 0 | 0 | 1372.8913 | yes |  | 0 | 0 | 0 | 1372.8913 | 0 | no | 0 | 0 | 0 | 1372.8913 | 0
| 17323.0526 | 0 | no | Surplus | yes |  | 0 | 0 | 0 | 1229.3082 | 0 | no | 0 | 0 | 0 | 1229.3082 | 4860 | no | 17323.0526 | 0 | 24300 |  |  | 0 |  |  | 0 | 0 | 0 | 0 | 0 |  | 0 | 0 | 0 | 0 | 0 | 17323.0526 | 17938.6653 | 14038.1302 | 0 | yes | Deficit |  |  | 0 | 0 | 0 | 0 | 0 |  | 0 | 0 | 0 | 0 | 2904.3373 | yes |  | 0 | 0 | 0 | 2904.3373 | 0 | no | 0 | 0 | 0 | 2904.3373 | 0
| 17292.3036 | 0 | no | Surplus | yes |  | 0 | 0 | 0 | 30.7491 | 0 | no | 0 | 0 | 0 | 30.7491 | 4860 | no | 17292.3036 | 0 | 24300 |  |  | 0 |  |  | 0 | 0 | 0 | 0 | 0 |  | 0 | 0 | 0 | 0 | 0 | 17292.3036 | 19411.8557 | 14013.212 | 0 | yes | Deficit |  |  | 0 | 0 | 0 | 0 | 0 |  | 0 | 0 | 0 | 0 | 5373.7255 | yes |  | 0 | 0 | 0 | 5373.7255 | 0 | no | 0 | 0 | 0 | 5373.7255 | 0
| 19025.3512 | 0 | yes | Deficit |  |  | 0 | 0 | 0 | 0 | 0 |  | 0 | 0 | 0 | 0 | 4860 | no |  | 0 | 24300 | no | 19025.3512 | 0 | no | no | 0 | 0 | 0 | 0 | 0 |  | 0 | 0 | 0 | 0 | 0 | 19025.3512 | 19422.4781 | 15417.6266 | 0 | yes | Deficit |  |  | 0 | 0 | 0 | 0 | 0 |  | 0 | 0 | 0 | 0 | 5409.2661 | yes |  | 0 | 0 | 0 | 5409.2661 | 0 | no | 0 | 0 | 0 | 5409.2661 | 0
| 15840.3073 | 0 | no | Surplus | yes |  | 0 | 0 | 0 | 3185.0439 | 0 | no | 0 | 0 | 0 | 3185.0439 | 4860 | no | 15840.3073 | 0 | 24300 |  |  | 0 |  |  | 0 | 0 | 0 | 0 | 0 |  | 0 | 0 | 0 | 0 | 0 | 15840.3073 | 19044.9116 | 12836.5537 | 0 | yes | Deficit |  |  | 0 | 0 | 0 | 0 | 0 |  | 0 | 0 | 0 | 0 | 3627.2851 | yes |  | 0 | 0 | 0 | 3627.2851 | 0 | no | 0 | 0 | 0 | 3627.2851 | 0
| 15872.0046 | 0 | yes | Deficit |  |  | 0 | 0 | 0 | 0 | 0 |  | 0 | 0 | 0 | 0 | 4860 | no |  | 0 | 24300 | no | 15872.0046 | 0 | no | no | 0 | 0 | 0 | 0 | 0 |  | 0 | 0 | 0 | 0 | 0 | 15872.0046 | 18736.9874 | 12862.2404 | 0 | yes | Deficit |  |  | 0 | 0 | 0 | 0 | 0 |  | 0 | 0 | 0 | 0 | 5900.4337 | yes |  | 0 | 0 | 0 | 5900.4337 | 0 | no | 0 | 0 | 0 | 5900.4337 | 0
| 16709.3261 | 0 | yes | Deficit |  |  | 0 | 0 | 0 | 0 | 0 |  | 0 | 0 | 0 | 0 | 4860 | no |  | 0 | 24300 | no | 16709.3261 | 0 | no | no | 0 | 0 | 0 | 0 | 0 |  | 0 | 0 | 0 | 0 | 0 | 16709.3261 | 19446.6911 | 13540.7829 | 0 | yes | Deficit |  |  | 0 | 0 | 0 | 0 | 0 |  | 0 | 0 | 0 | 0 | 6584.4507 | yes |  | 0 | 0 | 0 | 6584.4507 | 0 | no | 0 | 0 | 0 | 6584.4507 | 0
| 19342.213 | 0 | yes | Deficit |  |  | 0 | 0 | 0 | 0 | 0 |  | 0 | 0 | 0 | 0 | 4860 | no |  | 0 | 24300 | no | 19342.213 | 0 | no | no | 0 | 0 | 0 | 0 | 0 |  | 0 | 0 | 0 | 0 | 0 | 19342.213 | 18705.9202 | 15674.4028 | 0 | yes | Deficit |  |  | 0 | 0 | 0 | 0 | 0 |  | 0 | 0 | 0 | 0 | 5165.1373 | yes |  | 0 | 0 | 0 | 5165.1373 | 0 | no | 0 | 0 | 0 | 5165.1373 | 0
| 18501.519 | 0 | no | Surplus | yes |  | 0 | 0 | 0 | 840.694 | 0 | no | 0 | 0 | 0 | 840.694 | 4860 | no | 18501.519 | 0 | 24300 |  |  | 0 |  |  | 0 | 0 | 0 | 0 | 0 |  | 0 | 0 | 0 | 0 | 0 | 18501.519 | 18041.8303 | 14993.1273 | 0 | yes | Deficit |  |  | 0 | 0 | 0 | 0 | 0 |  | 0 | 0 | 0 | 0 | 2367.4275 | yes |  | 0 | 0 | 0 | 2367.4275 | 0 | no | 0 | 0 | 0 | 2367.4275 | 0
| 20050.475 | 0 | yes | Deficit |  |  | 0 | 0 | 0 | 0 | 0 |  | 0 | 0 | 0 | 0 | 4860 | no |  | 0 | 24300 | no | 20050.475 | 0 | no | no | 0 | 0 | 0 | 0 | 0 |  | 0 | 0 | 0 | 0 | 0 | 20050.475 | 15959.3435 | 16248.359 | 0 | yes | Deficit |  |  | 0 | 0 | 0 | 0 | 0 |  | 0 | 0 | 0 | 0 | 966.2163 | yes |  | 0 | 0 | 0 | 966.2163 | 0 | no | 0 | 0 | 0 | 966.2163 | 0
| 24785.8439 | 0 | yes | Deficit |  |  | 0 | 0 | 0 | 0 | 0 |  | 0 | 0 | 0 | 0 | 4860 | no |  | 0 | 24300 | yes | 24300 | 485.8439 | yes |  | 0 | 0 | 0 | 485.8439 | 0 | no | 0 | 0 | 0 | 485.8439 | 0 | 24300 | 14314.324 | 19692.0583 | 0 | no | Surplus | yes |  | 0 | 0 | 0 | 1934.035 | 0 | no | 0 | 0 | 0 | 1934.035 | 0 |  |  | 0 | 0 | 0 | 0 | 0 |  | 0 | 0 | 0 | 0 | 0
| 19144.9102 | 0 | no | Surplus | yes |  | 0 | 0 | 0 | 5155.0898 | 0 | no | 0 | 0 | 0 | 5155.0898 | 4860 | no | 19144.9102 | 0 | 24300 |  |  | 0 |  |  | 0 | 0 | 0 | 0 | 0 |  | 0 | 0 | 0 | 0 | 0 | 19144.9102 | 13818.7903 | 15514.5139 | 0 | no | Surplus | yes |  | 0 | 0 | 0 | 5873.268 | 0 | no | 0 | 0 | 0 | 5873.268 | 0 |  |  | 0 | 0 | 0 | 0 | 0 |  | 0 | 0 | 0 | 0 | 0
| 19024.0805 | 0 | no | Surplus | yes |  | 0 | 0 | 0 | 120.8297 | 0 | no | 0 | 0 | 0 | 120.8297 | 4860 | no | 19024.0805 | 0 | 24300 |  |  | 0 |  |  | 0 | 0 | 0 | 0 | 0 |  | 0 | 0 | 0 | 0 | 0 | 19024.0805 | 14287.7661 | 15416.5968 | 0 | no | Surplus | yes |  | 0 | 0 | 0 | 1226.7478 | 0 | no | 0 | 0 | 0 | 1226.7478 | 0 |  |  | 0 | 0 | 0 | 0 | 0 |  | 0 | 0 | 0 | 0 | 0
| 21167.2257 | 0 | yes | Deficit |  |  | 0 | 0 | 0 | 0 | 0 |  | 0 | 0 | 0 | 0 | 4860 | no |  | 0 | 24300 | no | 21167.2257 | 0 | no | no | 0 | 0 | 0 | 0 | 0 |  | 0 | 0 | 0 | 0 | 0 | 21167.2257 | 14288.0587 | 17153.3434 | 0 | no | Surplus | yes |  | 0 | 0 | 0 | 1128.5381 | 0 | no | 0 | 0 | 0 | 1128.5381 | 0 |  |  | 0 | 0 | 0 | 0 | 0 |  | 0 | 0 | 0 | 0 | 0
| 23166.9891 | 0 | yes | Deficit |  |  | 0 | 0 | 0 | 0 | 0 |  | 0 | 0 | 0 | 0 | 4860 | no |  | 0 | 24300 | no | 23166.9891 | 0 | no | no | 0 | 0 | 0 | 0 | 0 |  | 0 | 0 | 0 | 0 | 0 | 23166.9891 | 13379.9035 | 18773.8971 | 0 | no | Surplus | yes |  | 0 | 0 | 0 | 3773.4399 | 0 | no | 0 | 0 | 0 | 3773.4399 | 0 |  |  | 0 | 0 | 0 | 0 | 0 |  | 0 | 0 | 0 | 0 | 0
| 19621.6018 | 0 | no | Surplus | yes |  | 0 | 0 | 0 | 3545.3873 | 0 | no | 0 | 0 | 0 | 3545.3873 | 4860 | no | 19621.6018 | 0 | 24300 |  |  | 0 |  |  | 0 | 0 | 0 | 0 | 0 |  | 0 | 0 | 0 | 0 | 0 | 19621.6018 | 13793.9336 | 15900.8118 | 0 | no | Surplus | yes |  | 0 | 0 | 0 | 4979.9635 | 0 | no | 0 | 0 | 0 | 4979.9635 | 0 |  |  | 0 | 0 | 0 | 0 | 0 |  | 0 | 0 | 0 | 0 | 0
| 20816.7958 | 0 | yes | Deficit |  |  | 0 | 0 | 0 | 0 | 0 |  | 0 | 0 | 0 | 0 | 4860 | no |  | 0 | 24300 | no | 20816.7958 | 0 | no | no | 0 | 0 | 0 | 0 | 0 |  | 0 | 0 | 0 | 0 | 0 | 20816.7958 | 15258.3295 | 16869.3645 | 0 | no | Surplus | yes |  | 0 | 0 | 0 | 642.4823 | 0 | no | 0 | 0 | 0 | 642.4823 | 0 |  |  | 0 | 0 | 0 | 0 | 0 |  | 0 | 0 | 0 | 0 | 0
| 21135.6612 | 0 | yes | Deficit |  |  | 0 | 0 | 0 | 0 | 0 |  | 0 | 0 | 0 | 0 | 4860 | no |  | 0 | 24300 | no | 21135.6612 | 0 | no | no | 0 | 0 | 0 | 0 | 0 |  | 0 | 0 | 0 | 0 | 0 | 21135.6612 | 14648.6118 | 17127.7643 | 0 | no | Surplus | yes |  | 0 | 0 | 0 | 2220.7527 | 0 | no | 0 | 0 | 0 | 2220.7527 | 0 |  |  | 0 | 0 | 0 | 0 | 0 |  | 0 | 0 | 0 | 0 | 0
| 21011.8744 | 0 | no | Surplus | yes |  | 0 | 0 | 0 | 123.7868 | 0 | no | 0 | 0 | 0 | 123.7868 | 4860 | no | 21011.8744 | 0 | 24300 |  |  | 0 |  |  | 0 | 0 | 0 | 0 | 0 |  | 0 | 0 | 0 | 0 | 0 | 21011.8744 | 13989.795 | 17027.4509 | 0 | no | Surplus | yes |  | 0 | 0 | 0 | 3137.9693 | 0 | no | 0 | 0 | 0 | 3137.9693 | 0 |  |  | 0 | 0 | 0 | 0 | 0 |  | 0 | 0 | 0 | 0 | 0
| 23671.1153 | 0 | yes | Deficit |  |  | 0 | 0 | 0 | 0 | 0 |  | 0 | 0 | 0 | 0 | 4860 | no |  | 0 | 24300 | no | 23671.1153 | 0 | no | no | 0 | 0 | 0 | 0 | 0 |  | 0 | 0 | 0 | 0 | 0 | 23671.1153 | 14951.9182 | 19182.4273 | 0 | no | Surplus | yes |  | 0 | 0 | 0 | 2075.5326 | 0 | no | 0 | 0 | 0 | 2075.5326 | 0 |  |  | 0 | 0 | 0 | 0 | 0 |  | 0 | 0 | 0 | 0 | 0
| 22720.9181 | 0 | no | Surplus | yes |  | 0 | 0 | 0 | 950.1972 | 0 | no | 0 | 0 | 0 | 950.1972 | 4860 | no | 22720.9181 | 0 | 24300 |  |  | 0 |  |  | 0 | 0 | 0 | 0 | 0 |  | 0 | 0 | 0 | 0 | 0 | 22720.9181 | 14091.8586 | 18412.4134 | 0 | no | Surplus | yes |  | 0 | 0 | 0 | 5090.5687 | 0 | no | 0 | 0 | 0 | 5090.5687 | 0 |  |  | 0 | 0 | 0 | 0 | 0 |  | 0 | 0 | 0 | 0 | 0
| 21302.2279 | 0 | no | Surplus | yes |  | 0 | 0 | 0 | 1418.6903 | 0 | no | 0 | 0 | 0 | 1418.6903 | 4860 | no | 21302.2279 | 0 | 24300 |  |  | 0 |  |  | 0 | 0 | 0 | 0 | 0 |  | 0 | 0 | 0 | 0 | 0 | 21302.2279 | 12295.4605 | 17262.7454 | 0 | no | Surplus | yes |  | 0 | 0 | 0 | 6116.9529 | 0 | no | 0 | 0 | 0 | 6116.9529 | 0 |  |  | 0 | 0 | 0 | 0 | 0 |  | 0 | 0 | 0 | 0 | 0
| 20054.0121 | 0 | no | Surplus | yes |  | 0 | 0 | 0 | 1248.2158 | 0 | no | 0 | 0 | 0 | 1248.2158 | 4860 | no | 20054.0121 | 0 | 24300 |  |  | 0 |  |  | 0 | 0 | 0 | 0 | 0 |  | 0 | 0 | 0 | 0 | 0 | 20054.0121 | 16253.1368 | 16251.2253 | 0 | no | Surplus | yes |  | 0 | 0 | 0 | 1009.6087 | 0 | no | 0 | 0 | 0 | 1009.6087 | 0 |  |  | 0 | 0 | 0 | 0 | 0 |  | 0 | 0 | 0 | 0 | 0
| 20725.8247 | 0 | yes | Deficit |  |  | 0 | 0 | 0 | 0 | 0 |  | 0 | 0 | 0 | 0 | 4860 | no |  | 0 | 24300 | no | 20725.8247 | 0 | no | no | 0 | 0 | 0 | 0 | 0 |  | 0 | 0 | 0 | 0 | 0 | 20725.8247 | 14312.9801 | 16795.644 | 0 | no | Surplus | yes |  | 0 | 0 | 0 | 1938.2452 | 0 | no | 0 | 0 | 0 | 1938.2452 | 0 |  |  | 0 | 0 | 0 | 0 | 0 |  | 0 | 0 | 0 | 0 | 0
| 20282.8889 | 0 | no | Surplus | yes |  | 0 | 0 | 0 | 442.9358 | 0 | no | 0 | 0 | 0 | 442.9358 | 4860 | no | 20282.8889 | 0 | 24300 |  |  | 0 |  |  | 0 | 0 | 0 | 0 | 0 |  | 0 | 0 | 0 | 0 | 0 | 20282.8889 | 14602.5434 | 16436.7009 | 0 | no | Surplus | yes |  | 0 | 0 | 0 | 2193.1006 | 0 | no | 0 | 0 | 0 | 2193.1006 | 0 |  |  | 0 | 0 | 0 | 0 | 0 |  | 0 | 0 | 0 | 0 | 0
| 19349.5986 | 0 | no | Surplus | yes |  | 0 | 0 | 0 | 933.2904 | 0 | no | 0 | 0 | 0 | 933.2904 | 4860 | no | 19349.5986 | 0 | 24300 |  |  | 0 |  |  | 0 | 0 | 0 | 0 | 0 |  | 0 | 0 | 0 | 0 | 0 | 19349.5986 | 15789.3755 | 15680.3878 | 0 | no | Surplus | yes |  | 0 | 0 | 0 | 647.3254 | 0 | no | 0 | 0 | 0 | 647.3254 | 0 |  |  | 0 | 0 | 0 | 0 | 0 |  | 0 | 0 | 0 | 0 | 0
| 17555.5004 | 0 | no | Surplus | yes |  | 0 | 0 | 0 | 1794.0982 | 0 | no | 0 | 0 | 0 | 1794.0982 | 4860 | no | 17555.5004 | 0 | 24300 |  |  | 0 |  |  | 0 | 0 | 0 | 0 | 0 |  | 0 | 0 | 0 | 0 | 0 | 17555.5004 | 15251.6293 | 14226.4995 | 0 | no | Surplus | yes |  | 0 | 0 | 0 | 428.7585 | 0 | no | 0 | 0 | 0 | 428.7585 | 0 |  |  | 0 | 0 | 0 | 0 | 0 |  | 0 | 0 | 0 | 0 | 0
| 17774.8108 | 0 | yes | Deficit |  |  | 0 | 0 | 0 | 0 | 0 |  | 0 | 0 | 0 | 0 | 4860 | no |  | 0 | 24300 | no | 17774.8108 | 0 | no | no | 0 | 0 | 0 | 0 | 0 |  | 0 | 0 | 0 | 0 | 0 | 17774.8108 | 14878.815 | 14404.2227 | 0 | yes | Deficit |  |  | 0 | 0 | 0 | 0 | 0 |  | 0 | 0 | 0 | 0 | 652.3155 | yes |  | 0 | 0 | 0 | 652.3155 | 0 | no | 0 | 0 | 0 | 652.3155 | 0
| 15868.1139 | 0 | no | Surplus | yes |  | 0 | 0 | 0 | 1906.697 | 0 | no | 0 | 0 | 0 | 1906.697 | 4860 | no | 15868.1139 | 0 | 24300 |  |  | 0 |  |  | 0 | 0 | 0 | 0 | 0 |  | 0 | 0 | 0 | 0 | 0 | 15868.1139 | 14897.7615 | 12859.0874 | 0 | yes | Deficit |  |  | 0 | 0 | 0 | 0 | 0 |  | 0 | 0 | 0 | 0 | 493.5388 | yes |  | 0 | 0 | 0 | 493.5388 | 0 | no | 0 | 0 | 0 | 493.5388 | 0
| 12382.4413 | 0 | no | Surplus | yes |  | 0 | 0 | 0 | 3485.6726 | 0 | no | 0 | 0 | 0 | 3485.6726 | 4860 | no | 12382.4413 | 0 | 24300 |  |  | 0 |  |  | 0 | 0 | 0 | 0 | 0 |  | 0 | 0 | 0 | 0 | 0 | 12382.4413 | 14700.9119 | 10034.3933 | 0 | yes | Deficit |  |  | 0 | 0 | 0 | 0 | 0 |  | 0 | 0 | 0 | 0 | 1841.8245 | yes |  | 0 | 0 | 0 | 1841.8245 | 0 | no | 0 | 0 | 0 | 1841.8245 | 0
| 16115.2193 | 0 | yes | Deficit |  |  | 0 | 0 | 0 | 0 | 0 |  | 0 | 0 | 0 | 0 | 4860 | no |  | 0 | 24300 | no | 16115.2193 | 0 | no | no | 0 | 0 | 0 | 0 | 0 |  | 0 | 0 | 0 | 0 | 0 | 16115.2193 | 13664.2537 | 13059.3349 | 0 | yes | Deficit |  |  | 0 | 0 | 0 | 0 | 0 |  | 0 | 0 | 0 | 0 | 3629.8605 | yes |  | 0 | 0 | 0 | 3629.8605 | 0 | no | 0 | 0 | 0 | 3629.8605 | 0
| 13820.9721 | 0 | no | Surplus | yes |  | 0 | 0 | 0 | 2294.2472 | 0 | no | 0 | 0 | 0 | 2294.2472 | 4860 | no | 13820.9721 | 0 | 24300 |  |  | 0 |  |  | 0 | 0 | 0 | 0 | 0 |  | 0 | 0 | 0 | 0 | 0 | 13820.9721 | 13037.3291 | 11200.1395 | 0 | no | Surplus | yes |  | 0 | 0 | 0 | 22.0059 | 0 | no | 0 | 0 | 0 | 22.0059 | 0 |  |  | 0 | 0 | 0 | 0 | 0 |  | 0 | 0 | 0 | 0 | 0
| 13267.0568 | 0 | no | Surplus | yes |  | 0 | 0 | 0 | 553.9153 | 0 | no | 0 | 0 | 0 | 553.9153 | 4860 | no | 13267.0568 | 0 | 24300 |  |  | 0 |  |  | 0 | 0 | 0 | 0 | 0 |  | 0 | 0 | 0 | 0 | 0 | 13267.0568 | 11803.6994 | 10751.2616 | 0 | yes | Deficit |  |  | 0 | 0 | 0 | 0 | 0 |  | 0 | 0 | 0 | 0 | 603.56 | yes |  | 0 | 0 | 0 | 603.56 | 0 | no | 0 | 0 | 0 | 603.56 | 0
| 10813.2628 | 0 | no | Surplus | yes |  | 0 | 0 | 0 | 2453.794 | 0 | no | 0 | 0 | 0 | 2453.794 | 4860 | no | 10813.2628 | 0 | 24300 |  |  | 0 |  |  | 0 | 0 | 0 | 0 | 0 |  | 0 | 0 | 0 | 0 | 0 | 10813.2628 | 13258.7113 | 8762.7737 | 0 | yes | Deficit |  |  | 0 | 0 | 0 | 0 | 0 |  | 0 | 0 | 0 | 0 | 2507.4497 | yes |  | 0 | 0 | 0 | 2507.4497 | 0 | no | 0 | 0 | 0 | 2507.4497 | 0
| 11460.3113 | 0 | yes | Deficit |  |  | 0 | 0 | 0 | 0 | 0 |  | 0 | 0 | 0 | 0 | 4860 | no |  | 0 | 21626.5256 | no | 11460.3113 | 0 | no | no | 0 | 0 | 0 | 0 | 0 |  | 0 | 0 | 0 | 0 | 0 | 11460.3113 | 15625.7077 | 9287.1242 | 0 | yes | Deficit |  |  | 0 | 0 | 0 | 0 | 0 |  | 0 | 0 | 0 | 0 | 6862.9339 | yes |  | 0 | 0 | 0 | 6862.9339 | 0 | no | 0 | 0 | 0 | 6862.9339 | 0
| 13555.6401 | 0 | yes | Deficit |  |  | 0 | 0 | 0 | 0 | 0 |  | 0 | 0 | 0 | 0 | 4860 | no |  | 0 | 22920.6225 | no | 13555.6401 | 0 | no | no | 0 | 0 | 0 | 0 | 0 |  | 0 | 0 | 0 | 0 | 0 | 13555.6401 | 14135.8167 | 10985.1216 | 0 | yes | Deficit |  |  | 0 | 0 | 0 | 0 | 0 |  | 0 | 0 | 0 | 0 | 4848.6925 | yes |  | 0 | 0 | 0 | 4848.6925 | 0 | no | 0 | 0 | 0 | 4848.6925 | 0
| 16079.7277 | 0 | yes | Deficit |  |  | 0 | 0 | 0 | 0 | 0 |  | 0 | 0 | 0 | 0 | 4860 | no |  | 0 | 24300 | no | 16079.7277 | 0 | no | no | 0 | 0 | 0 | 0 | 0 |  | 0 | 0 | 0 | 0 | 0 | 16079.7277 | 14994.8098 | 13030.5735 | 0 | yes | Deficit |  |  | 0 | 0 | 0 | 0 | 0 |  | 0 | 0 | 0 | 0 | 4009.6881 | yes |  | 0 | 0 | 0 | 4009.6881 | 0 | no | 0 | 0 | 0 | 4009.6881 | 0
| 14411.7868 | 0 | no | Surplus | yes |  | 0 | 0 | 0 | 1667.941 | 0 | no | 0 | 0 | 0 | 1667.941 | 4860 | no | 14411.7868 | 0 | 24300 |  |  | 0 |  |  | 0 | 0 | 0 | 0 | 0 |  | 0 | 0 | 0 | 0 | 0 | 14411.7868 | 15413.8467 | 11678.9196 | 0 | yes | Deficit |  |  | 0 | 0 | 0 | 0 | 0 |  | 0 | 0 | 0 | 0 | 2383.2732 | yes |  | 0 | 0 | 0 | 2383.2732 | 0 | no | 0 | 0 | 0 | 2383.2732 | 0
| 15527.2457 | 0 | yes | Deficit |  |  | 0 | 0 | 0 | 0 | 0 |  | 0 | 0 | 0 | 0 | 4860 | no |  | 0 | 24300 | no | 15527.2457 | 0 | no | no | 0 | 0 | 0 | 0 | 0 |  | 0 | 0 | 0 | 0 | 0 | 15527.2457 | 15439.0984 | 12582.8571 | 0 | yes | Deficit |  |  | 0 | 0 | 0 | 0 | 0 |  | 0 | 0 | 0 | 0 | 3760.1788 | yes |  | 0 | 0 | 0 | 3760.1788 | 0 | no | 0 | 0 | 0 | 3760.1788 | 0
| 15723.0357 | 0 | yes | Deficit |  |  | 0 | 0 | 0 | 0 | 0 |  | 0 | 0 | 0 | 0 | 4860 | no |  | 0 | 24300 | no | 15723.0357 | 0 | no | no | 0 | 0 | 0 | 0 | 0 |  | 0 | 0 | 0 | 0 | 0 | 15723.0357 | 14119.9062 | 12741.52 | 0 | yes | Deficit |  |  | 0 | 0 | 0 | 0 | 0 |  | 0 | 0 | 0 | 0 | 1537.0491 | yes |  | 0 | 0 | 0 | 1537.0491 | 0 | no | 0 | 0 | 0 | 1537.0491 | 0
| 14672.6381 | 0 | no | Surplus | yes |  | 0 | 0 | 0 | 1050.3976 | 0 | no | 0 | 0 | 0 | 1050.3976 | 4860 | no | 14672.6381 | 0 | 24300 |  |  | 0 |  |  | 0 | 0 | 0 | 0 | 0 |  | 0 | 0 | 0 | 0 | 0 | 14672.6381 | 15015.3481 | 11890.3064 | 0 | yes | Deficit |  |  | 0 | 0 | 0 | 0 | 0 |  | 0 | 0 | 0 | 0 | 2273.8281 | yes |  | 0 | 0 | 0 | 2273.8281 | 0 | no | 0 | 0 | 0 | 2273.8281 | 0
| 17003.4935 | 0 | yes | Deficit |  |  | 0 | 0 | 0 | 0 | 0 |  | 0 | 0 | 0 | 0 | 4860 | no |  | 0 | 24300 | no | 17003.4935 | 0 | no | no | 0 | 0 | 0 | 0 | 0 |  | 0 | 0 | 0 | 0 | 0 | 17003.4935 | 15401.533 | 13779.1682 | 0 | yes | Deficit |  |  | 0 | 0 | 0 | 0 | 0 |  | 0 | 0 | 0 | 0 | 3511.2266 | yes |  | 0 | 0 | 0 | 3511.2266 | 0 | no | 0 | 0 | 0 | 3511.2266 | 0
| 18121.0968 | 0 | yes | Deficit |  |  | 0 | 0 | 0 | 0 | 0 |  | 0 | 0 | 0 | 0 | 4860 | no |  | 0 | 24300 | no | 18121.0968 | 0 | no | no | 0 | 0 | 0 | 0 | 0 |  | 0 | 0 | 0 | 0 | 0 | 18121.0968 | 15145.0971 | 14684.8434 | 0 | yes | Deficit |  |  | 0 | 0 | 0 | 0 | 0 |  | 0 | 0 | 0 | 0 | 1365.9289 | yes |  | 0 | 0 | 0 | 1365.9289 | 0 | no | 0 | 0 | 0 | 1365.9289 | 0
| 17179.2947 | 0 | no | Surplus | yes |  | 0 | 0 | 0 | 941.8021 | 0 | no | 0 | 0 | 0 | 941.8021 | 4860 | no | 17179.2947 | 0 | 24300 |  |  | 0 |  |  | 0 | 0 | 0 | 0 | 0 |  | 0 | 0 | 0 | 0 | 0 | 17179.2947 | 14832.9484 | 13921.6326 | 0 | yes | Deficit |  |  | 0 | 0 | 0 | 0 | 0 |  | 0 | 0 | 0 | 0 | 148.105 | yes |  | 0 | 0 | 0 | 148.105 | 0 | no | 0 | 0 | 0 | 148.105 | 0
| 20033.7579 | 0 | yes | Deficit |  |  | 0 | 0 | 0 | 0 | 0 |  | 0 | 0 | 0 | 0 | 4860 | no |  | 0 | 24300 | no | 20033.7579 | 0 | no | no | 0 | 0 | 0 | 0 | 0 |  | 0 | 0 | 0 | 0 | 0 | 20033.7579 | 15763.9807 | 16234.8119 | 0 | yes | Deficit |  |  | 0 | 0 | 0 | 0 | 0 |  | 0 | 0 | 0 | 0 | 1842.3481 | yes |  | 0 | 0 | 0 | 1842.3481 | 0 | no | 0 | 0 | 0 | 1842.3481 | 0
| 19745.3302 | 0 | no | Surplus | yes |  | 0 | 0 | 0 | 288.4277 | 0 | no | 0 | 0 | 0 | 288.4277 | 4860 | no | 19745.3302 | 0 | 24300 |  |  | 0 |  |  | 0 | 0 | 0 | 0 | 0 |  | 0 | 0 | 0 | 0 | 0 | 19745.3302 | 16519.8388 | 16001.0779 | 0 | yes | Deficit |  |  | 0 | 0 | 0 | 0 | 0 |  | 0 | 0 | 0 | 0 | 285.0269 | yes |  | 0 | 0 | 0 | 285.0269 | 0 | no | 0 | 0 | 0 | 285.0269 | 0
| 22639.0652 | 0 | yes | Deficit |  |  | 0 | 0 | 0 | 0 | 0 |  | 0 | 0 | 0 | 0 | 4860 | no |  | 0 | 24300 | no | 22639.0652 | 0 | no | no | 0 | 0 | 0 | 0 | 0 |  | 0 | 0 | 0 | 0 | 0 | 22639.0652 | 16330.0106 | 18346.082 | 0 | yes | Deficit |  |  | 0 | 0 | 0 | 0 | 0 |  | 0 | 0 | 0 | 0 | 328.9326 | yes |  | 0 | 0 | 0 | 328.9326 | 0 | no | 0 | 0 | 0 | 328.9326 | 0
| 23624.9415 | 0 | yes | Deficit |  |  | 0 | 0 | 0 | 0 | 0 |  | 0 | 0 | 0 | 0 | 4860 | no |  | 0 | 24300 | no | 23624.9415 | 0 | no | no | 0 | 0 | 0 | 0 | 0 |  | 0 | 0 | 0 | 0 | 0 | 23624.9415 | 16529.1257 | 19145.0093 | 0 | no | Surplus | yes |  | 0 | 0 | 0 | 1816.9564 | 0 | no | 0 | 0 | 0 | 1816.9564 | 0 |  |  | 0 | 0 | 0 | 0 | 0 |  | 0 | 0 | 0 | 0 | 0
| 19933.7505 | 0 | no | Surplus | yes |  | 0 | 0 | 0 | 3691.191 | 0 | no | 0 | 0 | 0 | 3691.191 | 4860 | no | 19933.7505 | 0 | 24300 |  |  | 0 |  |  | 0 | 0 | 0 | 0 | 0 |  | 0 | 0 | 0 | 0 | 0 | 19933.7505 | 18278.921 | 16153.7686 | 0 | no | Surplus | yes |  | 0 | 0 | 0 | 866.0883 | 0 | no | 0 | 0 | 0 | 866.0883 | 0 |  |  | 0 | 0 | 0 | 0 | 0 |  | 0 | 0 | 0 | 0 | 0
| 18954.9316 | 0 | no | Surplus | yes |  | 0 | 0 | 0 | 978.8189 | 0 | no | 0 | 0 | 0 | 978.8189 | 4860 | no | 18954.9316 | 0 | 24300 |  |  | 0 |  |  | 0 | 0 | 0 | 0 | 0 |  | 0 | 0 | 0 | 0 | 0 | 18954.9316 | 16124.9716 | 15360.5605 | 0 | no | Surplus | yes |  | 0 | 0 | 0 | 28.797 | 0 | no | 0 | 0 | 0 | 28.797 | 0 |  |  | 0 | 0 | 0 | 0 | 0 |  | 0 | 0 | 0 | 0 | 0
| 17469.5575 | 0 | no | Surplus | yes |  | 0 | 0 | 0 | 1485.3742 | 0 | no | 0 | 0 | 0 | 1485.3742 | 4860 | no | 17469.5575 | 0 | 24300 |  |  | 0 |  |  | 0 | 0 | 0 | 0 | 0 |  | 0 | 0 | 0 | 0 | 0 | 17469.5575 | 14703.9311 | 14156.8537 | 0 | no | Surplus | yes |  | 0 | 0 | 0 | 656.6294 | 0 | no | 0 | 0 | 0 | 656.6294 | 0 |  |  | 0 | 0 | 0 | 0 | 0 |  | 0 | 0 | 0 | 0 | 0
| 19405.5996 | 0 | yes | Deficit |  |  | 0 | 0 | 0 | 0 | 0 |  | 0 | 0 | 0 | 0 | 4860 | no |  | 0 | 24300 | no | 19405.5996 | 0 | no | no | 0 | 0 | 0 | 0 | 0 |  | 0 | 0 | 0 | 0 | 0 | 19405.5996 | 13758.7358 | 15725.7695 | 0 | no | Surplus | yes |  | 0 | 0 | 0 | 398.1179 | 0 | no | 0 | 0 | 0 | 398.1179 | 0 |  |  | 0 | 0 | 0 | 0 | 0 |  | 0 | 0 | 0 | 0 | 0
| 17717.5496 | 0 | no | Surplus | yes |  | 0 | 0 | 0 | 1688.05 | 0 | no | 0 | 0 | 0 | 1688.05 | 4860 | no | 17717.5496 | 0 | 24300 |  |  | 0 |  |  | 0 | 0 | 0 | 0 | 0 |  | 0 | 0 | 0 | 0 | 0 | 17717.5496 | 12396.8 | 14357.8197 | 0 | no | Surplus | yes |  | 0 | 0 | 0 | 3328.9695 | 0 | no | 0 | 0 | 0 | 3328.9695 | 0 |  |  | 0 | 0 | 0 | 0 | 0 |  | 0 | 0 | 0 | 0 | 0
| 21652.511 | 0 | yes | Deficit |  |  | 0 | 0 | 0 | 0 | 0 |  | 0 | 0 | 0 | 0 | 4860 | no |  | 0 | 24300 | no | 21652.511 | 0 | no | no | 0 | 0 | 0 | 0 | 0 |  | 0 | 0 | 0 | 0 | 0 | 21652.511 | 13643.1326 | 17546.6053 | 0 | no | Surplus | yes |  | 0 | 0 | 0 | 714.6871 | 0 | no | 0 | 0 | 0 | 714.6871 | 0 |  |  | 0 | 0 | 0 | 0 | 0 |  | 0 | 0 | 0 | 0 | 0
| 19902.3529 | 0 | no | Surplus | yes |  | 0 | 0 | 0 | 1750.1581 | 0 | no | 0 | 0 | 0 | 1750.1581 | 4860 | no | 19902.3529 | 0 | 24300 |  |  | 0 |  |  | 0 | 0 | 0 | 0 | 0 |  | 0 | 0 | 0 | 0 | 0 | 19902.3529 | 14115.7855 | 16128.3249 | 0 | no | Surplus | yes |  | 0 | 0 | 0 | 3430.8198 | 0 | no | 0 | 0 | 0 | 3430.8198 | 0 |  |  | 0 | 0 | 0 | 0 | 0 |  | 0 | 0 | 0 | 0 | 0
| 20225.9127 | 0 | yes | Deficit |  |  | 0 | 0 | 0 | 0 | 0 |  | 0 | 0 | 0 | 0 | 4860 | no |  | 0 | 24300 | no | 20225.9127 | 0 | no | no | 0 | 0 | 0 | 0 | 0 |  | 0 | 0 | 0 | 0 | 0 | 20225.9127 | 11848.8507 | 16390.5289 | 0 | no | Surplus | yes |  | 0 | 0 | 0 | 4279.4742 | 0 | no | 0 | 0 | 0 | 4279.4742 | 0 |  |  | 0 | 0 | 0 | 0 | 0 |  | 0 | 0 | 0 | 0 | 0
| 20663.8618 | 0 | yes | Deficit |  |  | 0 | 0 | 0 | 0 | 0 |  | 0 | 0 | 0 | 0 | 4860 | no |  | 0 | 24300 | no | 20663.8618 | 0 | no | no | 0 | 0 | 0 | 0 | 0 |  | 0 | 0 | 0 | 0 | 0 | 20663.8618 | 12033.8308 | 16745.4309 | 0 | no | Surplus | yes |  | 0 | 0 | 0 | 4356.6981 | 0 | no | 0 | 0 | 0 | 4356.6981 | 0 |  |  | 0 | 0 | 0 | 0 | 0 |  | 0 | 0 | 0 | 0 | 0
| 19377.3824 | 0 | no | Surplus | yes |  | 0 | 0 | 0 | 1286.4794 | 0 | no | 0 | 0 | 0 | 1286.4794 | 4860 | no | 19377.3824 | 0 | 24300 |  |  | 0 |  |  | 0 | 0 | 0 | 0 | 0 |  | 0 | 0 | 0 | 0 | 0 | 19377.3824 | 11409.216 | 15702.9031 | 0 | no | Surplus | yes |  | 0 | 0 | 0 | 5336.215 | 0 | no | 0 | 0 | 0 | 5336.215 | 0 |  |  | 0 | 0 | 0 | 0 | 0 |  | 0 | 0 | 0 | 0 | 0
| 20873.2871 | 0 | yes | Deficit |  |  | 0 | 0 | 0 | 0 | 0 |  | 0 | 0 | 0 | 0 | 4860 | no |  | 0 | 24300 | no | 20873.2871 | 0 | no | no | 0 | 0 | 0 | 0 | 0 |  | 0 | 0 | 0 | 0 | 0 | 20873.2871 | 14415.3596 | 16915.1435 | 0 | no | Surplus | yes |  | 0 | 0 | 0 | 1287.5435 | 0 | no | 0 | 0 | 0 | 1287.5435 | 0 |  |  | 0 | 0 | 0 | 0 | 0 |  | 0 | 0 | 0 | 0 | 0
| 18982.3708 | 0 | no | Surplus | yes |  | 0 | 0 | 0 | 1890.9162 | 0 | no | 0 | 0 | 0 | 1890.9162 | 4860 | no | 18982.3708 | 0 | 24300 |  |  | 0 |  |  | 0 | 0 | 0 | 0 | 0 |  | 0 | 0 | 0 | 0 | 0 | 18982.3708 | 15475.6785 | 15382.7964 | 0 | no | Surplus | yes |  | 0 | 0 | 0 | 1439.465 | 0 | no | 0 | 0 | 0 | 1439.465 | 0 |  |  | 0 | 0 | 0 | 0 | 0 |  | 0 | 0 | 0 | 0 | 0
| 18374.4743 | 0 | no | Surplus | yes |  | 0 | 0 | 0 | 607.8965 | 0 | no | 0 | 0 | 0 | 607.8965 | 4860 | no | 18374.4743 | 0 | 24300 |  |  | 0 |  |  | 0 | 0 | 0 | 0 | 0 |  | 0 | 0 | 0 | 0 | 0 | 18374.4743 | 14623.0378 | 14890.1736 | 0 | no | Surplus | yes |  | 0 | 0 | 0 | 759.7586 | 0 | no | 0 | 0 | 0 | 759.7586 | 0 |  |  | 0 | 0 | 0 | 0 | 0 |  | 0 | 0 | 0 | 0 | 0
| 19265.1625 | 0 | yes | Deficit |  |  | 0 | 0 | 0 | 0 | 0 |  | 0 | 0 | 0 | 0 | 4860 | no |  | 0 | 24300 | no | 19265.1625 | 0 | no | no | 0 | 0 | 0 | 0 | 0 |  | 0 | 0 | 0 | 0 | 0 | 19265.1625 | 15516.0442 | 15611.9632 | 0 | yes | Deficit |  |  | 0 | 0 | 0 | 0 | 0 |  | 0 | 0 | 0 | 0 | 625.8706 | yes |  | 0 | 0 | 0 | 625.8706 | 0 | no | 0 | 0 | 0 | 625.8706 | 0
| 20879.8322 | 0 | yes | Deficit |  |  | 0 | 0 | 0 | 0 | 0 |  | 0 | 0 | 0 | 0 | 4860 | no |  | 0 | 24300 | no | 20879.8322 | 0 | no | no | 0 | 0 | 0 | 0 | 0 |  | 0 | 0 | 0 | 0 | 0 | 20879.8322 | 16058.2579 | 16920.4475 | 0 | yes | Deficit |  |  | 0 | 0 | 0 | 0 | 0 |  | 0 | 0 | 0 | 0 | 446.2948 | yes |  | 0 | 0 | 0 | 446.2948 | 0 | no | 0 | 0 | 0 | 446.2948 | 0
| 20313.6539 | 0 | no | Surplus | yes |  | 0 | 0 | 0 | 566.1783 | 0 | no | 0 | 0 | 0 | 566.1783 | 4860 | no | 20313.6539 | 0 | 24300 |  |  | 0 |  |  | 0 | 0 | 0 | 0 | 0 |  | 0 | 0 | 0 | 0 | 0 | 20313.6539 | 14902.4039 | 16461.632 | 0 | no | Surplus | yes |  | 0 | 0 | 0 | 2018.0437 | 0 | no | 0 | 0 | 0 | 2018.0437 | 0 |  |  | 0 | 0 | 0 | 0 | 0 |  | 0 | 0 | 0 | 0 | 0
| 22600.2544 | 0 | yes | Deficit |  |  | 0 | 0 | 0 | 0 | 0 |  | 0 | 0 | 0 | 0 | 4860 | no |  | 0 | 24300 | no | 22600.2544 | 0 | no | no | 0 | 0 | 0 | 0 | 0 |  | 0 | 0 | 0 | 0 | 0 | 22600.2544 | 14464.3743 | 18314.6308 | 0 | no | Surplus | yes |  | 0 | 0 | 0 | 1997.2577 | 0 | no | 0 | 0 | 0 | 1997.2577 | 0 |  |  | 0 | 0 | 0 | 0 | 0 |  | 0 | 0 | 0 | 0 | 0
| 19728.8062 | 0 | no | Surplus | yes |  | 0 | 0 | 0 | 2871.4482 | 0 | no | 0 | 0 | 0 | 2871.4482 | 4860 | no | 19728.8062 | 0 | 24300 |  |  | 0 |  |  | 0 | 0 | 0 | 0 | 0 |  | 0 | 0 | 0 | 0 | 0 | 19728.8062 | 14272.2258 | 15987.6874 | 0 | no | Surplus | yes |  | 0 | 0 | 0 | 4042.405 | 0 | no | 0 | 0 | 0 | 4042.405 | 0 |  |  | 0 | 0 | 0 | 0 | 0 |  | 0 | 0 | 0 | 0 | 0
| 19646.6759 | 0 | no | Surplus | yes |  | 0 | 0 | 0 | 82.1303 | 0 | no | 0 | 0 | 0 | 82.1303 | 4860 | no | 19646.6759 | 0 | 24300 |  |  | 0 |  |  | 0 | 0 | 0 | 0 | 0 |  | 0 | 0 | 0 | 0 | 0 | 19646.6759 | 15472.4387 | 15921.1312 | 0 | no | Surplus | yes |  | 0 | 0 | 0 | 515.2487 | 0 | no | 0 | 0 | 0 | 515.2487 | 0 |  |  | 0 | 0 | 0 | 0 | 0 |  | 0 | 0 | 0 | 0 | 0
| 19868.2087 | 0 | yes | Deficit |  |  | 0 | 0 | 0 | 0 | 0 |  | 0 | 0 | 0 | 0 | 4860 | no |  | 0 | 24300 | no | 19868.2087 | 0 | no | no | 0 | 0 | 0 | 0 | 0 |  | 0 | 0 | 0 | 0 | 0 | 19868.2087 | 15518.7841 | 16100.6554 | 0 | no | Surplus | yes |  | 0 | 0 | 0 | 402.3471 | 0 | no | 0 | 0 | 0 | 402.3471 | 0 |  |  | 0 | 0 | 0 | 0 | 0 |  | 0 | 0 | 0 | 0 | 0
| 20468.5403 | 0 | yes | Deficit |  |  | 0 | 0 | 0 | 0 | 0 |  | 0 | 0 | 0 | 0 | 4860 | no |  | 0 | 24300 | no | 20468.5403 | 0 | no | no | 0 | 0 | 0 | 0 | 0 |  | 0 | 0 | 0 | 0 | 0 | 20468.5403 | 15696.1476 | 16587.1477 | 0 | no | Surplus | yes |  | 0 | 0 | 0 | 404.5077 | 0 | no | 0 | 0 | 0 | 404.5077 | 0 |  |  | 0 | 0 | 0 | 0 | 0 |  | 0 | 0 | 0 | 0 | 0
| 19754.7453 | 0 | no | Surplus | yes |  | 0 | 0 | 0 | 713.7949 | 0 | no | 0 | 0 | 0 | 713.7949 | 4860 | no | 19754.7453 | 0 | 24300 |  |  | 0 |  |  | 0 | 0 | 0 | 0 | 0 |  | 0 | 0 | 0 | 0 | 0 | 19754.7453 | 15851.8696 | 16008.7077 | 0 | no | Surplus | yes |  | 0 | 0 | 0 | 735.2781 | 0 | no | 0 | 0 | 0 | 735.2781 | 0 |  |  | 0 | 0 | 0 | 0 | 0 |  | 0 | 0 | 0 | 0 | 0
| 18799.8566 | 0 | no | Surplus | yes |  | 0 | 0 | 0 | 954.8887 | 0 | no | 0 | 0 | 0 | 954.8887 | 4860 | no | 18799.8566 | 0 | 24300 |  |  | 0 |  |  | 0 | 0 | 0 | 0 | 0 |  | 0 | 0 | 0 | 0 | 0 | 18799.8566 | 15381.0884 | 15234.8919 | 0 | no | Surplus | yes |  | 0 | 0 | 0 | 627.6193 | 0 | no | 0 | 0 | 0 | 627.6193 | 0 |  |  | 0 | 0 | 0 | 0 | 0 |  | 0 | 0 | 0 | 0 | 0
| 21603.0817 | 0 | yes | Deficit |  |  | 0 | 0 | 0 | 0 | 0 |  | 0 | 0 | 0 | 0 | 4860 | no |  | 0 | 24300 | no | 21603.0817 | 0 | no | no | 0 | 0 | 0 | 0 | 0 |  | 0 | 0 | 0 | 0 | 0 | 21603.0817 | 16010.1624 | 17506.5492 | 0 | yes | Deficit |  |  | 0 | 0 | 0 | 0 | 0 |  | 0 | 0 | 0 | 0 | 775.2705 | yes |  | 0 | 0 | 0 | 775.2705 | 0 | no | 0 | 0 | 0 | 775.2705 | 0
| 15770.2539 | 0 | no | Surplus | yes |  | 0 | 0 | 0 | 5832.8278 | 0 | no | 0 | 0 | 0 | 5832.8278 | 4860 | no | 15770.2539 | 0 | 24300 |  |  | 0 |  |  | 0 | 0 | 0 | 0 | 0 |  | 0 | 0 | 0 | 0 | 0 | 15770.2539 | 16663.041 | 12779.7844 | 0 | no | Surplus | yes |  | 0 | 0 | 0 | 843.5082 | 0 | no | 0 | 0 | 0 | 843.5082 | 0 |  |  | 0 | 0 | 0 | 0 | 0 |  | 0 | 0 | 0 | 0 | 0
| 16307.5852 | 0 | yes | Deficit |  |  | 0 | 0 | 0 | 0 | 0 |  | 0 | 0 | 0 | 0 | 4860 | no |  | 0 | 24300 | no | 16307.5852 | 0 | no | no | 0 | 0 | 0 | 0 | 0 |  | 0 | 0 | 0 | 0 | 0 | 16307.5852 | 16531.0893 | 13215.223 | 0 | yes | Deficit |  |  | 0 | 0 | 0 | 0 | 0 |  | 0 | 0 | 0 | 0 | 3751.3049 | yes |  | 0 | 0 | 0 | 3751.3049 | 0 | no | 0 | 0 | 0 | 3751.3049 | 0
| 17100.2012 | 0 | yes | Deficit |  |  | 0 | 0 | 0 | 0 | 0 |  | 0 | 0 | 0 | 0 | 4860 | no |  | 0 | 24300 | no | 17100.2012 | 0 | no | no | 0 | 0 | 0 | 0 | 0 |  | 0 | 0 | 0 | 0 | 0 | 17100.2012 | 16802.642 | 13857.5375 | 0 | yes | Deficit |  |  | 0 | 0 | 0 | 0 | 0 |  | 0 | 0 | 0 | 0 | 3587.419 | yes |  | 0 | 0 | 0 | 3587.419 | 0 | no | 0 | 0 | 0 | 3587.419 | 0
| 18152.2788 | 0 | yes | Deficit |  |  | 0 | 0 | 0 | 0 | 0 |  | 0 | 0 | 0 | 0 | 4860 | no |  | 0 | 24300 | no | 18152.2788 | 0 | no | no | 0 | 0 | 0 | 0 | 0 |  | 0 | 0 | 0 | 0 | 0 | 18152.2788 | 16503.297 | 14710.1125 | 0 | yes | Deficit |  |  | 0 | 0 | 0 | 0 | 0 |  | 0 | 0 | 0 | 0 | 2645.7596 | yes |  | 0 | 0 | 0 | 2645.7596 | 0 | no | 0 | 0 | 0 | 2645.7596 | 0
| 18853.0047 | 0 | yes | Deficit |  |  | 0 | 0 | 0 | 0 | 0 |  | 0 | 0 | 0 | 0 | 4860 | no |  | 0 | 24300 | no | 18853.0047 | 0 | no | no | 0 | 0 | 0 | 0 | 0 |  | 0 | 0 | 0 | 0 | 0 | 18853.0047 | 15926.9542 | 15277.9617 | 0 | yes | Deficit |  |  | 0 | 0 | 0 | 0 | 0 |  | 0 | 0 | 0 | 0 | 1216.8417 | yes |  | 0 | 0 | 0 | 1216.8417 | 0 | no | 0 | 0 | 0 | 1216.8417 | 0
| 23456.9299 | 0 | yes | Deficit |  |  | 0 | 0 | 0 | 0 | 0 |  | 0 | 0 | 0 | 0 | 4860 | no |  | 0 | 24300 | no | 23456.9299 | 0 | no | no | 0 | 0 | 0 | 0 | 0 |  | 0 | 0 | 0 | 0 | 0 | 23456.9299 | 15705.2945 | 19008.8573 | 0 | yes | Deficit |  |  | 0 | 0 | 0 | 0 | 0 |  | 0 | 0 | 0 | 0 | 427.3328 | yes |  | 0 | 0 | 0 | 427.3328 | 0 | no | 0 | 0 | 0 | 427.3328 | 0
| 19751.4123 | 0 | no | Surplus | yes |  | 0 | 0 | 0 | 3705.5176 | 0 | no | 0 | 0 | 0 | 3705.5176 | 4860 | no | 19751.4123 | 0 | 24300 |  |  | 0 |  |  | 0 | 0 | 0 | 0 | 0 |  | 0 | 0 | 0 | 0 | 0 | 19751.4123 | 14214.9394 | 16006.0067 | 0 | no | Surplus | yes |  | 0 | 0 | 0 | 4793.918 | 0 | no | 0 | 0 | 0 | 4793.918 | 0 |  |  | 0 | 0 | 0 | 0 | 0 |  | 0 | 0 | 0 | 0 | 0
| 19541.6644 | 0 | no | Surplus | yes |  | 0 | 0 | 0 | 209.7479 | 0 | no | 0 | 0 | 0 | 209.7479 | 4860 | no | 19541.6644 | 0 | 24300 |  |  | 0 |  |  | 0 | 0 | 0 | 0 | 0 |  | 0 | 0 | 0 | 0 | 0 | 19541.6644 | 14901.7888 | 15836.0327 | 0 | no | Surplus | yes |  | 0 | 0 | 0 | 1104.2179 | 0 | no | 0 | 0 | 0 | 1104.2179 | 0 |  |  | 0 | 0 | 0 | 0 | 0 |  | 0 | 0 | 0 | 0 | 0
| 21746.6253 | 0 | yes | Deficit |  |  | 0 | 0 | 0 | 0 | 0 |  | 0 | 0 | 0 | 0 | 4860 | no |  | 0 | 24300 | no | 21746.6253 | 0 | no | no | 0 | 0 | 0 | 0 | 0 |  | 0 | 0 | 0 | 0 | 0 | 21746.6253 | 13093.5418 | 17622.8731 | 0 | no | Surplus | yes |  | 0 | 0 | 0 | 2742.4909 | 0 | no | 0 | 0 | 0 | 2742.4909 | 0 |  |  | 0 | 0 | 0 | 0 | 0 |  | 0 | 0 | 0 | 0 | 0
| 23296.9487 | 0 | yes | Deficit |  |  | 0 | 0 | 0 | 0 | 0 |  | 0 | 0 | 0 | 0 | 4860 | no |  | 0 | 24300 | no | 23296.9487 | 0 | no | no | 0 | 0 | 0 | 0 | 0 |  | 0 | 0 | 0 | 0 | 0 | 23296.9487 | 15699.8812 | 18879.2129 | 0 | no | Surplus | yes |  | 0 | 0 | 0 | 1922.9918 | 0 | no | 0 | 0 | 0 | 1922.9918 | 0 |  |  | 0 | 0 | 0 | 0 | 0 |  | 0 | 0 | 0 | 0 | 0
| 24950.6306 | 0 | yes | Deficit |  |  | 0 | 0 | 0 | 0 | 0 |  | 0 | 0 | 0 | 0 | 4860 | no |  | 0 | 24300 | yes | 24300 | 650.6306 | yes |  | 0 | 0 | 0 | 650.6306 | 0 | no | 0 | 0 | 0 | 650.6306 | 0 | 24300 | 16365.3179 | 19692.0583 | 0 | no | Surplus | yes |  | 0 | 0 | 0 | 2513.895 | 0 | no | 0 | 0 | 0 | 2513.895 | 0 |  |  | 0 | 0 | 0 | 0 | 0 |  | 0 | 0 | 0 | 0 | 0
| 25029.5502 | 0 | yes | Deficit |  |  | 0 | 0 | 0 | 0 | 0 |  | 0 | 0 | 0 | 0 | 4860 | no |  | 0 | 24300 | yes | 24300 | 729.5502 | yes |  | 0 | 0 | 0 | 729.5502 | 0 | no | 0 | 0 | 0 | 729.5502 | 0 | 24300 | 15751.605 | 19692.0583 | 0 | no | Surplus | yes |  | 0 | 0 | 0 | 3940.4534 | 0 | no | 0 | 0 | 0 | 3940.4534 | 0 |  |  | 0 | 0 | 0 | 0 | 0 |  | 0 | 0 | 0 | 0 | 0
| 22753.042 | 0 | no | Surplus | yes |  | 0 | 0 | 0 | 1546.958 | 0 | no | 0 | 0 | 0 | 1546.958 | 4860 | no | 22753.042 | 0 | 24300 |  |  | 0 |  |  | 0 | 0 | 0 | 0 | 0 |  | 0 | 0 | 0 | 0 | 0 | 22753.042 | 15497.6678 | 18438.4457 | 0 | no | Surplus | yes |  | 0 | 0 | 0 | 4194.3906 | 0 | no | 0 | 0 | 0 | 4194.3906 | 0 |  |  | 0 | 0 | 0 | 0 | 0 |  | 0 | 0 | 0 | 0 | 0
| 21361.4451 | 0 | no | Surplus | yes |  | 0 | 0 | 0 | 1391.5969 | 0 | no | 0 | 0 | 0 | 1391.5969 | 4860 | no | 21361.4451 | 0 | 24300 |  |  | 0 |  |  | 0 | 0 | 0 | 0 | 0 |  | 0 | 0 | 0 | 0 | 0 | 21361.4451 | 15620.4879 | 17310.7335 | 0 | no | Surplus | yes |  | 0 | 0 | 0 | 2817.9579 | 0 | no | 0 | 0 | 0 | 2817.9579 | 0 |  |  | 0 | 0 | 0 | 0 | 0 |  | 0 | 0 | 0 | 0 | 0
| 19069.0805 | 0 | no | Surplus | yes |  | 0 | 0 | 0 | 2292.3646 | 0 | no | 0 | 0 | 0 | 2292.3646 | 4860 | no | 19069.0805 | 0 | 24300 |  |  | 0 |  |  | 0 | 0 | 0 | 0 | 0 |  | 0 | 0 | 0 | 0 | 0 | 19069.0805 | 16339.4563 | 15453.0636 | 0 | no | Surplus | yes |  | 0 | 0 | 0 | 971.2772 | 0 | no | 0 | 0 | 0 | 971.2772 | 0 |  |  | 0 | 0 | 0 | 0 | 0 |  | 0 | 0 | 0 | 0 | 0
| 19304.6912 | 0 | yes | Deficit |  |  | 0 | 0 | 0 | 0 | 0 |  | 0 | 0 | 0 | 0 | 4860 | no |  | 0 | 24300 | no | 19304.6912 | 0 | no | no | 0 | 0 | 0 | 0 | 0 |  | 0 | 0 | 0 | 0 | 0 | 19304.6912 | 15259.6565 | 15643.9961 | 0 | no | Surplus | yes |  | 0 | 0 | 0 | 193.4071 | 0 | no | 0 | 0 | 0 | 193.4071 | 0 |  |  | 0 | 0 | 0 | 0 | 0 |  | 0 | 0 | 0 | 0 | 0
| 19715.742 | 0 | yes | Deficit |  |  | 0 | 0 | 0 | 0 | 0 |  | 0 | 0 | 0 | 0 | 4860 | no |  | 0 | 24300 | no | 19715.742 | 0 | no | no | 0 | 0 | 0 | 0 | 0 |  | 0 | 0 | 0 | 0 | 0 | 19715.742 | 12774.0268 | 15977.1005 | 0 | no | Surplus | yes |  | 0 | 0 | 0 | 2869.9693 | 0 | no | 0 | 0 | 0 | 2869.9693 | 0 |  |  | 0 | 0 | 0 | 0 | 0 |  | 0 | 0 | 0 | 0 | 0
| 20667.9924 | 0 | yes | Deficit |  |  | 0 | 0 | 0 | 0 | 0 |  | 0 | 0 | 0 | 0 | 4860 | no |  | 0 | 24300 | no | 20667.9924 | 0 | no | no | 0 | 0 | 0 | 0 | 0 |  | 0 | 0 | 0 | 0 | 0 | 20667.9924 | 13452.0579 | 16748.7783 | 0 | no | Surplus | yes |  | 0 | 0 | 0 | 2525.0426 | 0 | no | 0 | 0 | 0 | 2525.0426 | 0 |  |  | 0 | 0 | 0 | 0 | 0 |  | 0 | 0 | 0 | 0 | 0
| 21035.5985 | 0 | yes | Deficit |  |  | 0 | 0 | 0 | 0 | 0 |  | 0 | 0 | 0 | 0 | 4860 | no |  | 0 | 24300 | no | 21035.5985 | 0 | no | no | 0 | 0 | 0 | 0 | 0 |  | 0 | 0 | 0 | 0 | 0 | 21035.5985 | 13756.813 | 17046.6763 | 0 | no | Surplus | yes |  | 0 | 0 | 0 | 2991.9653 | 0 | no | 0 | 0 | 0 | 2991.9653 | 0 |  |  | 0 | 0 | 0 | 0 | 0 |  | 0 | 0 | 0 | 0 | 0
| 19515.9732 | 0 | no | Surplus | yes |  | 0 | 0 | 0 | 1519.6253 | 0 | no | 0 | 0 | 0 | 1519.6253 | 4860 | no | 19515.9732 | 0 | 24300 |  |  | 0 |  |  | 0 | 0 | 0 | 0 | 0 |  | 0 | 0 | 0 | 0 | 0 | 19515.9732 | 14577.0507 | 15815.2133 | 0 | no | Surplus | yes |  | 0 | 0 | 0 | 2469.6255 | 0 | no | 0 | 0 | 0 | 2469.6255 | 0 |  |  | 0 | 0 | 0 | 0 | 0 |  | 0 | 0 | 0 | 0 | 0
| 20489.1812 | 0 | yes | Deficit |  |  | 0 | 0 | 0 | 0 | 0 |  | 0 | 0 | 0 | 0 | 4860 | no |  | 0 | 24300 | no | 20489.1812 | 0 | no | no | 0 | 0 | 0 | 0 | 0 |  | 0 | 0 | 0 | 0 | 0 | 20489.1812 | 14134.6557 | 16603.8745 | 0 | no | Surplus | yes |  | 0 | 0 | 0 | 1680.5576 | 0 | no | 0 | 0 | 0 | 1680.5576 | 0 |  |  | 0 | 0 | 0 | 0 | 0 |  | 0 | 0 | 0 | 0 | 0
| 21129.7744 | 0 | yes | Deficit |  |  | 0 | 0 | 0 | 0 | 0 |  | 0 | 0 | 0 | 0 | 4860 | no |  | 0 | 24300 | no | 21129.7744 | 0 | no | no | 0 | 0 | 0 | 0 | 0 |  | 0 | 0 | 0 | 0 | 0 | 21129.7744 | 14222.0266 | 17122.9939 | 0 | no | Surplus | yes |  | 0 | 0 | 0 | 2381.848 | 0 | no | 0 | 0 | 0 | 2381.848 | 0 |  |  | 0 | 0 | 0 | 0 | 0 |  | 0 | 0 | 0 | 0 | 0
| 22508.9196 | 0 | yes | Deficit |  |  | 0 | 0 | 0 | 0 | 0 |  | 0 | 0 | 0 | 0 | 4860 | no |  | 0 | 24300 | no | 22508.9196 | 0 | no | no | 0 | 0 | 0 | 0 | 0 |  | 0 | 0 | 0 | 0 | 0 | 22508.9196 | 13943.0691 | 18240.6155 | 0 | no | Surplus | yes |  | 0 | 0 | 0 | 3179.9248 | 0 | no | 0 | 0 | 0 | 3179.9248 | 0 |  |  | 0 | 0 | 0 | 0 | 0 |  | 0 | 0 | 0 | 0 | 0
| 20603.5601 | 0 | no | Surplus | yes |  | 0 | 0 | 0 | 1905.3594 | 0 | no | 0 | 0 | 0 | 1905.3594 | 4860 | no | 20603.5601 | 0 | 24300 |  |  | 0 |  |  | 0 | 0 | 0 | 0 | 0 |  | 0 | 0 | 0 | 0 | 0 | 20603.5601 | 14143.587 | 16696.5641 | 0 | no | Surplus | yes |  | 0 | 0 | 0 | 4097.0285 | 0 | no | 0 | 0 | 0 | 4097.0285 | 0 |  |  | 0 | 0 | 0 | 0 | 0 |  | 0 | 0 | 0 | 0 | 0
| 20422.0206 | 0 | no | Surplus | yes |  | 0 | 0 | 0 | 181.5396 | 0 | no | 0 | 0 | 0 | 181.5396 | 4860 | no | 20422.0206 | 0 | 24300 |  |  | 0 |  |  | 0 | 0 | 0 | 0 | 0 |  | 0 | 0 | 0 | 0 | 0 | 20422.0206 | 14844.5891 | 16549.4494 | 0 | no | Surplus | yes |  | 0 | 0 | 0 | 1851.975 | 0 | no | 0 | 0 | 0 | 1851.975 | 0 |  |  | 0 | 0 | 0 | 0 | 0 |  | 0 | 0 | 0 | 0 | 0
| 19327.6873 | 0 | no | Surplus | yes |  | 0 | 0 | 0 | 1094.3333 | 0 | no | 0 | 0 | 0 | 1094.3333 | 4860 | no | 19327.6873 | 0 | 24300 |  |  | 0 |  |  | 0 | 0 | 0 | 0 | 0 |  | 0 | 0 | 0 | 0 | 0 | 19327.6873 | 15574.0941 | 15662.6315 | 0 | no | Surplus | yes |  | 0 | 0 | 0 | 975.3553 | 0 | no | 0 | 0 | 0 | 975.3553 | 0 |  |  | 0 | 0 | 0 | 0 | 0 |  | 0 | 0 | 0 | 0 | 0
| 18914.944 | 0 | no | Surplus | yes |  | 0 | 0 | 0 | 412.7433 | 0 | no | 0 | 0 | 0 | 412.7433 | 4860 | no | 18914.944 | 0 | 24300 |  |  | 0 |  |  | 0 | 0 | 0 | 0 | 0 |  | 0 | 0 | 0 | 0 | 0 | 18914.944 | 15636.3825 | 15328.1556 | 0 | no | Surplus | yes |  | 0 | 0 | 0 | 26.249 | 0 | no | 0 | 0 | 0 | 26.249 | 0 |  |  | 0 | 0 | 0 | 0 | 0 |  | 0 | 0 | 0 | 0 | 0
| 22142.316 | 0 | yes | Deficit |  |  | 0 | 0 | 0 | 0 | 0 |  | 0 | 0 | 0 | 0 | 4860 | no |  | 0 | 24300 | no | 22142.316 | 0 | no | no | 0 | 0 | 0 | 0 | 0 |  | 0 | 0 | 0 | 0 | 0 | 22142.316 | 15526.7868 | 17943.53 | 0 | yes | Deficit |  |  | 0 | 0 | 0 | 0 | 0 |  | 0 | 0 | 0 | 0 | 198.6312 | yes |  | 0 | 0 | 0 | 198.6312 | 0 | no | 0 | 0 | 0 | 198.6312 | 0
| 25286.172 | 0 | yes | Deficit |  |  | 0 | 0 | 0 | 0 | 0 |  | 0 | 0 | 0 | 0 | 4860 | no |  | 0 | 24300 | yes | 24300 | 986.172 | yes |  | 0 | 0 | 0 | 986.172 | 0 | no | 0 | 0 | 0 | 986.172 | 0 | 24300 | 15190.6178 | 19692.0583 | 0 | no | Surplus | yes |  | 0 | 0 | 0 | 2752.9122 | 0 | no | 0 | 0 | 0 | 2752.9122 | 0 |  |  | 0 | 0 | 0 | 0 | 0 |  | 0 | 0 | 0 | 0 | 0
| 21422.309 | 0 | no | Surplus | yes |  | 0 | 0 | 0 | 2877.691 | 0 | no | 0 | 0 | 0 | 2877.691 | 4860 | no | 21422.309 | 0 | 24300 |  |  | 0 |  |  | 0 | 0 | 0 | 0 | 0 |  | 0 | 0 | 0 | 0 | 0 | 21422.309 | 14239.2249 | 17360.0559 | 0 | no | Surplus | yes |  | 0 | 0 | 0 | 5452.8334 | 0 | no | 0 | 0 | 0 | 5452.8334 | 0 |  |  | 0 | 0 | 0 | 0 | 0 |  | 0 | 0 | 0 | 0 | 0
| 23590.1677 | 0 | yes | Deficit |  |  | 0 | 0 | 0 | 0 | 0 |  | 0 | 0 | 0 | 0 | 4860 | no |  | 0 | 24300 | no | 23590.1677 | 0 | no | no | 0 | 0 | 0 | 0 | 0 |  | 0 | 0 | 0 | 0 | 0 | 23590.1677 | 16345.2026 | 19116.8296 | 0 | no | Surplus | yes |  | 0 | 0 | 0 | 1014.8533 | 0 | no | 0 | 0 | 0 | 1014.8533 | 0 |  |  | 0 | 0 | 0 | 0 | 0 |  | 0 | 0 | 0 | 0 | 0
| 24693.0425 | 0 | yes | Deficit |  |  | 0 | 0 | 0 | 0 | 0 |  | 0 | 0 | 0 | 0 | 4860 | no |  | 0 | 24300 | yes | 24300 | 393.0425 | yes |  | 0 | 0 | 0 | 393.0425 | 0 | no | 0 | 0 | 0 | 393.0425 | 0 | 24300 | 16108.2638 | 19692.0583 | 0 | no | Surplus | yes |  | 0 | 0 | 0 | 3008.5658 | 0 | no | 0 | 0 | 0 | 3008.5658 | 0 |  |  | 0 | 0 | 0 | 0 | 0 |  | 0 | 0 | 0 | 0 | 0
| 23758.0677 | 0 | no | Surplus | yes |  | 0 | 0 | 0 | 541.9323 | 0 | no | 0 | 0 | 0 | 541.9323 | 4860 | no | 23758.0677 | 0 | 24300 |  |  | 0 |  |  | 0 | 0 | 0 | 0 | 0 |  | 0 | 0 | 0 | 0 | 0 | 23758.0677 | 14210.0239 | 19252.8912 | 0 | no | Surplus | yes |  | 0 | 0 | 0 | 5482.0344 | 0 | no | 0 | 0 | 0 | 5482.0344 | 0 |  |  | 0 | 0 | 0 | 0 | 0 |  | 0 | 0 | 0 | 0 | 0
| 22137.4415 | 0 | no | Surplus | yes |  | 0 | 0 | 0 | 1620.6262 | 0 | no | 0 | 0 | 0 | 1620.6262 | 4860 | no | 22137.4415 | 0 | 24300 |  |  | 0 |  |  | 0 | 0 | 0 | 0 | 0 |  | 0 | 0 | 0 | 0 | 0 | 22137.4415 | 13720.7183 | 17939.5798 | 0 | no | Surplus | yes |  | 0 | 0 | 0 | 5532.1729 | 0 | no | 0 | 0 | 0 | 5532.1729 | 0 |  |  | 0 | 0 | 0 | 0 | 0 |  | 0 | 0 | 0 | 0 | 0
| 22621.6864 | 0 | yes | Deficit |  |  | 0 | 0 | 0 | 0 | 0 |  | 0 | 0 | 0 | 0 | 4860 | no |  | 0 | 24300 | no | 22621.6864 | 0 | no | no | 0 | 0 | 0 | 0 | 0 |  | 0 | 0 | 0 | 0 | 0 | 22621.6864 | 14482.5448 | 18331.9987 | 0 | no | Surplus | yes |  | 0 | 0 | 0 | 3457.0351 | 0 | no | 0 | 0 | 0 | 3457.0351 | 0 |  |  | 0 | 0 | 0 | 0 | 0 |  | 0 | 0 | 0 | 0 | 0
| 24159.9486 | 0 | yes | Deficit |  |  | 0 | 0 | 0 | 0 | 0 |  | 0 | 0 | 0 | 0 | 4860 | no |  | 0 | 24300 | no | 24159.9486 | 0 | no | no | 0 | 0 | 0 | 0 | 0 |  | 0 | 0 | 0 | 0 | 0 | 24159.9486 | 14163.7923 | 19578.5645 | 0 | no | Surplus | yes |  | 0 | 0 | 0 | 4168.2064 | 0 | no | 0 | 0 | 0 | 4168.2064 | 0 |  |  | 0 | 0 | 0 | 0 | 0 |  | 0 | 0 | 0 | 0 | 0
| 22839.5643 | 0 | no | Surplus | yes |  | 0 | 0 | 0 | 1320.3842 | 0 | no | 0 | 0 | 0 | 1320.3842 | 4860 | no | 22839.5643 | 0 | 24300 |  |  | 0 |  |  | 0 | 0 | 0 | 0 | 0 |  | 0 | 0 | 0 | 0 | 0 | 22839.5643 | 14559.1026 | 18508.5611 | 0 | no | Surplus | yes |  | 0 | 0 | 0 | 5019.4619 | 0 | no | 0 | 0 | 0 | 5019.4619 | 0 |  |  | 0 | 0 | 0 | 0 | 0 |  | 0 | 0 | 0 | 0 | 0
| 23735.9248 | 0 | yes | Deficit |  |  | 0 | 0 | 0 | 0 | 0 |  | 0 | 0 | 0 | 0 | 4860 | no |  | 0 | 24300 | no | 23735.9248 | 0 | no | no | 0 | 0 | 0 | 0 | 0 |  | 0 | 0 | 0 | 0 | 0 | 23735.9248 | 14911.4354 | 19234.9472 | 0 | no | Surplus | yes |  | 0 | 0 | 0 | 3597.1256 | 0 | no | 0 | 0 | 0 | 3597.1256 | 0 |  |  | 0 | 0 | 0 | 0 | 0 |  | 0 | 0 | 0 | 0 | 0
| 23928.4977 | 0 | yes | Deficit |  |  | 0 | 0 | 0 | 0 | 0 |  | 0 | 0 | 0 | 0 | 4860 | no |  | 0 | 24300 | no | 23928.4977 | 0 | no | no | 0 | 0 | 0 | 0 | 0 |  | 0 | 0 | 0 | 0 | 0 | 23928.4977 | 13835.0745 | 19391.003 | 0 | no | Surplus | yes |  | 0 | 0 | 0 | 5399.8727 | 0 | no | 0 | 0 | 0 | 5399.8727 | 0 |  |  | 0 | 0 | 0 | 0 | 0 |  | 0 | 0 | 0 | 0 | 0
| 23412.5975 | 0 | no | Surplus | yes |  | 0 | 0 | 0 | 515.9002 | 0 | no | 0 | 0 | 0 | 515.9002 | 4860 | no | 23412.5975 | 0 | 24300 |  |  | 0 |  |  | 0 | 0 | 0 | 0 | 0 |  | 0 | 0 | 0 | 0 | 0 | 23412.5975 | 14670.2624 | 18972.9315 | 0 | no | Surplus | yes |  | 0 | 0 | 0 | 4720.7406 | 0 | no | 0 | 0 | 0 | 4720.7406 | 0 |  |  | 0 | 0 | 0 | 0 | 0 |  | 0 | 0 | 0 | 0 | 0
| 23146.9519 | 0 | no | Surplus | yes |  | 0 | 0 | 0 | 265.6457 | 0 | no | 0 | 0 | 0 | 265.6457 | 4860 | no | 23146.9519 | 0 | 24300 |  |  | 0 |  |  | 0 | 0 | 0 | 0 | 0 |  | 0 | 0 | 0 | 0 | 0 | 23146.9519 | 14597.6421 | 18757.6595 | 0 | no | Surplus | yes |  | 0 | 0 | 0 | 4375.2894 | 0 | no | 0 | 0 | 0 | 4375.2894 | 0 |  |  | 0 | 0 | 0 | 0 | 0 |  | 0 | 0 | 0 | 0 | 0
| 22319.6275 | 0 | no | Surplus | yes |  | 0 | 0 | 0 | 827.3244 | 0 | no | 0 | 0 | 0 | 827.3244 | 4860 | no | 22319.6275 | 0 | 24300 |  |  | 0 |  |  | 0 | 0 | 0 | 0 | 0 |  | 0 | 0 | 0 | 0 | 0 | 22319.6275 | 14558.582 | 18087.2184 | 0 | no | Surplus | yes |  | 0 | 0 | 0 | 4199.0775 | 0 | no | 0 | 0 | 0 | 4199.0775 | 0 |  |  | 0 | 0 | 0 | 0 | 0 |  | 0 | 0 | 0 | 0 | 0
| 22431.1222 | 0 | yes | Deficit |  |  | 0 | 0 | 0 | 0 | 0 |  | 0 | 0 | 0 | 0 | 4860 | no |  | 0 | 24300 | no | 22431.1222 | 0 | no | no | 0 | 0 | 0 | 0 | 0 |  | 0 | 0 | 0 | 0 | 0 | 22431.1222 | 13821.3274 | 18177.5707 | 0 | no | Surplus | yes |  | 0 | 0 | 0 | 4265.891 | 0 | no | 0 | 0 | 0 | 4265.891 | 0 |  |  | 0 | 0 | 0 | 0 | 0 |  | 0 | 0 | 0 | 0 | 0
| 21915.0766 | 0 | no | Surplus | yes |  | 0 | 0 | 0 | 516.0456 | 0 | no | 0 | 0 | 0 | 516.0456 | 4860 | no | 21915.0766 | 0 | 24300 |  |  | 0 |  |  | 0 | 0 | 0 | 0 | 0 |  | 0 | 0 | 0 | 0 | 0 | 21915.0766 | 14384.463 | 17759.3813 | 0 | no | Surplus | yes |  | 0 | 0 | 0 | 3793.1077 | 0 | no | 0 | 0 | 0 | 3793.1077 | 0 |  |  | 0 | 0 | 0 | 0 | 0 |  | 0 | 0 | 0 | 0 | 0
| 22475.3234 | 0 | yes | Deficit |  |  | 0 | 0 | 0 | 0 | 0 |  | 0 | 0 | 0 | 0 | 4860 | no |  | 0 | 24300 | no | 22475.3234 | 0 | no | no | 0 | 0 | 0 | 0 | 0 |  | 0 | 0 | 0 | 0 | 0 | 22475.3234 | 14622.3811 | 18213.3901 | 0 | no | Surplus | yes |  | 0 | 0 | 0 | 3137.0002 | 0 | no | 0 | 0 | 0 | 3137.0002 | 0 |  |  | 0 | 0 | 0 | 0 | 0 |  | 0 | 0 | 0 | 0 | 0
| 21749.674 | 0 | no | Surplus | yes |  | 0 | 0 | 0 | 725.6493 | 0 | no | 0 | 0 | 0 | 725.6493 | 4860 | no | 21749.674 | 0 | 24300 |  |  | 0 |  |  | 0 | 0 | 0 | 0 | 0 |  | 0 | 0 | 0 | 0 | 0 | 21749.674 | 15816.6927 | 17625.3436 | 0 | no | Surplus | yes |  | 0 | 0 | 0 | 2396.6974 | 0 | no | 0 | 0 | 0 | 2396.6974 | 0 |  |  | 0 | 0 | 0 | 0 | 0 |  | 0 | 0 | 0 | 0 | 0
| 23512.036 | 0 | yes | Deficit |  |  | 0 | 0 | 0 | 0 | 0 |  | 0 | 0 | 0 | 0 | 4860 | no |  | 0 | 24300 | no | 23512.036 | 0 | no | no | 0 | 0 | 0 | 0 | 0 |  | 0 | 0 | 0 | 0 | 0 | 23512.036 | 16147.7215 | 19053.5138 | 0 | no | Surplus | yes |  | 0 | 0 | 0 | 1477.6221 | 0 | no | 0 | 0 | 0 | 1477.6221 | 0 |  |  | 0 | 0 | 0 | 0 | 0 |  | 0 | 0 | 0 | 0 | 0
| 21459.9938 | 0 | no | Surplus | yes |  | 0 | 0 | 0 | 2052.0422 | 0 | no | 0 | 0 | 0 | 2052.0422 | 4860 | no | 21459.9938 | 0 | 24300 |  |  | 0 |  |  | 0 | 0 | 0 | 0 | 0 |  | 0 | 0 | 0 | 0 | 0 | 21459.9938 | 15521.0873 | 17390.5946 | 0 | no | Surplus | yes |  | 0 | 0 | 0 | 3532.4265 | 0 | no | 0 | 0 | 0 | 3532.4265 | 0 |  |  | 0 | 0 | 0 | 0 | 0 |  | 0 | 0 | 0 | 0 | 0
| 20795.1599 | 0 | no | Surplus | yes |  | 0 | 0 | 0 | 664.8339 | 0 | no | 0 | 0 | 0 | 664.8339 | 4860 | no | 20795.1599 | 0 | 24300 |  |  | 0 |  |  | 0 | 0 | 0 | 0 | 0 |  | 0 | 0 | 0 | 0 | 0 | 20795.1599 | 16659.3978 | 16851.8314 | 0 | no | Surplus | yes |  | 0 | 0 | 0 | 731.1968 | 0 | no | 0 | 0 | 0 | 731.1968 | 0 |  |  | 0 | 0 | 0 | 0 | 0 |  | 0 | 0 | 0 | 0 | 0
| 17923.1977 | 0 | no | Surplus | yes |  | 0 | 0 | 0 | 2871.9622 | 0 | no | 0 | 0 | 0 | 2871.9622 | 4860 | no | 17923.1977 | 0 | 24300 |  |  | 0 |  |  | 0 | 0 | 0 | 0 | 0 |  | 0 | 0 | 0 | 0 | 0 | 17923.1977 | 16583.6979 | 14524.4714 | 0 | no | Surplus | yes |  | 0 | 0 | 0 | 268.1334 | 0 | no | 0 | 0 | 0 | 268.1334 | 0 |  |  | 0 | 0 | 0 | 0 | 0 |  | 0 | 0 | 0 | 0 | 0
| 18250.687 | 0 | yes | Deficit |  |  | 0 | 0 | 0 | 0 | 0 |  | 0 | 0 | 0 | 0 | 4860 | no |  | 0 | 24300 | no | 18250.687 | 0 | no | no | 0 | 0 | 0 | 0 | 0 |  | 0 | 0 | 0 | 0 | 0 | 18250.687 | 17652.304 | 14789.8598 | 0 | yes | Deficit |  |  | 0 | 0 | 0 | 0 | 0 |  | 0 | 0 | 0 | 0 | 3127.8326 | yes |  | 0 | 0 | 0 | 3127.8326 | 0 | no | 0 | 0 | 0 | 3127.8326 | 0
| 17926.2762 | 0 | no | Surplus | yes |  | 0 | 0 | 0 | 324.4108 | 0 | no | 0 | 0 | 0 | 324.4108 | 4860 | no | 17926.2762 | 0 | 24300 |  |  | 0 |  |  | 0 | 0 | 0 | 0 | 0 |  | 0 | 0 | 0 | 0 | 0 | 17926.2762 | 16314.4296 | 14526.9661 | 0 | yes | Deficit |  |  | 0 | 0 | 0 | 0 | 0 |  | 0 | 0 | 0 | 0 | 1524.5698 | yes |  | 0 | 0 | 0 | 1524.5698 | 0 | no | 0 | 0 | 0 | 1524.5698 | 0
| 20146.6966 | 0 | yes | Deficit |  |  | 0 | 0 | 0 | 0 | 0 |  | 0 | 0 | 0 | 0 | 4860 | no |  | 0 | 24300 | no | 20146.6966 | 0 | no | no | 0 | 0 | 0 | 0 | 0 |  | 0 | 0 | 0 | 0 | 0 | 20146.6966 | 15948.9982 | 16326.3344 | 0 | yes | Deficit |  |  | 0 | 0 | 0 | 0 | 0 |  | 0 | 0 | 0 | 0 | 1422.032 | yes |  | 0 | 0 | 0 | 1422.032 | 0 | no | 0 | 0 | 0 | 1422.032 | 0
| 20693.3664 | 0 | yes | Deficit |  |  | 0 | 0 | 0 | 0 | 0 |  | 0 | 0 | 0 | 0 | 4860 | no |  | 0 | 24300 | no | 20693.3664 | 0 | no | no | 0 | 0 | 0 | 0 | 0 |  | 0 | 0 | 0 | 0 | 0 | 20693.3664 | 15746.3523 | 16769.3407 | 0 | no | Surplus | yes |  | 0 | 0 | 0 | 579.982 | 0 | no | 0 | 0 | 0 | 579.982 | 0 |  |  | 0 | 0 | 0 | 0 | 0 |  | 0 | 0 | 0 | 0 | 0
| 17856.7188 | 0 | no | Surplus | yes |  | 0 | 0 | 0 | 2836.6476 | 0 | no | 0 | 0 | 0 | 2836.6476 | 4860 | no | 17856.7188 | 0 | 24300 |  |  | 0 |  |  | 0 | 0 | 0 | 0 | 0 |  | 0 | 0 | 0 | 0 | 0 | 17856.7188 | 16590.2476 | 14470.5987 | 0 | no | Surplus | yes |  | 0 | 0 | 0 | 179.0931 | 0 | no | 0 | 0 | 0 | 179.0931 | 0 |  |  | 0 | 0 | 0 | 0 | 0 |  | 0 | 0 | 0 | 0 | 0
| 17113.099 | 0 | no | Surplus | yes |  | 0 | 0 | 0 | 743.6198 | 0 | no | 0 | 0 | 0 | 743.6198 | 4860 | no | 17113.099 | 0 | 24300 |  |  | 0 |  |  | 0 | 0 | 0 | 0 | 0 |  | 0 | 0 | 0 | 0 | 0 | 17113.099 | 16910.0577 | 13867.9894 | 0 | yes | Deficit |  |  | 0 | 0 | 0 | 0 | 0 |  | 0 | 0 | 0 | 0 | 2439.4591 | yes |  | 0 | 0 | 0 | 2439.4591 | 0 | no | 0 | 0 | 0 | 2439.4591 | 0
| 20357.2673 | 0 | yes | Deficit |  |  | 0 | 0 | 0 | 0 | 0 |  | 0 | 0 | 0 | 0 | 4860 | no |  | 0 | 24300 | no | 20357.2673 | 0 | no | no | 0 | 0 | 0 | 0 | 0 |  | 0 | 0 | 0 | 0 | 0 | 20357.2673 | 16805.9436 | 16496.9751 | 0 | yes | Deficit |  |  | 0 | 0 | 0 | 0 | 0 |  | 0 | 0 | 0 | 0 | 2937.9541 | yes |  | 0 | 0 | 0 | 2937.9541 | 0 | no | 0 | 0 | 0 | 2937.9541 | 0
| 17379.0655 | 0 | no | Surplus | yes |  | 0 | 0 | 0 | 2978.2018 | 0 | no | 0 | 0 | 0 | 2978.2018 | 4860 | no | 17379.0655 | 0 | 24300 |  |  | 0 |  |  | 0 | 0 | 0 | 0 | 0 |  | 0 | 0 | 0 | 0 | 0 | 17379.0655 | 16967.34 | 14083.5214 | 0 | yes | Deficit |  |  | 0 | 0 | 0 | 0 | 0 |  | 0 | 0 | 0 | 0 | 470.3649 | yes |  | 0 | 0 | 0 | 470.3649 | 0 | no | 0 | 0 | 0 | 470.3649 | 0
| 20688.5106 | 0 | yes | Deficit |  |  | 0 | 0 | 0 | 0 | 0 |  | 0 | 0 | 0 | 0 | 4860 | no |  | 0 | 24300 | no | 20688.5106 | 0 | no | no | 0 | 0 | 0 | 0 | 0 |  | 0 | 0 | 0 | 0 | 0 | 20688.5106 | 17213.8064 | 16765.4056 | 0 | yes | Deficit |  |  | 0 | 0 | 0 | 0 | 0 |  | 0 | 0 | 0 | 0 | 3130.2849 | yes |  | 0 | 0 | 0 | 3130.2849 | 0 | no | 0 | 0 | 0 | 3130.2849 | 0
| 21654.1896 | 0 | yes | Deficit |  |  | 0 | 0 | 0 | 0 | 0 |  | 0 | 0 | 0 | 0 | 4860 | no |  | 0 | 24300 | no | 21654.1896 | 0 | no | no | 0 | 0 | 0 | 0 | 0 |  | 0 | 0 | 0 | 0 | 0 | 21654.1896 | 17318.1413 | 17547.9656 | 0 | yes | Deficit |  |  | 0 | 0 | 0 | 0 | 0 |  | 0 | 0 | 0 | 0 | 552.7357 | yes |  | 0 | 0 | 0 | 552.7357 | 0 | no | 0 | 0 | 0 | 552.7357 | 0
| 19200.8864 | 0 | no | Surplus | yes |  | 0 | 0 | 0 | 2453.3032 | 0 | no | 0 | 0 | 0 | 2453.3032 | 4860 | no | 19200.8864 | 0 | 24300 |  |  | 0 |  |  | 0 | 0 | 0 | 0 | 0 |  | 0 | 0 | 0 | 0 | 0 | 19200.8864 | 17345.6001 | 15559.8755 | 0 | no | Surplus | yes |  | 0 | 0 | 0 | 202.3655 | 0 | no | 0 | 0 | 0 | 202.3655 | 0 |  |  | 0 | 0 | 0 | 0 | 0 |  | 0 | 0 | 0 | 0 | 0
| 17731.8652 | 0 | no | Surplus | yes |  | 0 | 0 | 0 | 1469.0212 | 0 | no | 0 | 0 | 0 | 1469.0212 | 4860 | no | 17731.8652 | 0 | 24300 |  |  | 0 |  |  | 0 | 0 | 0 | 0 | 0 |  | 0 | 0 | 0 | 0 | 0 | 17731.8652 | 17551.897 | 14369.4208 | 0 | yes | Deficit |  |  | 0 | 0 | 0 | 0 | 0 |  | 0 | 0 | 0 | 0 | 1992.0215 | yes |  | 0 | 0 | 0 | 1992.0215 | 0 | no | 0 | 0 | 0 | 1992.0215 | 0
| 18867.8228 | 0 | yes | Deficit |  |  | 0 | 0 | 0 | 0 | 0 |  | 0 | 0 | 0 | 0 | 4860 | no |  | 0 | 24300 | no | 18867.8228 | 0 | no | no | 0 | 0 | 0 | 0 | 0 |  | 0 | 0 | 0 | 0 | 0 | 18867.8228 | 17055.883 | 15289.9699 | 0 | yes | Deficit |  |  | 0 | 0 | 0 | 0 | 0 |  | 0 | 0 | 0 | 0 | 2686.4623 | yes |  | 0 | 0 | 0 | 2686.4623 | 0 | no | 0 | 0 | 0 | 2686.4623 | 0
| 18642.8267 | 0 | no | Surplus | yes |  | 0 | 0 | 0 | 224.9961 | 0 | no | 0 | 0 | 0 | 224.9961 | 4860 | no | 18642.8267 | 0 | 24300 |  |  | 0 |  |  | 0 | 0 | 0 | 0 | 0 |  | 0 | 0 | 0 | 0 | 0 | 18642.8267 | 16488.1433 | 15107.6391 | 0 | yes | Deficit |  |  | 0 | 0 | 0 | 0 | 0 |  | 0 | 0 | 0 | 0 | 1198.1734 | yes |  | 0 | 0 | 0 | 1198.1734 | 0 | no | 0 | 0 | 0 | 1198.1734 | 0
| 16382.9671 | 0 | no | Surplus | yes |  | 0 | 0 | 0 | 2259.8596 | 0 | no | 0 | 0 | 0 | 2259.8596 | 4860 | no | 16382.9671 | 0 | 24300 |  |  | 0 |  |  | 0 | 0 | 0 | 0 | 0 |  | 0 | 0 | 0 | 0 | 0 | 16382.9671 | 17466.0472 | 13276.3104 | 0 | yes | Deficit |  |  | 0 | 0 | 0 | 0 | 0 |  | 0 | 0 | 0 | 0 | 2358.408 | yes |  | 0 | 0 | 0 | 2358.408 | 0 | no | 0 | 0 | 0 | 2358.408 | 0
| 18441.2075 | 0 | yes | Deficit |  |  | 0 | 0 | 0 | 0 | 0 |  | 0 | 0 | 0 | 0 | 4860 | no |  | 0 | 24300 | no | 18441.2075 | 0 | no | no | 0 | 0 | 0 | 0 | 0 |  | 0 | 0 | 0 | 0 | 0 | 18441.2075 | 17763.8637 | 14944.2524 | 0 | yes | Deficit |  |  | 0 | 0 | 0 | 0 | 0 |  | 0 | 0 | 0 | 0 | 4487.5533 | yes |  | 0 | 0 | 0 | 4487.5533 | 0 | no | 0 | 0 | 0 | 4487.5533 | 0
| 18718.6041 | 0 | yes | Deficit |  |  | 0 | 0 | 0 | 0 | 0 |  | 0 | 0 | 0 | 0 | 4860 | no |  | 0 | 24300 | no | 18718.6041 | 0 | no | no | 0 | 0 | 0 | 0 | 0 |  | 0 | 0 | 0 | 0 | 0 | 18718.6041 | 17008.2364 | 15169.0471 | 0 | yes | Deficit |  |  | 0 | 0 | 0 | 0 | 0 |  | 0 | 0 | 0 | 0 | 2063.984 | yes |  | 0 | 0 | 0 | 2063.984 | 0 | no | 0 | 0 | 0 | 2063.984 | 0
| 16756.1969 | 0 | no | Surplus | yes |  | 0 | 0 | 0 | 1962.4072 | 0 | no | 0 | 0 | 0 | 1962.4072 | 4860 | no | 16756.1969 | 0 | 24300 |  |  | 0 |  |  | 0 | 0 | 0 | 0 | 0 |  | 0 | 0 | 0 | 0 | 0 | 16756.1969 | 17055.9602 | 13578.7657 | 0 | yes | Deficit |  |  | 0 | 0 | 0 | 0 | 0 |  | 0 | 0 | 0 | 0 | 1886.9131 | yes |  | 0 | 0 | 0 | 1886.9131 | 0 | no | 0 | 0 | 0 | 1886.9131 | 0
| 17099.9199 | 0 | yes | Deficit |  |  | 0 | 0 | 0 | 0 | 0 |  | 0 | 0 | 0 | 0 | 4860 | no |  | 0 | 24300 | no | 17099.9199 | 0 | no | no | 0 | 0 | 0 | 0 | 0 |  | 0 | 0 | 0 | 0 | 0 | 17099.9199 | 17449.5516 | 13857.3095 | 0 | yes | Deficit |  |  | 0 | 0 | 0 | 0 | 0 |  | 0 | 0 | 0 | 0 | 3870.7859 | yes |  | 0 | 0 | 0 | 3870.7859 | 0 | no | 0 | 0 | 0 | 3870.7859 | 0
| 16149.0409 | 0 | no | Surplus | yes |  | 0 | 0 | 0 | 950.8791 | 0 | no | 0 | 0 | 0 | 950.8791 | 4860 | no | 16149.0409 | 0 | 24300 |  |  | 0 |  |  | 0 | 0 | 0 | 0 | 0 |  | 0 | 0 | 0 | 0 | 0 | 16149.0409 | 17422.092 | 13086.743 | 0 | yes | Deficit |  |  | 0 | 0 | 0 | 0 | 0 |  | 0 | 0 | 0 | 0 | 3564.7824 | yes |  | 0 | 0 | 0 | 3564.7824 | 0 | no | 0 | 0 | 0 | 3564.7824 | 0
| 17267.3091 | 0 | yes | Deficit |  |  | 0 | 0 | 0 | 0 | 0 |  | 0 | 0 | 0 | 0 | 4860 | no |  | 0 | 24300 | no | 17267.3091 | 0 | no | no | 0 | 0 | 0 | 0 | 0 |  | 0 | 0 | 0 | 0 | 0 | 17267.3091 | 17302.3048 | 13992.9571 | 0 | yes | Deficit |  |  | 0 | 0 | 0 | 0 | 0 |  | 0 | 0 | 0 | 0 | 4215.5618 | yes |  | 0 | 0 | 0 | 4215.5618 | 0 | no | 0 | 0 | 0 | 4215.5618 | 0
| 15015.0553 | 0 | no | Surplus | yes |  | 0 | 0 | 0 | 2252.2538 | 0 | no | 0 | 0 | 0 | 2252.2538 | 4860 | no | 15015.0553 | 0 | 24300 |  |  | 0 |  |  | 0 | 0 | 0 | 0 | 0 |  | 0 | 0 | 0 | 0 | 0 | 15015.0553 | 17333.5205 | 12167.792 | 0 | yes | Deficit |  |  | 0 | 0 | 0 | 0 | 0 |  | 0 | 0 | 0 | 0 | 3340.5634 | yes |  | 0 | 0 | 0 | 3340.5634 | 0 | no | 0 | 0 | 0 | 3340.5634 | 0
| 13761.3833 | 0 | no | Surplus | yes |  | 0 | 0 | 0 | 1253.672 | 0 | no | 0 | 0 | 0 | 1253.672 | 4860 | no | 13761.3833 | 0 | 24300 |  |  | 0 |  |  | 0 | 0 | 0 | 0 | 0 |  | 0 | 0 | 0 | 0 | 0 | 13761.3833 | 17250.3624 | 11151.8503 | 0 | yes | Deficit |  |  | 0 | 0 | 0 | 0 | 0 |  | 0 | 0 | 0 | 0 | 5082.5704 | yes |  | 0 | 0 | 0 | 5082.5704 | 0 | no | 0 | 0 | 0 | 5082.5704 | 0
| 16353.5555 | 0 | yes | Deficit |  |  | 0 | 0 | 0 | 0 | 0 |  | 0 | 0 | 0 | 0 | 4860 | no |  | 0 | 24300 | no | 16353.5555 | 0 | no | no | 0 | 0 | 0 | 0 | 0 |  | 0 | 0 | 0 | 0 | 0 | 16353.5555 | 17244.2106 | 13252.4761 | 0 | yes | Deficit |  |  | 0 | 0 | 0 | 0 | 0 |  | 0 | 0 | 0 | 0 | 6092.3602 | yes |  | 0 | 0 | 0 | 6092.3602 | 0 | no | 0 | 0 | 0 | 6092.3602 | 0
| 17289.6314 | 0 | yes | Deficit |  |  | 0 | 0 | 0 | 0 | 0 |  | 0 | 0 | 0 | 0 | 4860 | no |  | 0 | 24300 | no | 17289.6314 | 0 | no | no | 0 | 0 | 0 | 0 | 0 |  | 0 | 0 | 0 | 0 | 0 | 17289.6314 | 16921.2868 | 14011.0465 | 0 | yes | Deficit |  |  | 0 | 0 | 0 | 0 | 0 |  | 0 | 0 | 0 | 0 | 3668.8107 | yes |  | 0 | 0 | 0 | 3668.8107 | 0 | no | 0 | 0 | 0 | 3668.8107 | 0
| 16824.0738 | 0 | no | Surplus | yes |  | 0 | 0 | 0 | 465.5576 | 0 | no | 0 | 0 | 0 | 465.5576 | 4860 | no | 16824.0738 | 0 | 24300 |  |  | 0 |  |  | 0 | 0 | 0 | 0 | 0 |  | 0 | 0 | 0 | 0 | 0 | 16824.0738 | 17907.5716 | 13633.7713 | 0 | yes | Deficit |  |  | 0 | 0 | 0 | 0 | 0 |  | 0 | 0 | 0 | 0 | 3896.5251 | yes |  | 0 | 0 | 0 | 3896.5251 | 0 | no | 0 | 0 | 0 | 3896.5251 | 0
| 18270.0938 | 0 | yes | Deficit |  |  | 0 | 0 | 0 | 0 | 0 |  | 0 | 0 | 0 | 0 | 4860 | no |  | 0 | 24300 | no | 18270.0938 | 0 | no | no | 0 | 0 | 0 | 0 | 0 |  | 0 | 0 | 0 | 0 | 0 | 18270.0938 | 17314.4353 | 14805.5865 | 0 | yes | Deficit |  |  | 0 | 0 | 0 | 0 | 0 |  | 0 | 0 | 0 | 0 | 3680.664 | yes |  | 0 | 0 | 0 | 3680.664 | 0 | no | 0 | 0 | 0 | 3680.664 | 0
| 19559.1061 | 0 | yes | Deficit |  |  | 0 | 0 | 0 | 0 | 0 |  | 0 | 0 | 0 | 0 | 4860 | no |  | 0 | 24300 | no | 19559.1061 | 0 | no | no | 0 | 0 | 0 | 0 | 0 |  | 0 | 0 | 0 | 0 | 0 | 19559.1061 | 17582.9378 | 15850.167 | 0 | yes | Deficit |  |  | 0 | 0 | 0 | 0 | 0 |  | 0 | 0 | 0 | 0 | 2777.3513 | yes |  | 0 | 0 | 0 | 2777.3513 | 0 | no | 0 | 0 | 0 | 2777.3513 | 0
| 18456.2536 | 0 | no | Surplus | yes |  | 0 | 0 | 0 | 1102.8525 | 0 | no | 0 | 0 | 0 | 1102.8525 | 4860 | no | 18456.2536 | 0 | 24300 |  |  | 0 |  |  | 0 | 0 | 0 | 0 | 0 |  | 0 | 0 | 0 | 0 | 0 | 18456.2536 | 17719.4866 | 14956.4454 | 0 | yes | Deficit |  |  | 0 | 0 | 0 | 0 | 0 |  | 0 | 0 | 0 | 0 | 1869.3195 | yes |  | 0 | 0 | 0 | 1869.3195 | 0 | no | 0 | 0 | 0 | 1869.3195 | 0
| 17976.8593 | 0 | no | Surplus | yes |  | 0 | 0 | 0 | 479.3943 | 0 | no | 0 | 0 | 0 | 479.3943 | 4860 | no | 17976.8593 | 0 | 24300 |  |  | 0 |  |  | 0 | 0 | 0 | 0 | 0 |  | 0 | 0 | 0 | 0 | 0 | 17976.8593 | 17716.0817 | 14567.9573 | 0 | yes | Deficit |  |  | 0 | 0 | 0 | 0 | 0 |  | 0 | 0 | 0 | 0 | 2759.6363 | yes |  | 0 | 0 | 0 | 2759.6363 | 0 | no | 0 | 0 | 0 | 2759.6363 | 0
| 16761.006 | 0 | no | Surplus | yes |  | 0 | 0 | 0 | 1215.8533 | 0 | no | 0 | 0 | 0 | 1215.8533 | 4860 | no | 16761.006 | 0 | 24300 |  |  | 0 |  |  | 0 | 0 | 0 | 0 | 0 |  | 0 | 0 | 0 | 0 | 0 | 16761.006 | 17766.5822 | 13582.6629 | 0 | yes | Deficit |  |  | 0 | 0 | 0 | 0 | 0 |  | 0 | 0 | 0 | 0 | 3198.6249 | yes |  | 0 | 0 | 0 | 3198.6249 | 0 | no | 0 | 0 | 0 | 3198.6249 | 0
| 17985.3727 | 0 | yes | Deficit |  |  | 0 | 0 | 0 | 0 | 0 |  | 0 | 0 | 0 | 0 | 4860 | no |  | 0 | 24300 | no | 17985.3727 | 0 | no | no | 0 | 0 | 0 | 0 | 0 |  | 0 | 0 | 0 | 0 | 0 | 17985.3727 | 15462.6087 | 14574.8563 | 0 | yes | Deficit |  |  | 0 | 0 | 0 | 0 | 0 |  | 0 | 0 | 0 | 0 | 1879.9458 | yes |  | 0 | 0 | 0 | 1879.9458 | 0 | no | 0 | 0 | 0 | 1879.9458 | 0
| 16522.3289 | 0 | no | Surplus | yes |  | 0 | 0 | 0 | 1463.0438 | 0 | no | 0 | 0 | 0 | 1463.0438 | 4860 | no | 16522.3289 | 0 | 24300 |  |  | 0 |  |  | 0 | 0 | 0 | 0 | 0 |  | 0 | 0 | 0 | 0 | 0 | 16522.3289 | 16499.1098 | 13389.2454 | 0 | yes | Deficit |  |  | 0 | 0 | 0 | 0 | 0 |  | 0 | 0 | 0 | 0 | 1924.2534 | yes |  | 0 | 0 | 0 | 1924.2534 | 0 | no | 0 | 0 | 0 | 1924.2534 | 0
| 16160.1764 | 0 | no | Surplus | yes |  | 0 | 0 | 0 | 362.1524 | 0 | no | 0 | 0 | 0 | 362.1524 | 4860 | no | 16160.1764 | 0 | 24300 |  |  | 0 |  |  | 0 | 0 | 0 | 0 | 0 |  | 0 | 0 | 0 | 0 | 0 | 16160.1764 | 17571.6543 | 13095.767 | 0 | yes | Deficit |  |  | 0 | 0 | 0 | 0 | 0 |  | 0 | 0 | 0 | 0 | 4182.4088 | yes |  | 0 | 0 | 0 | 4182.4088 | 0 | no | 0 | 0 | 0 | 4182.4088 | 0
| 17554.7419 | 0 | yes | Deficit |  |  | 0 | 0 | 0 | 0 | 0 |  | 0 | 0 | 0 | 0 | 4860 | no |  | 0 | 24300 | no | 17554.7419 | 0 | no | no | 0 | 0 | 0 | 0 | 0 |  | 0 | 0 | 0 | 0 | 0 | 17554.7419 | 16902.2964 | 14225.8849 | 0 | yes | Deficit |  |  | 0 | 0 | 0 | 0 | 0 |  | 0 | 0 | 0 | 0 | 3806.5294 | yes |  | 0 | 0 | 0 | 3806.5294 | 0 | no | 0 | 0 | 0 | 3806.5294 | 0
| 18441.9385 | 0 | yes | Deficit |  |  | 0 | 0 | 0 | 0 | 0 |  | 0 | 0 | 0 | 0 | 4860 | no |  | 0 | 24300 | no | 18441.9385 | 0 | no | no | 0 | 0 | 0 | 0 | 0 |  | 0 | 0 | 0 | 0 | 0 | 18441.9385 | 16725.898 | 14944.8448 | 0 | yes | Deficit |  |  | 0 | 0 | 0 | 0 | 0 |  | 0 | 0 | 0 | 0 | 2500.0132 | yes |  | 0 | 0 | 0 | 2500.0132 | 0 | no | 0 | 0 | 0 | 2500.0132 | 0
| 19838.306 | 0 | yes | Deficit |  |  | 0 | 0 | 0 | 0 | 0 |  | 0 | 0 | 0 | 0 | 4860 | no |  | 0 | 24300 | no | 19838.306 | 0 | no | no | 0 | 0 | 0 | 0 | 0 |  | 0 | 0 | 0 | 0 | 0 | 19838.306 | 15393.1329 | 16076.423 | 0 | yes | Deficit |  |  | 0 | 0 | 0 | 0 | 0 |  | 0 | 0 | 0 | 0 | 448.2881 | yes |  | 0 | 0 | 0 | 448.2881 | 0 | no | 0 | 0 | 0 | 448.2881 | 0
| 20325.0446 | 0 | yes | Deficit |  |  | 0 | 0 | 0 | 0 | 0 |  | 0 | 0 | 0 | 0 | 4860 | no |  | 0 | 24300 | no | 20325.0446 | 0 | no | no | 0 | 0 | 0 | 0 | 0 |  | 0 | 0 | 0 | 0 | 0 | 20325.0446 | 15301.0576 | 16470.8627 | 0 | no | Surplus | yes |  | 0 | 0 | 0 | 775.3654 | 0 | no | 0 | 0 | 0 | 775.3654 | 0 |  |  | 0 | 0 | 0 | 0 | 0 |  | 0 | 0 | 0 | 0 | 0
| 20819.1602 | 0 | yes | Deficit |  |  | 0 | 0 | 0 | 0 | 0 |  | 0 | 0 | 0 | 0 | 4860 | no |  | 0 | 24300 | no | 20819.1602 | 0 | no | no | 0 | 0 | 0 | 0 | 0 |  | 0 | 0 | 0 | 0 | 0 | 20819.1602 | 16089.9153 | 16871.2806 | 0 | no | Surplus | yes |  | 0 | 0 | 0 | 380.9474 | 0 | no | 0 | 0 | 0 | 380.9474 | 0 |  |  | 0 | 0 | 0 | 0 | 0 |  | 0 | 0 | 0 | 0 | 0
| 18474.5174 | 0 | no | Surplus | yes |  | 0 | 0 | 0 | 2344.6428 | 0 | no | 0 | 0 | 0 | 2344.6428 | 4860 | no | 18474.5174 | 0 | 24300 |  |  | 0 |  |  | 0 | 0 | 0 | 0 | 0 |  | 0 | 0 | 0 | 0 | 0 | 18474.5174 | 16661.2338 | 14971.2459 | 0 | no | Surplus | yes |  | 0 | 0 | 0 | 210.0467 | 0 | no | 0 | 0 | 0 | 210.0467 | 0 |  |  | 0 | 0 | 0 | 0 | 0 |  | 0 | 0 | 0 | 0 | 0
| 18897.6663 | 0 | yes | Deficit |  |  | 0 | 0 | 0 | 0 | 0 |  | 0 | 0 | 0 | 0 | 4860 | no |  | 0 | 24300 | no | 18897.6663 | 0 | no | no | 0 | 0 | 0 | 0 | 0 |  | 0 | 0 | 0 | 0 | 0 | 18897.6663 | 16870.9384 | 15314.1542 | 0 | yes | Deficit |  |  | 0 | 0 | 0 | 0 | 0 |  | 0 | 0 | 0 | 0 | 1899.6925 | yes |  | 0 | 0 | 0 | 1899.6925 | 0 | no | 0 | 0 | 0 | 1899.6925 | 0
| 17887.3705 | 0 | no | Surplus | yes |  | 0 | 0 | 0 | 1010.2959 | 0 | no | 0 | 0 | 0 | 1010.2959 | 4860 | no | 17887.3705 | 0 | 24300 |  |  | 0 |  |  | 0 | 0 | 0 | 0 | 0 |  | 0 | 0 | 0 | 0 | 0 | 17887.3705 | 16615.7359 | 14495.438 | 0 | yes | Deficit |  |  | 0 | 0 | 0 | 0 | 0 |  | 0 | 0 | 0 | 0 | 1301.5817 | yes |  | 0 | 0 | 0 | 1301.5817 | 0 | no | 0 | 0 | 0 | 1301.5817 | 0
| 18118.1667 | 0 | yes | Deficit |  |  | 0 | 0 | 0 | 0 | 0 |  | 0 | 0 | 0 | 0 | 4860 | no |  | 0 | 24300 | no | 18118.1667 | 0 | no | no | 0 | 0 | 0 | 0 | 0 |  | 0 | 0 | 0 | 0 | 0 | 18118.1667 | 16609.995 | 14682.469 | 0 | yes | Deficit |  |  | 0 | 0 | 0 | 0 | 0 |  | 0 | 0 | 0 | 0 | 2114.557 | yes |  | 0 | 0 | 0 | 2114.557 | 0 | no | 0 | 0 | 0 | 2114.557 | 0
| 18686.4542 | 0 | yes | Deficit |  |  | 0 | 0 | 0 | 0 | 0 |  | 0 | 0 | 0 | 0 | 4860 | no |  | 0 | 24300 | no | 18686.4542 | 0 | no | no | 0 | 0 | 0 | 0 | 0 |  | 0 | 0 | 0 | 0 | 0 | 18686.4542 | 16961.4714 | 15142.9937 | 0 | yes | Deficit |  |  | 0 | 0 | 0 | 0 | 0 |  | 0 | 0 | 0 | 0 | 2279.0024 | yes |  | 0 | 0 | 0 | 2279.0024 | 0 | no | 0 | 0 | 0 | 2279.0024 | 0
| 21619.1541 | 0 | yes | Deficit |  |  | 0 | 0 | 0 | 0 | 0 |  | 0 | 0 | 0 | 0 | 4860 | no |  | 0 | 24300 | no | 21619.1541 | 0 | no | no | 0 | 0 | 0 | 0 | 0 |  | 0 | 0 | 0 | 0 | 0 | 21619.1541 | 16669.5533 | 17519.5739 | 0 | yes | Deficit |  |  | 0 | 0 | 0 | 0 | 0 |  | 0 | 0 | 0 | 0 | 1526.5596 | yes |  | 0 | 0 | 0 | 1526.5596 | 0 | no | 0 | 0 | 0 | 1526.5596 | 0
| 16860.0649 | 0 | no | Surplus | yes |  | 0 | 0 | 0 | 4759.0893 | 0 | no | 0 | 0 | 0 | 4759.0893 | 4860 | no | 16860.0649 | 0 | 24300 |  |  | 0 |  |  | 0 | 0 | 0 | 0 | 0 |  | 0 | 0 | 0 | 0 | 0 | 16860.0649 | 16944.5791 | 13662.9375 | 0 | no | Surplus | yes |  | 0 | 0 | 0 | 574.9948 | 0 | no | 0 | 0 | 0 | 574.9948 | 0 |  |  | 0 | 0 | 0 | 0 | 0 |  | 0 | 0 | 0 | 0 | 0
| 17759.224 | 0 | yes | Deficit |  |  | 0 | 0 | 0 | 0 | 0 |  | 0 | 0 | 0 | 0 | 4860 | no |  | 0 | 24300 | no | 17759.224 | 0 | no | no | 0 | 0 | 0 | 0 | 0 |  | 0 | 0 | 0 | 0 | 0 | 17759.224 | 17544.8448 | 14391.5916 | 0 | yes | Deficit |  |  | 0 | 0 | 0 | 0 | 0 |  | 0 | 0 | 0 | 0 | 3881.9073 | yes |  | 0 | 0 | 0 | 3881.9073 | 0 | no | 0 | 0 | 0 | 3881.9073 | 0
| 18810.3469 | 0 | yes | Deficit |  |  | 0 | 0 | 0 | 0 | 0 |  | 0 | 0 | 0 | 0 | 4860 | no |  | 0 | 24300 | no | 18810.3469 | 0 | no | no | 0 | 0 | 0 | 0 | 0 |  | 0 | 0 | 0 | 0 | 0 | 18810.3469 | 17870.0185 | 15243.393 | 0 | yes | Deficit |  |  | 0 | 0 | 0 | 0 | 0 |  | 0 | 0 | 0 | 0 | 3478.427 | yes |  | 0 | 0 | 0 | 3478.427 | 0 | no | 0 | 0 | 0 | 3478.427 | 0
| 18827.31 | 0 | yes | Deficit |  |  | 0 | 0 | 0 | 0 | 0 |  | 0 | 0 | 0 | 0 | 4860 | no |  | 0 | 24300 | no | 18827.31 | 0 | no | no | 0 | 0 | 0 | 0 | 0 |  | 0 | 0 | 0 | 0 | 0 | 18827.31 | 17727.2109 | 15257.1394 | 0 | yes | Deficit |  |  | 0 | 0 | 0 | 0 | 0 |  | 0 | 0 | 0 | 0 | 2483.818 | yes |  | 0 | 0 | 0 | 2483.818 | 0 | no | 0 | 0 | 0 | 2483.818 | 0
| 19154.2482 | 0 | yes | Deficit |  |  | 0 | 0 | 0 | 0 | 0 |  | 0 | 0 | 0 | 0 | 4860 | no |  | 0 | 24300 | no | 19154.2482 | 0 | no | no | 0 | 0 | 0 | 0 | 0 |  | 0 | 0 | 0 | 0 | 0 | 19154.2482 | 17277.4772 | 15522.0812 | 0 | yes | Deficit |  |  | 0 | 0 | 0 | 0 | 0 |  | 0 | 0 | 0 | 0 | 2020.3379 | yes |  | 0 | 0 | 0 | 2020.3379 | 0 | no | 0 | 0 | 0 | 2020.3379 | 0
| 21322.4443 | 0 | yes | Deficit |  |  | 0 | 0 | 0 | 0 | 0 |  | 0 | 0 | 0 | 0 | 4860 | no |  | 0 | 24300 | no | 21322.4443 | 0 | no | no | 0 | 0 | 0 | 0 | 0 |  | 0 | 0 | 0 | 0 | 0 | 21322.4443 | 16184.3933 | 17279.1283 | 0 | yes | Deficit |  |  | 0 | 0 | 0 | 0 | 0 |  | 0 | 0 | 0 | 0 | 662.312 | yes |  | 0 | 0 | 0 | 662.312 | 0 | no | 0 | 0 | 0 | 662.312 | 0
| 17436.0628 | 0 | no | Surplus | yes |  | 0 | 0 | 0 | 3886.3815 | 0 | no | 0 | 0 | 0 | 3886.3815 | 4860 | no | 17436.0628 | 0 | 24300 |  |  | 0 |  |  | 0 | 0 | 0 | 0 | 0 |  | 0 | 0 | 0 | 0 | 0 | 17436.0628 | 16847.527 | 14129.7105 | 0 | no | Surplus | yes |  | 0 | 0 | 0 | 431.6013 | 0 | no | 0 | 0 | 0 | 431.6013 | 0 |  |  | 0 | 0 | 0 | 0 | 0 |  | 0 | 0 | 0 | 0 | 0
| 15292.4133 | 0 | no | Surplus | yes |  | 0 | 0 | 0 | 2143.6495 | 0 | no | 0 | 0 | 0 | 2143.6495 | 4860 | no | 15292.4133 | 0 | 24300 |  |  | 0 |  |  | 0 | 0 | 0 | 0 | 0 |  | 0 | 0 | 0 | 0 | 0 | 15292.4133 | 16564.1602 | 12392.5553 | 0 | yes | Deficit |  |  | 0 | 0 | 0 | 0 | 0 |  | 0 | 0 | 0 | 0 | 2434.4497 | yes |  | 0 | 0 | 0 | 2434.4497 | 0 | no | 0 | 0 | 0 | 2434.4497 | 0
| 15096.5882 | 0 | no | Surplus | yes |  | 0 | 0 | 0 | 195.8251 | 0 | no | 0 | 0 | 0 | 195.8251 | 4860 | no | 15096.5882 | 0 | 24300 |  |  | 0 |  |  | 0 | 0 | 0 | 0 | 0 |  | 0 | 0 | 0 | 0 | 0 | 15096.5882 | 17546.0783 | 12233.864 | 0 | yes | Deficit |  |  | 0 | 0 | 0 | 0 | 0 |  | 0 | 0 | 0 | 0 | 5153.523 | yes |  | 0 | 0 | 0 | 5153.523 | 0 | no | 0 | 0 | 0 | 5153.523 | 0
| 12651.5033 | 0 | no | Surplus | yes |  | 0 | 0 | 0 | 2445.0849 | 0 | no | 0 | 0 | 0 | 2445.0849 | 4860 | no | 12651.5033 | 0 | 24300 |  |  | 0 |  |  | 0 | 0 | 0 | 0 | 0 |  | 0 | 0 | 0 | 0 | 0 | 12651.5033 | 16923.6381 | 10252.4338 | 0 | yes | Deficit |  |  | 0 | 0 | 0 | 0 | 0 |  | 0 | 0 | 0 | 0 | 4689.774 | yes |  | 0 | 0 | 0 | 4689.774 | 0 | no | 0 | 0 | 0 | 4689.774 | 0
| 14477.515 | 0 | yes | Deficit |  |  | 0 | 0 | 0 | 0 | 0 |  | 0 | 0 | 0 | 0 | 4860 | no |  | 0 | 24300 | no | 14477.515 | 0 | no | no | 0 | 0 | 0 | 0 | 0 |  | 0 | 0 | 0 | 0 | 0 | 14477.515 | 17472.3322 | 11732.184 | 0 | yes | Deficit |  |  | 0 | 0 | 0 | 0 | 0 |  | 0 | 0 | 0 | 0 | 7219.8983 | yes |  | 0 | 0 | 0 | 7219.8983 | 0 | no | 0 | 0 | 0 | 7219.8983 | 0
| 17462.7883 | 0 | yes | Deficit |  |  | 0 | 0 | 0 | 0 | 0 |  | 0 | 0 | 0 | 0 | 4860 | no |  | 0 | 24300 | no | 17462.7883 | 0 | no | no | 0 | 0 | 0 | 0 | 0 |  | 0 | 0 | 0 | 0 | 0 | 17462.7883 | 16918.9933 | 14151.3681 | 0 | yes | Deficit |  |  | 0 | 0 | 0 | 0 | 0 |  | 0 | 0 | 0 | 0 | 5186.8093 | yes |  | 0 | 0 | 0 | 5186.8093 | 0 | no | 0 | 0 | 0 | 5186.8093 | 0
| 13662.5268 | 0 | no | Surplus | yes |  | 0 | 0 | 0 | 3800.2614 | 0 | no | 0 | 0 | 0 | 3800.2614 | 4860 | no | 13662.5268 | 0 | 24300 |  |  | 0 |  |  | 0 | 0 | 0 | 0 | 0 |  | 0 | 0 | 0 | 0 | 0 | 13662.5268 | 17593.6986 | 11071.7397 | 0 | yes | Deficit |  |  | 0 | 0 | 0 | 0 | 0 |  | 0 | 0 | 0 | 0 | 3442.3305 | yes |  | 0 | 0 | 0 | 3442.3305 | 0 | no | 0 | 0 | 0 | 3442.3305 | 0
| 14715.6956 | 0 | yes | Deficit |  |  | 0 | 0 | 0 | 0 | 0 |  | 0 | 0 | 0 | 0 | 4860 | no |  | 0 | 24300 | no | 14715.6956 | 0 | no | no | 0 | 0 | 0 | 0 | 0 |  | 0 | 0 | 0 | 0 | 0 | 14715.6956 | 18007.0717 | 11925.199 | 0 | yes | Deficit |  |  | 0 | 0 | 0 | 0 | 0 |  | 0 | 0 | 0 | 0 | 6935.3319 | yes |  | 0 | 0 | 0 | 6935.3319 | 0 | no | 0 | 0 | 0 | 6935.3319 | 0
| 13175.9868 | 0 | no | Surplus | yes |  | 0 | 0 | 0 | 1539.7088 | 0 | no | 0 | 0 | 0 | 1539.7088 | 4860 | no | 13175.9868 | 0 | 24300 |  |  | 0 |  |  | 0 | 0 | 0 | 0 | 0 |  | 0 | 0 | 0 | 0 | 0 | 13175.9868 | 18148.1714 | 10677.461 | 0 | yes | Deficit |  |  | 0 | 0 | 0 | 0 | 0 |  | 0 | 0 | 0 | 0 | 6222.9724 | yes |  | 0 | 0 | 0 | 6222.9724 | 0 | no | 0 | 0 | 0 | 6222.9724 | 0
| 15563.5932 | 0 | yes | Deficit |  |  | 0 | 0 | 0 | 0 | 0 |  | 0 | 0 | 0 | 0 | 4860 | no |  | 0 | 24300 | no | 15563.5932 | 0 | no | no | 0 | 0 | 0 | 0 | 0 |  | 0 | 0 | 0 | 0 | 0 | 15563.5932 | 17250.2391 | 12612.3121 | 0 | yes | Deficit |  |  | 0 | 0 | 0 | 0 | 0 |  | 0 | 0 | 0 | 0 | 6572.7781 | yes |  | 0 | 0 | 0 | 6572.7781 | 0 | no | 0 | 0 | 0 | 6572.7781 | 0
| 17767.4129 | 0 | yes | Deficit |  |  | 0 | 0 | 0 | 0 | 0 |  | 0 | 0 | 0 | 0 | 4860 | no |  | 0 | 24300 | no | 17767.4129 | 0 | no | no | 0 | 0 | 0 | 0 | 0 |  | 0 | 0 | 0 | 0 | 0 | 17767.4129 | 17572.5706 | 14398.2276 | 0 | yes | Deficit |  |  | 0 | 0 | 0 | 0 | 0 |  | 0 | 0 | 0 | 0 | 4960.2585 | yes |  | 0 | 0 | 0 | 4960.2585 | 0 | no | 0 | 0 | 0 | 4960.2585 | 0
| 17820.4024 | 0 | yes | Deficit |  |  | 0 | 0 | 0 | 0 | 0 |  | 0 | 0 | 0 | 0 | 4860 | no |  | 0 | 24300 | no | 17820.4024 | 0 | no | no | 0 | 0 | 0 | 0 | 0 |  | 0 | 0 | 0 | 0 | 0 | 17820.4024 | 17307.183 | 14441.1689 | 0 | yes | Deficit |  |  | 0 | 0 | 0 | 0 | 0 |  | 0 | 0 | 0 | 0 | 2908.9554 | yes |  | 0 | 0 | 0 | 2908.9554 | 0 | no | 0 | 0 | 0 | 2908.9554 | 0
| 20033.555 | 0 | yes | Deficit |  |  | 0 | 0 | 0 | 0 | 0 |  | 0 | 0 | 0 | 0 | 4860 | no |  | 0 | 24300 | no | 20033.555 | 0 | no | no | 0 | 0 | 0 | 0 | 0 |  | 0 | 0 | 0 | 0 | 0 | 20033.555 | 16502.4496 | 16234.6475 | 0 | yes | Deficit |  |  | 0 | 0 | 0 | 0 | 0 |  | 0 | 0 | 0 | 0 | 2061.2807 | yes |  | 0 | 0 | 0 | 2061.2807 | 0 | no | 0 | 0 | 0 | 2061.2807 | 0
| 19294.1405 | 0 | no | Surplus | yes |  | 0 | 0 | 0 | 739.4145 | 0 | no | 0 | 0 | 0 | 739.4145 | 4860 | no | 19294.1405 | 0 | 24300 |  |  | 0 |  |  | 0 | 0 | 0 | 0 | 0 |  | 0 | 0 | 0 | 0 | 0 | 19294.1405 | 16873.3058 | 15635.4461 | 0 | yes | Deficit |  |  | 0 | 0 | 0 | 0 | 0 |  | 0 | 0 | 0 | 0 | 638.6584 | yes |  | 0 | 0 | 0 | 638.6584 | 0 | no | 0 | 0 | 0 | 638.6584 | 0
| 18933.7921 | 0 | no | Surplus | yes |  | 0 | 0 | 0 | 360.3483 | 0 | no | 0 | 0 | 0 | 360.3483 | 4860 | no | 18933.7921 | 0 | 24300 |  |  | 0 |  |  | 0 | 0 | 0 | 0 | 0 |  | 0 | 0 | 0 | 0 | 0 | 18933.7921 | 17692.805 | 15343.4296 | 0 | yes | Deficit |  |  | 0 | 0 | 0 | 0 | 0 |  | 0 | 0 | 0 | 0 | 2057.359 | yes |  | 0 | 0 | 0 | 2057.359 | 0 | no | 0 | 0 | 0 | 2057.359 | 0
| 21254.7715 | 0 | yes | Deficit |  |  | 0 | 0 | 0 | 0 | 0 |  | 0 | 0 | 0 | 0 | 4860 | no |  | 0 | 24300 | no | 21254.7715 | 0 | no | no | 0 | 0 | 0 | 0 | 0 |  | 0 | 0 | 0 | 0 | 0 | 21254.7715 | 17564.9247 | 17224.2881 | 0 | yes | Deficit |  |  | 0 | 0 | 0 | 0 | 0 |  | 0 | 0 | 0 | 0 | 2221.4951 | yes |  | 0 | 0 | 0 | 2221.4951 | 0 | no | 0 | 0 | 0 | 2221.4951 | 0
| 20809.7093 | 0 | no | Surplus | yes |  | 0 | 0 | 0 | 445.0621 | 0 | no | 0 | 0 | 0 | 445.0621 | 4860 | no | 20809.7093 | 0 | 24300 |  |  | 0 |  |  | 0 | 0 | 0 | 0 | 0 |  | 0 | 0 | 0 | 0 | 0 | 20809.7093 | 17527.3069 | 16863.6218 | 0 | yes | Deficit |  |  | 0 | 0 | 0 | 0 | 0 |  | 0 | 0 | 0 | 0 | 303.0189 | yes |  | 0 | 0 | 0 | 303.0189 | 0 | no | 0 | 0 | 0 | 303.0189 | 0
| 22784.4288 | 0 | yes | Deficit |  |  | 0 | 0 | 0 | 0 | 0 |  | 0 | 0 | 0 | 0 | 4860 | no |  | 0 | 24300 | no | 22784.4288 | 0 | no | no | 0 | 0 | 0 | 0 | 0 |  | 0 | 0 | 0 | 0 | 0 | 22784.4288 | 16674.6459 | 18463.8807 | 0 | no | Surplus | yes |  | 0 | 0 | 0 | 188.9759 | 0 | no | 0 | 0 | 0 | 188.9759 | 0 |  |  | 0 | 0 | 0 | 0 | 0 |  | 0 | 0 | 0 | 0 | 0
| 20822.062 | 0 | no | Surplus | yes |  | 0 | 0 | 0 | 1962.3669 | 0 | no | 0 | 0 | 0 | 1962.3669 | 4860 | no | 20822.062 | 0 | 24300 |  |  | 0 |  |  | 0 | 0 | 0 | 0 | 0 |  | 0 | 0 | 0 | 0 | 0 | 20822.062 | 16568.4496 | 16873.6321 | 0 | no | Surplus | yes |  | 0 | 0 | 0 | 1895.4311 | 0 | no | 0 | 0 | 0 | 1895.4311 | 0 |  |  | 0 | 0 | 0 | 0 | 0 |  | 0 | 0 | 0 | 0 | 0
| 22462.2804 | 0 | yes | Deficit |  |  | 0 | 0 | 0 | 0 | 0 |  | 0 | 0 | 0 | 0 | 4860 | no |  | 0 | 24300 | no | 22462.2804 | 0 | no | no | 0 | 0 | 0 | 0 | 0 |  | 0 | 0 | 0 | 0 | 0 | 22462.2804 | 16689.8845 | 18202.8204 | 0 | no | Surplus | yes |  | 0 | 0 | 0 | 183.7475 | 0 | no | 0 | 0 | 0 | 183.7475 | 0 |  |  | 0 | 0 | 0 | 0 | 0 |  | 0 | 0 | 0 | 0 | 0
| 22404.6056 | 0 | no | Surplus | yes |  | 0 | 0 | 0 | 57.6747 | 0 | no | 0 | 0 | 0 | 57.6747 | 4860 | no | 22404.6056 | 0 | 24300 |  |  | 0 |  |  | 0 | 0 | 0 | 0 | 0 |  | 0 | 0 | 0 | 0 | 0 | 22404.6056 | 16823.3729 | 18156.0824 | 0 | no | Surplus | yes |  | 0 | 0 | 0 | 1379.4475 | 0 | no | 0 | 0 | 0 | 1379.4475 | 0 |  |  | 0 | 0 | 0 | 0 | 0 |  | 0 | 0 | 0 | 0 | 0
| 23868.4198 | 0 | yes | Deficit |  |  | 0 | 0 | 0 | 0 | 0 |  | 0 | 0 | 0 | 0 | 4860 | no |  | 0 | 24300 | no | 23868.4198 | 0 | no | no | 0 | 0 | 0 | 0 | 0 |  | 0 | 0 | 0 | 0 | 0 | 23868.4198 | 17065.0798 | 19342.3175 | 0 | no | Surplus | yes |  | 0 | 0 | 0 | 1091.0025 | 0 | no | 0 | 0 | 0 | 1091.0025 | 0 |  |  | 0 | 0 | 0 | 0 | 0 |  | 0 | 0 | 0 | 0 | 0
| 23015.9253 | 0 | no | Surplus | yes |  | 0 | 0 | 0 | 852.4945 | 0 | no | 0 | 0 | 0 | 852.4945 | 4860 | no | 23015.9253 | 0 | 24300 |  |  | 0 |  |  | 0 | 0 | 0 | 0 | 0 |  | 0 | 0 | 0 | 0 | 0 | 23015.9253 | 16647.9324 | 18651.4792 | 0 | no | Surplus | yes |  | 0 | 0 | 0 | 2694.3851 | 0 | no | 0 | 0 | 0 | 2694.3851 | 0 |  |  | 0 | 0 | 0 | 0 | 0 |  | 0 | 0 | 0 | 0 | 0
| 20704.9634 | 0 | no | Surplus | yes |  | 0 | 0 | 0 | 2310.9619 | 0 | no | 0 | 0 | 0 | 2310.9619 | 4860 | no | 20704.9634 | 0 | 24300 |  |  | 0 |  |  | 0 | 0 | 0 | 0 | 0 |  | 0 | 0 | 0 | 0 | 0 | 20704.9634 | 15901.5258 | 16778.7386 | 0 | no | Surplus | yes |  | 0 | 0 | 0 | 2749.9534 | 0 | no | 0 | 0 | 0 | 2749.9534 | 0 |  |  | 0 | 0 | 0 | 0 | 0 |  | 0 | 0 | 0 | 0 | 0
| 20889.9234 | 0 | yes | Deficit |  |  | 0 | 0 | 0 | 0 | 0 |  | 0 | 0 | 0 | 0 | 4860 | no |  | 0 | 24300 | no | 20889.9234 | 0 | no | no | 0 | 0 | 0 | 0 | 0 |  | 0 | 0 | 0 | 0 | 0 | 20889.9234 | 15412.4651 | 16928.6251 | 0 | no | Surplus | yes |  | 0 | 0 | 0 | 1366.2735 | 0 | no | 0 | 0 | 0 | 1366.2735 | 0 |  |  | 0 | 0 | 0 | 0 | 0 |  | 0 | 0 | 0 | 0 | 0
| 17761.4209 | 0 | no | Surplus | yes |  | 0 | 0 | 0 | 3128.5025 | 0 | no | 0 | 0 | 0 | 3128.5025 | 4860 | no | 17761.4209 | 0 | 24300 |  |  | 0 |  |  | 0 | 0 | 0 | 0 | 0 |  | 0 | 0 | 0 | 0 | 0 | 17761.4209 | 14919.1889 | 14393.3719 | 0 | no | Surplus | yes |  | 0 | 0 | 0 | 2009.4362 | 0 | no | 0 | 0 | 0 | 2009.4362 | 0 |  |  | 0 | 0 | 0 | 0 | 0 |  | 0 | 0 | 0 | 0 | 0
| 18941.3533 | 0 | yes | Deficit |  |  | 0 | 0 | 0 | 0 | 0 |  | 0 | 0 | 0 | 0 | 4860 | no |  | 0 | 24300 | no | 18941.3533 | 0 | no | no | 0 | 0 | 0 | 0 | 0 |  | 0 | 0 | 0 | 0 | 0 | 18941.3533 | 13710.4608 | 15349.557 | 0 | no | Surplus | yes |  | 0 | 0 | 0 | 682.9111 | 0 | no | 0 | 0 | 0 | 682.9111 | 0 |  |  | 0 | 0 | 0 | 0 | 0 |  | 0 | 0 | 0 | 0 | 0
| 19119.2572 | 0 | yes | Deficit |  |  | 0 | 0 | 0 | 0 | 0 |  | 0 | 0 | 0 | 0 | 4860 | no |  | 0 | 24300 | no | 19119.2572 | 0 | no | no | 0 | 0 | 0 | 0 | 0 |  | 0 | 0 | 0 | 0 | 0 | 19119.2572 | 14571.0626 | 15493.7254 | 0 | no | Surplus | yes |  | 0 | 0 | 0 | 778.4943 | 0 | no | 0 | 0 | 0 | 778.4943 | 0 |  |  | 0 | 0 | 0 | 0 | 0 |  | 0 | 0 | 0 | 0 | 0
| 23984.3277 | 0 | yes | Deficit |  |  | 0 | 0 | 0 | 0 | 0 |  | 0 | 0 | 0 | 0 | 4860 | no |  | 0 | 24300 | no | 23984.3277 | 0 | no | no | 0 | 0 | 0 | 0 | 0 |  | 0 | 0 | 0 | 0 | 0 | 23984.3277 | 14495.2282 | 19436.2461 | 0 | no | Surplus | yes |  | 0 | 0 | 0 | 998.4973 | 0 | no | 0 | 0 | 0 | 998.4973 | 0 |  |  | 0 | 0 | 0 | 0 | 0 |  | 0 | 0 | 0 | 0 | 0
| 22461.3012 | 0 | no | Surplus | yes |  | 0 | 0 | 0 | 1523.0266 | 0 | no | 0 | 0 | 0 | 1523.0266 | 4860 | no | 22461.3012 | 0 | 24300 |  |  | 0 |  |  | 0 | 0 | 0 | 0 | 0 |  | 0 | 0 | 0 | 0 | 0 | 22461.3012 | 14827.5102 | 18202.0269 | 0 | no | Surplus | yes |  | 0 | 0 | 0 | 4608.736 | 0 | no | 0 | 0 | 0 | 4608.736 | 0 |  |  | 0 | 0 | 0 | 0 | 0 |  | 0 | 0 | 0 | 0 | 0
| 21993.9286 | 0 | no | Surplus | yes |  | 0 | 0 | 0 | 467.3726 | 0 | no | 0 | 0 | 0 | 467.3726 | 4860 | no | 21993.9286 | 0 | 24300 |  |  | 0 |  |  | 0 | 0 | 0 | 0 | 0 |  | 0 | 0 | 0 | 0 | 0 | 21993.9286 | 14801.2823 | 17823.2809 | 0 | no | Surplus | yes |  | 0 | 0 | 0 | 3400.7446 | 0 | no | 0 | 0 | 0 | 3400.7446 | 0 |  |  | 0 | 0 | 0 | 0 | 0 |  | 0 | 0 | 0 | 0 | 0
| 24703.6812 | 0 | yes | Deficit |  |  | 0 | 0 | 0 | 0 | 0 |  | 0 | 0 | 0 | 0 | 4860 | no |  | 0 | 24300 | yes | 24300 | 403.6812 | yes |  | 0 | 0 | 0 | 403.6812 | 0 | no | 0 | 0 | 0 | 403.6812 | 0 | 24300 | 14257.6908 | 19692.0583 | 0 | no | Surplus | yes |  | 0 | 0 | 0 | 3565.59 | 0 | no | 0 | 0 | 0 | 3565.59 | 0 |  |  | 0 | 0 | 0 | 0 | 0 |  | 0 | 0 | 0 | 0 | 0
| 23401.4114 | 0 | no | Surplus | yes |  | 0 | 0 | 0 | 898.5886 | 0 | no | 0 | 0 | 0 | 898.5886 | 4860 | no | 23401.4114 | 0 | 24300 |  |  | 0 |  |  | 0 | 0 | 0 | 0 | 0 |  | 0 | 0 | 0 | 0 | 0 | 23401.4114 | 14876.1521 | 18963.8666 | 0 | no | Surplus | yes |  | 0 | 0 | 0 | 4815.9062 | 0 | no | 0 | 0 | 0 | 4815.9062 | 0 |  |  | 0 | 0 | 0 | 0 | 0 |  | 0 | 0 | 0 | 0 | 0
| 23597.8714 | 0 | yes | Deficit |  |  | 0 | 0 | 0 | 0 | 0 |  | 0 | 0 | 0 | 0 | 4860 | no |  | 0 | 24300 | no | 23597.8714 | 0 | no | no | 0 | 0 | 0 | 0 | 0 |  | 0 | 0 | 0 | 0 | 0 | 23597.8714 | 13965.1083 | 19123.0724 | 0 | no | Surplus | yes |  | 0 | 0 | 0 | 4998.7584 | 0 | no | 0 | 0 | 0 | 4998.7584 | 0 |  |  | 0 | 0 | 0 | 0 | 0 |  | 0 | 0 | 0 | 0 | 0
| 21772.3011 | 0 | no | Surplus | yes |  | 0 | 0 | 0 | 1825.5702 | 0 | no | 0 | 0 | 0 | 1825.5702 | 4860 | no | 21772.3011 | 0 | 24300 |  |  | 0 |  |  | 0 | 0 | 0 | 0 | 0 |  | 0 | 0 | 0 | 0 | 0 | 21772.3011 | 15364.9118 | 17643.68 | 0 | no | Surplus | yes |  | 0 | 0 | 0 | 3758.1606 | 0 | no | 0 | 0 | 0 | 3758.1606 | 0 |  |  | 0 | 0 | 0 | 0 | 0 |  | 0 | 0 | 0 | 0 | 0
| 21300.1907 | 0 | no | Surplus | yes |  | 0 | 0 | 0 | 472.1105 | 0 | no | 0 | 0 | 0 | 472.1105 | 4860 | no | 21300.1907 | 0 | 24300 |  |  | 0 |  |  | 0 | 0 | 0 | 0 | 0 |  | 0 | 0 | 0 | 0 | 0 | 21300.1907 | 15640.0263 | 17261.0946 | 0 | no | Surplus | yes |  | 0 | 0 | 0 | 2003.6537 | 0 | no | 0 | 0 | 0 | 2003.6537 | 0 |  |  | 0 | 0 | 0 | 0 | 0 |  | 0 | 0 | 0 | 0 | 0
| 21271.0029 | 0 | no | Surplus | yes |  | 0 | 0 | 0 | 29.1878 | 0 | no | 0 | 0 | 0 | 29.1878 | 4860 | no | 21271.0029 | 0 | 24300 |  |  | 0 |  |  | 0 | 0 | 0 | 0 | 0 |  | 0 | 0 | 0 | 0 | 0 | 21271.0029 | 13886.8192 | 17237.4416 | 0 | no | Surplus | yes |  | 0 | 0 | 0 | 3374.2754 | 0 | no | 0 | 0 | 0 | 3374.2754 | 0 |  |  | 0 | 0 | 0 | 0 | 0 |  | 0 | 0 | 0 | 0 | 0
| 20201.5007 | 0 | no | Surplus | yes |  | 0 | 0 | 0 | 1069.5022 | 0 | no | 0 | 0 | 0 | 1069.5022 | 4860 | no | 20201.5007 | 0 | 24300 |  |  | 0 |  |  | 0 | 0 | 0 | 0 | 0 |  | 0 | 0 | 0 | 0 | 0 | 20201.5007 | 13732.8494 | 16370.7461 | 0 | no | Surplus | yes |  | 0 | 0 | 0 | 3504.5922 | 0 | no | 0 | 0 | 0 | 3504.5922 | 0 |  |  | 0 | 0 | 0 | 0 | 0 |  | 0 | 0 | 0 | 0 | 0
| 21205.2504 | 0 | yes | Deficit |  |  | 0 | 0 | 0 | 0 | 0 |  | 0 | 0 | 0 | 0 | 4860 | no |  | 0 | 24300 | no | 21205.2504 | 0 | no | no | 0 | 0 | 0 | 0 | 0 |  | 0 | 0 | 0 | 0 | 0 | 21205.2504 | 14212.2403 | 17184.1575 | 0 | no | Surplus | yes |  | 0 | 0 | 0 | 2158.5058 | 0 | no | 0 | 0 | 0 | 2158.5058 | 0 |  |  | 0 | 0 | 0 | 0 | 0 |  | 0 | 0 | 0 | 0 | 0
| 20734.8497 | 0 | no | Surplus | yes |  | 0 | 0 | 0 | 470.4006 | 0 | no | 0 | 0 | 0 | 470.4006 | 4860 | no | 20734.8497 | 0 | 24300 |  |  | 0 |  |  | 0 | 0 | 0 | 0 | 0 |  | 0 | 0 | 0 | 0 | 0 | 20734.8497 | 13848.1305 | 16802.9577 | 0 | no | Surplus | yes |  | 0 | 0 | 0 | 3336.027 | 0 | no | 0 | 0 | 0 | 3336.027 | 0 |  |  | 0 | 0 | 0 | 0 | 0 |  | 0 | 0 | 0 | 0 | 0
| 18717.2726 | 0 | no | Surplus | yes |  | 0 | 0 | 0 | 2017.5771 | 0 | no | 0 | 0 | 0 | 2017.5771 | 4860 | no | 18717.2726 | 0 | 24300 |  |  | 0 |  |  | 0 | 0 | 0 | 0 | 0 |  | 0 | 0 | 0 | 0 | 0 | 18717.2726 | 13498.0801 | 15167.9681 | 0 | no | Surplus | yes |  | 0 | 0 | 0 | 3304.8776 | 0 | no | 0 | 0 | 0 | 3304.8776 | 0 |  |  | 0 | 0 | 0 | 0 | 0 |  | 0 | 0 | 0 | 0 | 0
| 18344.2708 | 0 | no | Surplus | yes |  | 0 | 0 | 0 | 373.0018 | 0 | no | 0 | 0 | 0 | 373.0018 | 4860 | no | 18344.2708 | 0 | 24300 |  |  | 0 |  |  | 0 | 0 | 0 | 0 | 0 |  | 0 | 0 | 0 | 0 | 0 | 18344.2708 | 13237.8848 | 14865.6976 | 0 | no | Surplus | yes |  | 0 | 0 | 0 | 1930.0833 | 0 | no | 0 | 0 | 0 | 1930.0833 | 0 |  |  | 0 | 0 | 0 | 0 | 0 |  | 0 | 0 | 0 | 0 | 0
| 17007.9783 | 0 | no | Surplus | yes |  | 0 | 0 | 0 | 1336.2925 | 0 | no | 0 | 0 | 0 | 1336.2925 | 4860 | no | 17007.9783 | 0 | 24300 |  |  | 0 |  |  | 0 | 0 | 0 | 0 | 0 |  | 0 | 0 | 0 | 0 | 0 | 17007.9783 | 14038.594 | 13782.8025 | 0 | no | Surplus | yes |  | 0 | 0 | 0 | 827.1036 | 0 | no | 0 | 0 | 0 | 827.1036 | 0 |  |  | 0 | 0 | 0 | 0 | 0 |  | 0 | 0 | 0 | 0 | 0
| 18262.4671 | 0 | yes | Deficit |  |  | 0 | 0 | 0 | 0 | 0 |  | 0 | 0 | 0 | 0 | 4860 | no |  | 0 | 24300 | no | 18262.4671 | 0 | no | no | 0 | 0 | 0 | 0 | 0 |  | 0 | 0 | 0 | 0 | 0 | 18262.4671 | 14064.8483 | 14799.4061 | 0 | yes | Deficit |  |  | 0 | 0 | 0 | 0 | 0 |  | 0 | 0 | 0 | 0 | 282.0458 | yes |  | 0 | 0 | 0 | 282.0458 | 0 | no | 0 | 0 | 0 | 282.0458 | 0
| 19645.9268 | 0 | yes | Deficit |  |  | 0 | 0 | 0 | 0 | 0 |  | 0 | 0 | 0 | 0 | 4860 | no |  | 0 | 24300 | no | 19645.9268 | 0 | no | no | 0 | 0 | 0 | 0 | 0 |  | 0 | 0 | 0 | 0 | 0 | 19645.9268 | 13669.8271 | 15920.5242 | 0 | no | Surplus | yes |  | 0 | 0 | 0 | 1129.579 | 0 | no | 0 | 0 | 0 | 1129.579 | 0 |  |  | 0 | 0 | 0 | 0 | 0 |  | 0 | 0 | 0 | 0 | 0
| 17428.9703 | 0 | no | Surplus | yes |  | 0 | 0 | 0 | 2216.9565 | 0 | no | 0 | 0 | 0 | 2216.9565 | 4860 | no | 17428.9703 | 0 | 24300 |  |  | 0 |  |  | 0 | 0 | 0 | 0 | 0 |  | 0 | 0 | 0 | 0 | 0 | 17428.9703 | 12180.3258 | 14123.963 | 0 | no | Surplus | yes |  | 0 | 0 | 0 | 3740.1983 | 0 | no | 0 | 0 | 0 | 3740.1983 | 0 |  |  | 0 | 0 | 0 | 0 | 0 |  | 0 | 0 | 0 | 0 | 0
| 20078.4206 | 0 | yes | Deficit |  |  | 0 | 0 | 0 | 0 | 0 |  | 0 | 0 | 0 | 0 | 4860 | no |  | 0 | 24300 | no | 20078.4206 | 0 | no | no | 0 | 0 | 0 | 0 | 0 |  | 0 | 0 | 0 | 0 | 0 | 20078.4206 | 13991.2815 | 16271.0053 | 0 | no | Surplus | yes |  | 0 | 0 | 0 | 132.6815 | 0 | no | 0 | 0 | 0 | 132.6815 | 0 |  |  | 0 | 0 | 0 | 0 | 0 |  | 0 | 0 | 0 | 0 | 0
| 20955.902 | 0 | yes | Deficit |  |  | 0 | 0 | 0 | 0 | 0 |  | 0 | 0 | 0 | 0 | 4860 | no |  | 0 | 24300 | no | 20955.902 | 0 | no | no | 0 | 0 | 0 | 0 | 0 |  | 0 | 0 | 0 | 0 | 0 | 20955.902 | 12833.9427 | 16982.0924 | 0 | no | Surplus | yes |  | 0 | 0 | 0 | 3437.0626 | 0 | no | 0 | 0 | 0 | 3437.0626 | 0 |  |  | 0 | 0 | 0 | 0 | 0 |  | 0 | 0 | 0 | 0 | 0
| 20434.3544 | 0 | no | Surplus | yes |  | 0 | 0 | 0 | 521.5476 | 0 | no | 0 | 0 | 0 | 521.5476 | 4860 | no | 20434.3544 | 0 | 24300 |  |  | 0 |  |  | 0 | 0 | 0 | 0 | 0 |  | 0 | 0 | 0 | 0 | 0 | 20434.3544 | 12664.058 | 16559.4444 | 0 | no | Surplus | yes |  | 0 | 0 | 0 | 4318.0344 | 0 | no | 0 | 0 | 0 | 4318.0344 | 0 |  |  | 0 | 0 | 0 | 0 | 0 |  | 0 | 0 | 0 | 0 | 0
| 20585.6741 | 0 | yes | Deficit |  |  | 0 | 0 | 0 | 0 | 0 |  | 0 | 0 | 0 | 0 | 4860 | no |  | 0 | 24300 | no | 20585.6741 | 0 | no | no | 0 | 0 | 0 | 0 | 0 |  | 0 | 0 | 0 | 0 | 0 | 20585.6741 | 13270.7895 | 16682.0698 | 0 | no | Surplus | yes |  | 0 | 0 | 0 | 3288.6549 | 0 | no | 0 | 0 | 0 | 3288.6549 | 0 |  |  | 0 | 0 | 0 | 0 | 0 |  | 0 | 0 | 0 | 0 | 0
| 21924.8527 | 0 | yes | Deficit |  |  | 0 | 0 | 0 | 0 | 0 |  | 0 | 0 | 0 | 0 | 4860 | no |  | 0 | 24300 | no | 21924.8527 | 0 | no | no | 0 | 0 | 0 | 0 | 0 |  | 0 | 0 | 0 | 0 | 0 | 21924.8527 | 12431.9979 | 17767.3036 | 0 | no | Surplus | yes |  | 0 | 0 | 0 | 4250.0718 | 0 | no | 0 | 0 | 0 | 4250.0718 | 0 |  |  | 0 | 0 | 0 | 0 | 0 |  | 0 | 0 | 0 | 0 | 0
| 20293.5398 | 0 | no | Surplus | yes |  | 0 | 0 | 0 | 1631.3129 | 0 | no | 0 | 0 | 0 | 1631.3129 | 4860 | no | 20293.5398 | 0 | 24300 |  |  | 0 |  |  | 0 | 0 | 0 | 0 | 0 |  | 0 | 0 | 0 | 0 | 0 | 20293.5398 | 12251.0738 | 16445.3321 | 0 | no | Surplus | yes |  | 0 | 0 | 0 | 5516.2298 | 0 | no | 0 | 0 | 0 | 5516.2298 | 0 |  |  | 0 | 0 | 0 | 0 | 0 |  | 0 | 0 | 0 | 0 | 0
| 20986.11 | 0 | yes | Deficit |  |  | 0 | 0 | 0 | 0 | 0 |  | 0 | 0 | 0 | 0 | 4860 | no |  | 0 | 24300 | no | 20986.11 | 0 | no | no | 0 | 0 | 0 | 0 | 0 |  | 0 | 0 | 0 | 0 | 0 | 20986.11 | 12663.0686 | 17006.5721 | 0 | no | Surplus | yes |  | 0 | 0 | 0 | 3782.2634 | 0 | no | 0 | 0 | 0 | 3782.2634 | 0 |  |  | 0 | 0 | 0 | 0 | 0 |  | 0 | 0 | 0 | 0 | 0
| 19197.4301 | 0 | no | Surplus | yes |  | 0 | 0 | 0 | 1788.6799 | 0 | no | 0 | 0 | 0 | 1788.6799 | 4860 | no | 19197.4301 | 0 | 24300 |  |  | 0 |  |  | 0 | 0 | 0 | 0 | 0 |  | 0 | 0 | 0 | 0 | 0 | 19197.4301 | 14529.9834 | 15557.0746 | 0 | no | Surplus | yes |  | 0 | 0 | 0 | 2476.5888 | 0 | no | 0 | 0 | 0 | 2476.5888 | 0 |  |  | 0 | 0 | 0 | 0 | 0 |  | 0 | 0 | 0 | 0 | 0
| 17386.7047 | 0 | no | Surplus | yes |  | 0 | 0 | 0 | 1810.7253 | 0 | no | 0 | 0 | 0 | 1810.7253 | 4860 | no | 17386.7047 | 0 | 24300 |  |  | 0 |  |  | 0 | 0 | 0 | 0 | 0 |  | 0 | 0 | 0 | 0 | 0 | 17386.7047 | 15314.4397 | 14089.7121 | 0 | no | Surplus | yes |  | 0 | 0 | 0 | 242.6349 | 0 | no | 0 | 0 | 0 | 242.6349 | 0 |  |  | 0 | 0 | 0 | 0 | 0 |  | 0 | 0 | 0 | 0 | 0
| 16150.5057 | 0 | no | Surplus | yes |  | 0 | 0 | 0 | 1236.199 | 0 | no | 0 | 0 | 0 | 1236.199 | 4860 | no | 16150.5057 | 0 | 24300 |  |  | 0 |  |  | 0 | 0 | 0 | 0 | 0 |  | 0 | 0 | 0 | 0 | 0 | 16150.5057 | 15744.0513 | 13087.9301 | 0 | yes | Deficit |  |  | 0 | 0 | 0 | 0 | 0 |  | 0 | 0 | 0 | 0 | 1654.3391 | yes |  | 0 | 0 | 0 | 1654.3391 | 0 | no | 0 | 0 | 0 | 1654.3391 | 0
| 17943.0122 | 0 | yes | Deficit |  |  | 0 | 0 | 0 | 0 | 0 |  | 0 | 0 | 0 | 0 | 4860 | no |  | 0 | 24300 | no | 17943.0122 | 0 | no | no | 0 | 0 | 0 | 0 | 0 |  | 0 | 0 | 0 | 0 | 0 | 17943.0122 | 17487.414 | 14540.5285 | 0 | yes | Deficit |  |  | 0 | 0 | 0 | 0 | 0 |  | 0 | 0 | 0 | 0 | 4399.4839 | yes |  | 0 | 0 | 0 | 4399.4839 | 0 | no | 0 | 0 | 0 | 4399.4839 | 0
| 16238.3693 | 0 | no | Surplus | yes |  | 0 | 0 | 0 | 1704.6429 | 0 | no | 0 | 0 | 0 | 1704.6429 | 4860 | no | 16238.3693 | 0 | 24300 |  |  | 0 |  |  | 0 | 0 | 0 | 0 | 0 |  | 0 | 0 | 0 | 0 | 0 | 16238.3693 | 18042.4758 | 13159.1323 | 0 | yes | Deficit |  |  | 0 | 0 | 0 | 0 | 0 |  | 0 | 0 | 0 | 0 | 3501.9473 | yes |  | 0 | 0 | 0 | 3501.9473 | 0 | no | 0 | 0 | 0 | 3501.9473 | 0
| 15885.0259 | 0 | no | Surplus | yes |  | 0 | 0 | 0 | 353.3433 | 0 | no | 0 | 0 | 0 | 353.3433 | 4860 | no | 15885.0259 | 0 | 24300 |  |  | 0 |  |  | 0 | 0 | 0 | 0 | 0 |  | 0 | 0 | 0 | 0 | 0 | 15885.0259 | 17996.8744 | 12872.7925 | 0 | yes | Deficit |  |  | 0 | 0 | 0 | 0 | 0 |  | 0 | 0 | 0 | 0 | 4837.7421 | yes |  | 0 | 0 | 0 | 4837.7421 | 0 | no | 0 | 0 | 0 | 4837.7421 | 0
| 16792.8301 | 0 | yes | Deficit |  |  | 0 | 0 | 0 | 0 | 0 |  | 0 | 0 | 0 | 0 | 4860 | no |  | 0 | 24300 | no | 16792.8301 | 0 | no | no | 0 | 0 | 0 | 0 | 0 |  | 0 | 0 | 0 | 0 | 0 | 16792.8301 | 18153.4783 | 13608.4523 | 0 | yes | Deficit |  |  | 0 | 0 | 0 | 0 | 0 |  | 0 | 0 | 0 | 0 | 5280.6858 | yes |  | 0 | 0 | 0 | 5280.6858 | 0 | no | 0 | 0 | 0 | 5280.6858 | 0
| 17207.4787 | 0 | yes | Deficit |  |  | 0 | 0 | 0 | 0 | 0 |  | 0 | 0 | 0 | 0 | 4860 | no |  | 0 | 24300 | no | 17207.4787 | 0 | no | no | 0 | 0 | 0 | 0 | 0 |  | 0 | 0 | 0 | 0 | 0 | 17207.4787 | 18385.5949 | 13944.4722 | 0 | yes | Deficit |  |  | 0 | 0 | 0 | 0 | 0 |  | 0 | 0 | 0 | 0 | 4777.1427 | yes |  | 0 | 0 | 0 | 4777.1427 | 0 | no | 0 | 0 | 0 | 4777.1427 | 0
| 17801.2485 | 0 | yes | Deficit |  |  | 0 | 0 | 0 | 0 | 0 |  | 0 | 0 | 0 | 0 | 4860 | no |  | 0 | 24300 | no | 17801.2485 | 0 | no | no | 0 | 0 | 0 | 0 | 0 |  | 0 | 0 | 0 | 0 | 0 | 17801.2485 | 18289.6701 | 14425.6471 | 0 | yes | Deficit |  |  | 0 | 0 | 0 | 0 | 0 |  | 0 | 0 | 0 | 0 | 4345.1979 | yes |  | 0 | 0 | 0 | 4345.1979 | 0 | no | 0 | 0 | 0 | 4345.1979 | 0
| 20023.8836 | 0 | yes | Deficit |  |  | 0 | 0 | 0 | 0 | 0 |  | 0 | 0 | 0 | 0 | 4860 | no |  | 0 | 24300 | no | 20023.8836 | 0 | no | no | 0 | 0 | 0 | 0 | 0 |  | 0 | 0 | 0 | 0 | 0 | 20023.8836 | 17580.9292 | 16226.81 | 0 | yes | Deficit |  |  | 0 | 0 | 0 | 0 | 0 |  | 0 | 0 | 0 | 0 | 3155.2821 | yes |  | 0 | 0 | 0 | 3155.2821 | 0 | no | 0 | 0 | 0 | 3155.2821 | 0
| 18502.4153 | 0 | no | Surplus | yes |  | 0 | 0 | 0 | 1521.4682 | 0 | no | 0 | 0 | 0 | 1521.4682 | 4860 | no | 18502.4153 | 0 | 24300 |  |  | 0 |  |  | 0 | 0 | 0 | 0 | 0 |  | 0 | 0 | 0 | 0 | 0 | 18502.4153 | 16397.9542 | 14993.8536 | 0 | yes | Deficit |  |  | 0 | 0 | 0 | 0 | 0 |  | 0 | 0 | 0 | 0 | 171.1442 | yes |  | 0 | 0 | 0 | 171.1442 | 0 | no | 0 | 0 | 0 | 171.1442 | 0
| 16890.9959 | 0 | no | Surplus | yes |  | 0 | 0 | 0 | 1611.4195 | 0 | no | 0 | 0 | 0 | 1611.4195 | 4860 | no | 16890.9959 | 0 | 24300 |  |  | 0 |  |  | 0 | 0 | 0 | 0 | 0 |  | 0 | 0 | 0 | 0 | 0 | 16890.9959 | 16658.2358 | 13688.0031 | 0 | yes | Deficit |  |  | 0 | 0 | 0 | 0 | 0 |  | 0 | 0 | 0 | 0 | 1664.3822 | yes |  | 0 | 0 | 0 | 1664.3822 | 0 | no | 0 | 0 | 0 | 1664.3822 | 0
| 17934.3701 | 0 | yes | Deficit |  |  | 0 | 0 | 0 | 0 | 0 |  | 0 | 0 | 0 | 0 | 4860 | no |  | 0 | 24300 | no | 17934.3701 | 0 | no | no | 0 | 0 | 0 | 0 | 0 |  | 0 | 0 | 0 | 0 | 0 | 17934.3701 | 16988.9234 | 14533.5252 | 0 | yes | Deficit |  |  | 0 | 0 | 0 | 0 | 0 |  | 0 | 0 | 0 | 0 | 3300.9202 | yes |  | 0 | 0 | 0 | 3300.9202 | 0 | no | 0 | 0 | 0 | 3300.9202 | 0
| 17913.046 | 0 | no | Surplus | yes |  | 0 | 0 | 0 | 21.3241 | 0 | no | 0 | 0 | 0 | 21.3241 | 4860 | no | 17913.046 | 0 | 24300 |  |  | 0 |  |  | 0 | 0 | 0 | 0 | 0 |  | 0 | 0 | 0 | 0 | 0 | 17913.046 | 15801.5377 | 14516.2447 | 0 | yes | Deficit |  |  | 0 | 0 | 0 | 0 | 0 |  | 0 | 0 | 0 | 0 | 1268.0125 | yes |  | 0 | 0 | 0 | 1268.0125 | 0 | no | 0 | 0 | 0 | 1268.0125 | 0
| 17829.8271 | 0 | no | Surplus | yes |  | 0 | 0 | 0 | 83.2189 | 0 | no | 0 | 0 | 0 | 83.2189 | 4860 | no | 17829.8271 | 0 | 24300 |  |  | 0 |  |  | 0 | 0 | 0 | 0 | 0 |  | 0 | 0 | 0 | 0 | 0 | 17829.8271 | 17250.1504 | 14448.8064 | 0 | yes | Deficit |  |  | 0 | 0 | 0 | 0 | 0 |  | 0 | 0 | 0 | 0 | 2733.9056 | yes |  | 0 | 0 | 0 | 2733.9056 | 0 | no | 0 | 0 | 0 | 2733.9056 | 0
| 20551.6364 | 0 | yes | Deficit |  |  | 0 | 0 | 0 | 0 | 0 |  | 0 | 0 | 0 | 0 | 4860 | no |  | 0 | 24300 | no | 20551.6364 | 0 | no | no | 0 | 0 | 0 | 0 | 0 |  | 0 | 0 | 0 | 0 | 0 | 20551.6364 | 17159.0034 | 16654.4865 | 0 | yes | Deficit |  |  | 0 | 0 | 0 | 0 | 0 |  | 0 | 0 | 0 | 0 | 2710.197 | yes |  | 0 | 0 | 0 | 2710.197 | 0 | no | 0 | 0 | 0 | 2710.197 | 0
| 17680.0671 | 0 | no | Surplus | yes |  | 0 | 0 | 0 | 2871.5693 | 0 | no | 0 | 0 | 0 | 2871.5693 | 4860 | no | 17680.0671 | 0 | 24300 |  |  | 0 |  |  | 0 | 0 | 0 | 0 | 0 |  | 0 | 0 | 0 | 0 | 0 | 17680.0671 | 16877.8941 | 14327.445 | 0 | yes | Deficit |  |  | 0 | 0 | 0 | 0 | 0 |  | 0 | 0 | 0 | 0 | 223.4075 | yes |  | 0 | 0 | 0 | 223.4075 | 0 | no | 0 | 0 | 0 | 223.4075 | 0
| 16587.9838 | 0 | no | Surplus | yes |  | 0 | 0 | 0 | 1092.0833 | 0 | no | 0 | 0 | 0 | 1092.0833 | 4860 | no | 16587.9838 | 0 | 24300 |  |  | 0 |  |  | 0 | 0 | 0 | 0 | 0 |  | 0 | 0 | 0 | 0 | 0 | 16587.9838 | 17057.1264 | 13442.4504 | 0 | yes | Deficit |  |  | 0 | 0 | 0 | 0 | 0 |  | 0 | 0 | 0 | 0 | 2729.6814 | yes |  | 0 | 0 | 0 | 2729.6814 | 0 | no | 0 | 0 | 0 | 2729.6814 | 0
| 18531.7334 | 0 | yes | Deficit |  |  | 0 | 0 | 0 | 0 | 0 |  | 0 | 0 | 0 | 0 | 4860 | no |  | 0 | 24300 | no | 18531.7334 | 0 | no | no | 0 | 0 | 0 | 0 | 0 |  | 0 | 0 | 0 | 0 | 0 | 18531.7334 | 16383.9708 | 15017.6121 | 0 | yes | Deficit |  |  | 0 | 0 | 0 | 0 | 0 |  | 0 | 0 | 0 | 0 | 2941.5203 | yes |  | 0 | 0 | 0 | 2941.5203 | 0 | no | 0 | 0 | 0 | 2941.5203 | 0
| 18285.7165 | 0 | no | Surplus | yes |  | 0 | 0 | 0 | 246.0169 | 0 | no | 0 | 0 | 0 | 246.0169 | 4860 | no | 18285.7165 | 0 | 24300 |  |  | 0 |  |  | 0 | 0 | 0 | 0 | 0 |  | 0 | 0 | 0 | 0 | 0 | 18285.7165 | 15536.4609 | 14818.2467 | 0 | yes | Deficit |  |  | 0 | 0 | 0 | 0 | 0 |  | 0 | 0 | 0 | 0 | 518.8488 | yes |  | 0 | 0 | 0 | 518.8488 | 0 | no | 0 | 0 | 0 | 518.8488 | 0
| 21200.5484 | 0 | yes | Deficit |  |  | 0 | 0 | 0 | 0 | 0 |  | 0 | 0 | 0 | 0 | 4860 | no |  | 0 | 24300 | no | 21200.5484 | 0 | no | no | 0 | 0 | 0 | 0 | 0 |  | 0 | 0 | 0 | 0 | 0 | 21200.5484 | 16311.3668 | 17180.3472 | 0 | yes | Deficit |  |  | 0 | 0 | 0 | 0 | 0 |  | 0 | 0 | 0 | 0 | 1493.12 | yes |  | 0 | 0 | 0 | 1493.12 | 0 | no | 0 | 0 | 0 | 1493.12 | 0
| 20121.3518 | 0 | no | Surplus | yes |  | 0 | 0 | 0 | 1079.1966 | 0 | no | 0 | 0 | 0 | 1079.1966 | 4860 | no | 20121.3518 | 0 | 24300 |  |  | 0 |  |  | 0 | 0 | 0 | 0 | 0 |  | 0 | 0 | 0 | 0 | 0 | 20121.3518 | 16440.6548 | 16305.7956 | 0 | no | Surplus | yes |  | 0 | 0 | 0 | 739.6924 | 0 | no | 0 | 0 | 0 | 739.6924 | 0 |  |  | 0 | 0 | 0 | 0 | 0 |  | 0 | 0 | 0 | 0 | 0
| 18288.6364 | 0 | no | Surplus | yes |  | 0 | 0 | 0 | 1832.7154 | 0 | no | 0 | 0 | 0 | 1832.7154 | 4860 | no | 18288.6364 | 0 | 24300 |  |  | 0 |  |  | 0 | 0 | 0 | 0 | 0 |  | 0 | 0 | 0 | 0 | 0 | 18288.6364 | 13945.7467 | 14820.6129 | 0 | no | Surplus | yes |  | 0 | 0 | 0 | 2360.0489 | 0 | no | 0 | 0 | 0 | 2360.0489 | 0 |  |  | 0 | 0 | 0 | 0 | 0 |  | 0 | 0 | 0 | 0 | 0
| 18460.4014 | 0 | yes | Deficit |  |  | 0 | 0 | 0 | 0 | 0 |  | 0 | 0 | 0 | 0 | 4860 | no |  | 0 | 24300 | no | 18460.4014 | 0 | no | no | 0 | 0 | 0 | 0 | 0 |  | 0 | 0 | 0 | 0 | 0 | 18460.4014 | 14608.552 | 14959.8067 | 0 | no | Surplus | yes |  | 0 | 0 | 0 | 212.0609 | 0 | no | 0 | 0 | 0 | 212.0609 | 0 |  |  | 0 | 0 | 0 | 0 | 0 |  | 0 | 0 | 0 | 0 | 0
| 18357.1649 | 0 | no | Surplus | yes |  | 0 | 0 | 0 | 103.2366 | 0 | no | 0 | 0 | 0 | 103.2366 | 4860 | no | 18357.1649 | 0 | 24300 |  |  | 0 |  |  | 0 | 0 | 0 | 0 | 0 |  | 0 | 0 | 0 | 0 | 0 | 18357.1649 | 14251.7494 | 14876.1466 | 0 | no | Surplus | yes |  | 0 | 0 | 0 | 708.0573 | 0 | no | 0 | 0 | 0 | 708.0573 | 0 |  |  | 0 | 0 | 0 | 0 | 0 |  | 0 | 0 | 0 | 0 | 0
| 21669.2122 | 0 | yes | Deficit |  |  | 0 | 0 | 0 | 0 | 0 |  | 0 | 0 | 0 | 0 | 4860 | no |  | 0 | 24300 | no | 21669.2122 | 0 | no | no | 0 | 0 | 0 | 0 | 0 |  | 0 | 0 | 0 | 0 | 0 | 21669.2122 | 16232.7252 | 17560.1396 | 0 | yes | Deficit |  |  | 0 | 0 | 0 | 0 | 0 |  | 0 | 0 | 0 | 0 | 1356.5787 | yes |  | 0 | 0 | 0 | 1356.5787 | 0 | no | 0 | 0 | 0 | 1356.5787 | 0
| 21537.7652 | 0 | no | Surplus | yes |  | 0 | 0 | 0 | 131.447 | 0 | no | 0 | 0 | 0 | 131.447 | 4860 | no | 21537.7652 | 0 | 24300 |  |  | 0 |  |  | 0 | 0 | 0 | 0 | 0 |  | 0 | 0 | 0 | 0 | 0 | 21537.7652 | 17305.025 | 17453.6185 | 0 | no | Surplus | yes |  | 0 | 0 | 0 | 255.1146 | 0 | no | 0 | 0 | 0 | 255.1146 | 0 |  |  | 0 | 0 | 0 | 0 | 0 |  | 0 | 0 | 0 | 0 | 0
| 21010.8565 | 0 | no | Surplus | yes |  | 0 | 0 | 0 | 526.9088 | 0 | no | 0 | 0 | 0 | 526.9088 | 4860 | no | 21010.8565 | 0 | 24300 |  |  | 0 |  |  | 0 | 0 | 0 | 0 | 0 |  | 0 | 0 | 0 | 0 | 0 | 21010.8565 | 17188.1674 | 17026.626 | 0 | no | Surplus | yes |  | 0 | 0 | 0 | 265.4511 | 0 | no | 0 | 0 | 0 | 265.4511 | 0 |  |  | 0 | 0 | 0 | 0 | 0 |  | 0 | 0 | 0 | 0 | 0
| 19436.1424 | 0 | no | Surplus | yes |  | 0 | 0 | 0 | 1574.7141 | 0 | no | 0 | 0 | 0 | 1574.7141 | 4860 | no | 19436.1424 | 0 | 24300 |  |  | 0 |  |  | 0 | 0 | 0 | 0 | 0 |  | 0 | 0 | 0 | 0 | 0 | 19436.1424 | 16636.2399 | 15750.5205 | 0 | no | Surplus | yes |  | 0 | 0 | 0 | 390.3861 | 0 | no | 0 | 0 | 0 | 390.3861 | 0 |  |  | 0 | 0 | 0 | 0 | 0 |  | 0 | 0 | 0 | 0 | 0
| 17643.6256 | 0 | no | Surplus | yes |  | 0 | 0 | 0 | 1792.5168 | 0 | no | 0 | 0 | 0 | 1792.5168 | 4860 | no | 17643.6256 | 0 | 24300 |  |  | 0 |  |  | 0 | 0 | 0 | 0 | 0 |  | 0 | 0 | 0 | 0 | 0 | 17643.6256 | 16877.9241 | 14297.9138 | 0 | yes | Deficit |  |  | 0 | 0 | 0 | 0 | 0 |  | 0 | 0 | 0 | 0 | 1127.4036 | yes |  | 0 | 0 | 0 | 1127.4036 | 0 | no | 0 | 0 | 0 | 1127.4036 | 0
| 17567.3858 | 0 | no | Surplus | yes |  | 0 | 0 | 0 | 76.2398 | 0 | no | 0 | 0 | 0 | 76.2398 | 4860 | no | 17567.3858 | 0 | 24300 |  |  | 0 |  |  | 0 | 0 | 0 | 0 | 0 |  | 0 | 0 | 0 | 0 | 0 | 17567.3858 | 17072.5066 | 14236.1311 | 0 | yes | Deficit |  |  | 0 | 0 | 0 | 0 | 0 |  | 0 | 0 | 0 | 0 | 2774.5928 | yes |  | 0 | 0 | 0 | 2774.5928 | 0 | no | 0 | 0 | 0 | 2774.5928 | 0
| 19541.7296 | 0 | yes | Deficit |  |  | 0 | 0 | 0 | 0 | 0 |  | 0 | 0 | 0 | 0 | 4860 | no |  | 0 | 24300 | no | 19541.7296 | 0 | no | no | 0 | 0 | 0 | 0 | 0 |  | 0 | 0 | 0 | 0 | 0 | 19541.7296 | 17397.9246 | 15836.0855 | 0 | yes | Deficit |  |  | 0 | 0 | 0 | 0 | 0 |  | 0 | 0 | 0 | 0 | 3161.7935 | yes |  | 0 | 0 | 0 | 3161.7935 | 0 | no | 0 | 0 | 0 | 3161.7935 | 0
| 22408.4424 | 0 | yes | Deficit |  |  | 0 | 0 | 0 | 0 | 0 |  | 0 | 0 | 0 | 0 | 4860 | no |  | 0 | 24300 | no | 22408.4424 | 0 | no | no | 0 | 0 | 0 | 0 | 0 |  | 0 | 0 | 0 | 0 | 0 | 22408.4424 | 17221.996 | 18159.1916 | 0 | yes | Deficit |  |  | 0 | 0 | 0 | 0 | 0 |  | 0 | 0 | 0 | 0 | 1385.9105 | yes |  | 0 | 0 | 0 | 1385.9105 | 0 | no | 0 | 0 | 0 | 1385.9105 | 0
| 19335.7635 | 0 | no | Surplus | yes |  | 0 | 0 | 0 | 3072.6789 | 0 | no | 0 | 0 | 0 | 3072.6789 | 4860 | no | 19335.7635 | 0 | 24300 |  |  | 0 |  |  | 0 | 0 | 0 | 0 | 0 |  | 0 | 0 | 0 | 0 | 0 | 19335.7635 | 17540.1837 | 15669.1763 | 0 | no | Surplus | yes |  | 0 | 0 | 0 | 619.0079 | 0 | no | 0 | 0 | 0 | 619.0079 | 0 |  |  | 0 | 0 | 0 | 0 | 0 |  | 0 | 0 | 0 | 0 | 0
| 20397.5907 | 0 | yes | Deficit |  |  | 0 | 0 | 0 | 0 | 0 |  | 0 | 0 | 0 | 0 | 4860 | no |  | 0 | 24300 | no | 20397.5907 | 0 | no | no | 0 | 0 | 0 | 0 | 0 |  | 0 | 0 | 0 | 0 | 0 | 20397.5907 | 16971.1792 | 16529.6521 | 0 | yes | Deficit |  |  | 0 | 0 | 0 | 0 | 0 |  | 0 | 0 | 0 | 0 | 1302.0029 | yes |  | 0 | 0 | 0 | 1302.0029 | 0 | no | 0 | 0 | 0 | 1302.0029 | 0
| 20394.2991 | 0 | no | Surplus | yes |  | 0 | 0 | 0 | 3.2916 | 0 | no | 0 | 0 | 0 | 3.2916 | 4860 | no | 20394.2991 | 0 | 24300 |  |  | 0 |  |  | 0 | 0 | 0 | 0 | 0 |  | 0 | 0 | 0 | 0 | 0 | 20394.2991 | 17093.7006 | 16526.9847 | 0 | yes | Deficit |  |  | 0 | 0 | 0 | 0 | 0 |  | 0 | 0 | 0 | 0 | 564.0485 | yes |  | 0 | 0 | 0 | 564.0485 | 0 | no | 0 | 0 | 0 | 564.0485 | 0
| 20270.37 | 0 | no | Surplus | yes |  | 0 | 0 | 0 | 123.9291 | 0 | no | 0 | 0 | 0 | 123.9291 | 4860 | no | 20270.37 | 0 | 24300 |  |  | 0 |  |  | 0 | 0 | 0 | 0 | 0 |  | 0 | 0 | 0 | 0 | 0 | 20270.37 | 16401.3984 | 16426.5559 | 0 | no | Surplus | yes |  | 0 | 0 | 0 | 125.5863 | 0 | no | 0 | 0 | 0 | 125.5863 | 0 |  |  | 0 | 0 | 0 | 0 | 0 |  | 0 | 0 | 0 | 0 | 0
| 22313.4308 | 0 | yes | Deficit |  |  | 0 | 0 | 0 | 0 | 0 |  | 0 | 0 | 0 | 0 | 4860 | no |  | 0 | 24300 | no | 22313.4308 | 0 | no | no | 0 | 0 | 0 | 0 | 0 |  | 0 | 0 | 0 | 0 | 0 | 22313.4308 | 15575.0697 | 18082.1967 | 0 | no | Surplus | yes |  | 0 | 0 | 0 | 851.4862 | 0 | no | 0 | 0 | 0 | 851.4862 | 0 |  |  | 0 | 0 | 0 | 0 | 0 |  | 0 | 0 | 0 | 0 | 0
| 18683.4865 | 0 | no | Surplus | yes |  | 0 | 0 | 0 | 3629.9443 | 0 | no | 0 | 0 | 0 | 3629.9443 | 4860 | no | 18683.4865 | 0 | 24300 |  |  | 0 |  |  | 0 | 0 | 0 | 0 | 0 |  | 0 | 0 | 0 | 0 | 0 | 18683.4865 | 16268.1383 | 15140.5887 | 0 | no | Surplus | yes |  | 0 | 0 | 0 | 1814.0584 | 0 | no | 0 | 0 | 0 | 1814.0584 | 0 |  |  | 0 | 0 | 0 | 0 | 0 |  | 0 | 0 | 0 | 0 | 0
| 14156.5849 | 0 | no | Surplus | yes |  | 0 | 0 | 0 | 4526.9016 | 0 | no | 0 | 0 | 0 | 4526.9016 | 4860 | no | 14156.5849 | 0 | 24300 |  |  | 0 |  |  | 0 | 0 | 0 | 0 | 0 |  | 0 | 0 | 0 | 0 | 0 | 14156.5849 | 18019.6139 | 11472.1109 | 0 | yes | Deficit |  |  | 0 | 0 | 0 | 0 | 0 |  | 0 | 0 | 0 | 0 | 2879.0252 | yes |  | 0 | 0 | 0 | 2879.0252 | 0 | no | 0 | 0 | 0 | 2879.0252 | 0
| 14623.2113 | 0 | yes | Deficit |  |  | 0 | 0 | 0 | 0 | 0 |  | 0 | 0 | 0 | 0 | 4860 | no |  | 0 | 24300 | no | 14623.2113 | 0 | no | no | 0 | 0 | 0 | 0 | 0 |  | 0 | 0 | 0 | 0 | 0 | 14623.2113 | 18690.6884 | 11850.2523 | 0 | yes | Deficit |  |  | 0 | 0 | 0 | 0 | 0 |  | 0 | 0 | 0 | 0 | 7218.5774 | yes |  | 0 | 0 | 0 | 7218.5774 | 0 | no | 0 | 0 | 0 | 7218.5774 | 0
| 12394.3548 | 0 | no | Surplus | yes |  | 0 | 0 | 0 | 2228.8566 | 0 | no | 0 | 0 | 0 | 2228.8566 | 4860 | no | 12394.3548 | 0 | 24300 |  |  | 0 |  |  | 0 | 0 | 0 | 0 | 0 |  | 0 | 0 | 0 | 0 | 0 | 12394.3548 | 17116.1906 | 10044.0476 | 0 | yes | Deficit |  |  | 0 | 0 | 0 | 0 | 0 |  | 0 | 0 | 0 | 0 | 5265.9383 | yes |  | 0 | 0 | 0 | 5265.9383 | 0 | no | 0 | 0 | 0 | 5265.9383 | 0
| 14444.9431 | 0 | yes | Deficit |  |  | 0 | 0 | 0 | 0 | 0 |  | 0 | 0 | 0 | 0 | 4860 | no |  | 0 | 24300 | no | 14444.9431 | 0 | no | no | 0 | 0 | 0 | 0 | 0 |  | 0 | 0 | 0 | 0 | 0 | 14444.9431 | 12967.9937 | 11705.7886 | 0 | yes | Deficit |  |  | 0 | 0 | 0 | 0 | 0 |  | 0 | 0 | 0 | 0 | 2923.9461 | yes |  | 0 | 0 | 0 | 2923.9461 | 0 | no | 0 | 0 | 0 | 2923.9461 | 0
| 11018.5183 | 0 | no | Surplus | yes |  | 0 | 0 | 0 | 3426.4247 | 0 | no | 0 | 0 | 0 | 3426.4247 | 4860 | no | 11018.5183 | 0 | 24300 |  |  | 0 |  |  | 0 | 0 | 0 | 0 | 0 |  | 0 | 0 | 0 | 0 | 0 | 11018.5183 | 13646.177 | 8929.1072 | 0 | yes | Deficit |  |  | 0 | 0 | 0 | 0 | 0 |  | 0 | 0 | 0 | 0 | 1940.3884 | yes |  | 0 | 0 | 0 | 1940.3884 | 0 | no | 0 | 0 | 0 | 1940.3884 | 0
| 10623.8551 | 0 | no | Surplus | yes |  | 0 | 0 | 0 | 394.6632 | 0 | no | 0 | 0 | 0 | 394.6632 | 4860 | no | 10623.8551 | 0 | 22037.0367 |  |  | 0 |  |  | 0 | 0 | 0 | 0 | 0 |  | 0 | 0 | 0 | 0 | 0 | 10623.8551 | 14736.0189 | 8609.2829 | 0 | yes | Deficit |  |  | 0 | 0 | 0 | 0 | 0 |  | 0 | 0 | 0 | 0 | 5806.9117 | yes |  | 0 | 0 | 0 | 5806.9117 | 0 | no | 0 | 0 | 0 | 5806.9117 | 0
| 10107.7789 | 0 | no | Surplus | yes |  | 0 | 0 | 0 | 516.0762 | 0 | no | 0 | 0 | 0 | 516.0762 | 4860 | no | 10107.7789 | 0 | 21247.7103 |  |  | 0 |  |  | 0 | 0 | 0 | 0 | 0 |  | 0 | 0 | 0 | 0 | 0 | 10107.7789 | 16058.072 | 8191.0688 | 0 | yes | Deficit |  |  | 0 | 0 | 0 | 0 | 0 |  | 0 | 0 | 0 | 0 | 7448.7891 | yes |  | 0 | 0 | 0 | 7448.7891 | 0 | no | 0 | 0 | 0 | 7448.7891 | 0
| 11408.1208 | 0 | yes | Deficit |  |  | 0 | 0 | 0 | 0 | 0 |  | 0 | 0 | 0 | 0 | 4860 | no |  | 0 | 20215.5578 | no | 11408.1208 | 0 | no | no | 0 | 0 | 0 | 0 | 0 |  | 0 | 0 | 0 | 0 | 0 | 11408.1208 | 16085.5145 | 9244.8305 | 0 | yes | Deficit |  |  | 0 | 0 | 0 | 0 | 0 |  | 0 | 0 | 0 | 0 | 7894.4457 | yes |  | 0 | 0 | 0 | 7894.4457 | 0 | no | 0 | 0 | 0 | 7894.4457 | 0
| 13231.1649 | 0 | yes | Deficit |  |  | 0 | 0 | 0 | 0 | 0 |  | 0 | 0 | 0 | 0 | 4860 | no |  | 0 | 22816.2416 | no | 13231.1649 | 0 | no | no | 0 | 0 | 0 | 0 | 0 |  | 0 | 0 | 0 | 0 | 0 | 13231.1649 | 16722.6662 | 10722.1758 | 0 | yes | Deficit |  |  | 0 | 0 | 0 | 0 | 0 |  | 0 | 0 | 0 | 0 | 7477.8357 | yes |  | 0 | 0 | 0 | 7477.8357 | 0 | no | 0 | 0 | 0 | 7477.8357 | 0
| 16212.4962 | 0 | yes | Deficit |  |  | 0 | 0 | 0 | 0 | 0 |  | 0 | 0 | 0 | 0 | 4860 | no |  | 0 | 24300 | no | 16212.4962 | 0 | no | no | 0 | 0 | 0 | 0 | 0 |  | 0 | 0 | 0 | 0 | 0 | 16212.4962 | 16362.8077 | 13138.1655 | 0 | yes | Deficit |  |  | 0 | 0 | 0 | 0 | 0 |  | 0 | 0 | 0 | 0 | 5640.632 | yes |  | 0 | 0 | 0 | 5640.632 | 0 | no | 0 | 0 | 0 | 5640.632 | 0
| 12832.8516 | 0 | no | Surplus | yes |  | 0 | 0 | 0 | 3379.6447 | 0 | no | 0 | 0 | 0 | 3379.6447 | 4860 | no | 12832.8516 | 0 | 24300 |  |  | 0 |  |  | 0 | 0 | 0 | 0 | 0 |  | 0 | 0 | 0 | 0 | 0 | 12832.8516 | 14965.6395 | 10399.3935 | 0 | yes | Deficit |  |  | 0 | 0 | 0 | 0 | 0 |  | 0 | 0 | 0 | 0 | 1827.474 | yes |  | 0 | 0 | 0 | 1827.474 | 0 | no | 0 | 0 | 0 | 1827.474 | 0
| 12834.242 | 0 | yes | Deficit |  |  | 0 | 0 | 0 | 0 | 0 |  | 0 | 0 | 0 | 0 | 4860 | no |  | 0 | 24300 | no | 12834.242 | 0 | no | no | 0 | 0 | 0 | 0 | 0 |  | 0 | 0 | 0 | 0 | 0 | 12834.242 | 15036.1993 | 10400.5202 | 0 | yes | Deficit |  |  | 0 | 0 | 0 | 0 | 0 |  | 0 | 0 | 0 | 0 | 4636.8058 | yes |  | 0 | 0 | 0 | 4636.8058 | 0 | no | 0 | 0 | 0 | 4636.8058 | 0
| 11735.841 | 0 | no | Surplus | yes |  | 0 | 0 | 0 | 1098.401 | 0 | no | 0 | 0 | 0 | 1098.401 | 4860 | no | 11735.841 | 0 | 24300 |  |  | 0 |  |  | 0 | 0 | 0 | 0 | 0 |  | 0 | 0 | 0 | 0 | 0 | 11735.841 | 16579.8467 | 9510.406 | 0 | yes | Deficit |  |  | 0 | 0 | 0 | 0 | 0 |  | 0 | 0 | 0 | 0 | 6179.3265 | yes |  | 0 | 0 | 0 | 6179.3265 | 0 | no | 0 | 0 | 0 | 6179.3265 | 0
| 12475.2188 | 0 | yes | Deficit |  |  | 0 | 0 | 0 | 0 | 0 |  | 0 | 0 | 0 | 0 | 4860 | no |  | 0 | 23471.682 | no | 12475.2188 | 0 | no | no | 0 | 0 | 0 | 0 | 0 |  | 0 | 0 | 0 | 0 | 0 | 12475.2188 | 16919.709 | 10109.5776 | 0 | yes | Deficit |  |  | 0 | 0 | 0 | 0 | 0 |  | 0 | 0 | 0 | 0 | 7409.303 | yes |  | 0 | 0 | 0 | 7409.303 | 0 | no | 0 | 0 | 0 | 7409.303 | 0
| 13971.9147 | 0 | yes | Deficit |  |  | 0 | 0 | 0 | 0 | 0 |  | 0 | 0 | 0 | 0 | 4860 | no |  | 0 | 24300 | no | 13971.9147 | 0 | no | no | 0 | 0 | 0 | 0 | 0 |  | 0 | 0 | 0 | 0 | 0 | 13971.9147 | 16583.8539 | 11322.4592 | 0 | yes | Deficit |  |  | 0 | 0 | 0 | 0 | 0 |  | 0 | 0 | 0 | 0 | 6474.2763 | yes |  | 0 | 0 | 0 | 6474.2763 | 0 | no | 0 | 0 | 0 | 6474.2763 | 0
| 14905.7461 | 0 | yes | Deficit |  |  | 0 | 0 | 0 | 0 | 0 |  | 0 | 0 | 0 | 0 | 4860 | no |  | 0 | 24300 | no | 14905.7461 | 0 | no | no | 0 | 0 | 0 | 0 | 0 |  | 0 | 0 | 0 | 0 | 0 | 14905.7461 | 16557.5881 | 12079.2108 | 0 | yes | Deficit |  |  | 0 | 0 | 0 | 0 | 0 |  | 0 | 0 | 0 | 0 | 5235.1289 | yes |  | 0 | 0 | 0 | 5235.1289 | 0 | no | 0 | 0 | 0 | 5235.1289 | 0
| 11836.5772 | 0 | no | Surplus | yes |  | 0 | 0 | 0 | 3069.1689 | 0 | no | 0 | 0 | 0 | 3069.1689 | 4860 | no | 11836.5772 | 0 | 24300 |  |  | 0 |  |  | 0 | 0 | 0 | 0 | 0 |  | 0 | 0 | 0 | 0 | 0 | 11836.5772 | 17051.8501 | 9592.0399 | 0 | yes | Deficit |  |  | 0 | 0 | 0 | 0 | 0 |  | 0 | 0 | 0 | 0 | 4972.6392 | yes |  | 0 | 0 | 0 | 4972.6392 | 0 | no | 0 | 0 | 0 | 4972.6392 | 0
| 12580.0037 | 0 | yes | Deficit |  |  | 0 | 0 | 0 | 0 | 0 |  | 0 | 0 | 0 | 0 | 4860 | no |  | 0 | 23673.1545 | no | 12580.0037 | 0 | no | no | 0 | 0 | 0 | 0 | 0 |  | 0 | 0 | 0 | 0 | 0 | 12580.0037 | 16826.2971 | 10194.4925 | 0 | yes | Deficit |  |  | 0 | 0 | 0 | 0 | 0 |  | 0 | 0 | 0 | 0 | 7234.2572 | yes |  | 0 | 0 | 0 | 7234.2572 | 0 | no | 0 | 0 | 0 | 7234.2572 | 0
| 14411.888 | 0 | yes | Deficit |  |  | 0 | 0 | 0 | 0 | 0 |  | 0 | 0 | 0 | 0 | 4860 | no |  | 0 | 24300 | no | 14411.888 | 0 | no | no | 0 | 0 | 0 | 0 | 0 |  | 0 | 0 | 0 | 0 | 0 | 14411.888 | 17025.522 | 11679.0016 | 0 | yes | Deficit |  |  | 0 | 0 | 0 | 0 | 0 |  | 0 | 0 | 0 | 0 | 6831.0296 | yes |  | 0 | 0 | 0 | 6831.0296 | 0 | no | 0 | 0 | 0 | 6831.0296 | 0
| 14944.19 | 0 | yes | Deficit |  |  | 0 | 0 | 0 | 0 | 0 |  | 0 | 0 | 0 | 0 | 4860 | no |  | 0 | 24300 | no | 14944.19 | 0 | no | no | 0 | 0 | 0 | 0 | 0 |  | 0 | 0 | 0 | 0 | 0 | 14944.19 | 17048.699 | 12110.3647 | 0 | yes | Deficit |  |  | 0 | 0 | 0 | 0 | 0 |  | 0 | 0 | 0 | 0 | 5369.6974 | yes |  | 0 | 0 | 0 | 5369.6974 | 0 | no | 0 | 0 | 0 | 5369.6974 | 0
| 16817.8769 | 0 | yes | Deficit |  |  | 0 | 0 | 0 | 0 | 0 |  | 0 | 0 | 0 | 0 | 4860 | no |  | 0 | 24300 | no | 16817.8769 | 0 | no | no | 0 | 0 | 0 | 0 | 0 |  | 0 | 0 | 0 | 0 | 0 | 16817.8769 | 17348.6897 | 13628.7495 | 0 | yes | Deficit |  |  | 0 | 0 | 0 | 0 | 0 |  | 0 | 0 | 0 | 0 | 5238.325 | yes |  | 0 | 0 | 0 | 5238.325 | 0 | no | 0 | 0 | 0 | 5238.325 | 0
| 17318.9461 | 0 | yes | Deficit |  |  | 0 | 0 | 0 | 0 | 0 |  | 0 | 0 | 0 | 0 | 4860 | no |  | 0 | 24300 | no | 17318.9461 | 0 | no | no | 0 | 0 | 0 | 0 | 0 |  | 0 | 0 | 0 | 0 | 0 | 17318.9461 | 17777.1495 | 14034.8024 | 0 | yes | Deficit |  |  | 0 | 0 | 0 | 0 | 0 |  | 0 | 0 | 0 | 0 | 4148.4 | yes |  | 0 | 0 | 0 | 4148.4 | 0 | no | 0 | 0 | 0 | 4148.4 | 0
| 16997.3997 | 0 | no | Surplus | yes |  | 0 | 0 | 0 | 321.5465 | 0 | no | 0 | 0 | 0 | 321.5465 | 4860 | no | 16997.3997 | 0 | 24300 |  |  | 0 |  |  | 0 | 0 | 0 | 0 | 0 |  | 0 | 0 | 0 | 0 | 0 | 16997.3997 | 17652.8871 | 13774.2299 | 0 | yes | Deficit |  |  | 0 | 0 | 0 | 0 | 0 |  | 0 | 0 | 0 | 0 | 3618.0847 | yes |  | 0 | 0 | 0 | 3618.0847 | 0 | no | 0 | 0 | 0 | 3618.0847 | 0
| 16125.2913 | 0 | no | Surplus | yes |  | 0 | 0 | 0 | 872.1084 | 0 | no | 0 | 0 | 0 | 872.1084 | 4860 | no | 16125.2913 | 0 | 24300 |  |  | 0 |  |  | 0 | 0 | 0 | 0 | 0 |  | 0 | 0 | 0 | 0 | 0 | 16125.2913 | 16731.679 | 13067.497 | 0 | yes | Deficit |  |  | 0 | 0 | 0 | 0 | 0 |  | 0 | 0 | 0 | 0 | 2957.4491 | yes |  | 0 | 0 | 0 | 2957.4491 | 0 | no | 0 | 0 | 0 | 2957.4491 | 0
| 16160.7461 | 0 | yes | Deficit |  |  | 0 | 0 | 0 | 0 | 0 |  | 0 | 0 | 0 | 0 | 4860 | no |  | 0 | 24300 | no | 16160.7461 | 0 | no | no | 0 | 0 | 0 | 0 | 0 |  | 0 | 0 | 0 | 0 | 0 | 16160.7461 | 16662.4459 | 13096.2286 | 0 | yes | Deficit |  |  | 0 | 0 | 0 | 0 | 0 |  | 0 | 0 | 0 | 0 | 3594.9489 | yes |  | 0 | 0 | 0 | 3594.9489 | 0 | no | 0 | 0 | 0 | 3594.9489 | 0
| 18218.7932 | 0 | yes | Deficit |  |  | 0 | 0 | 0 | 0 | 0 |  | 0 | 0 | 0 | 0 | 4860 | no |  | 0 | 24300 | no | 18218.7932 | 0 | no | no | 0 | 0 | 0 | 0 | 0 |  | 0 | 0 | 0 | 0 | 0 | 18218.7932 | 16993.1733 | 14764.0139 | 0 | yes | Deficit |  |  | 0 | 0 | 0 | 0 | 0 |  | 0 | 0 | 0 | 0 | 3896.9447 | yes |  | 0 | 0 | 0 | 3896.9447 | 0 | no | 0 | 0 | 0 | 3896.9447 | 0
| 16332.0632 | 0 | no | Surplus | yes |  | 0 | 0 | 0 | 1886.7301 | 0 | no | 0 | 0 | 0 | 1886.7301 | 4860 | no | 16332.0632 | 0 | 24300 |  |  | 0 |  |  | 0 | 0 | 0 | 0 | 0 |  | 0 | 0 | 0 | 0 | 0 | 16332.0632 | 17985.664 | 13235.0593 | 0 | yes | Deficit |  |  | 0 | 0 | 0 | 0 | 0 |  | 0 | 0 | 0 | 0 | 3221.6501 | yes |  | 0 | 0 | 0 | 3221.6501 | 0 | no | 0 | 0 | 0 | 3221.6501 | 0
| 15910.2244 | 0 | no | Surplus | yes |  | 0 | 0 | 0 | 421.8388 | 0 | no | 0 | 0 | 0 | 421.8388 | 4860 | no | 15910.2244 | 0 | 24300 |  |  | 0 |  |  | 0 | 0 | 0 | 0 | 0 |  | 0 | 0 | 0 | 0 | 0 | 15910.2244 | 18022.8389 | 12893.2126 | 0 | yes | Deficit |  |  | 0 | 0 | 0 | 0 | 0 |  | 0 | 0 | 0 | 0 | 4787.7796 | yes |  | 0 | 0 | 0 | 4787.7796 | 0 | no | 0 | 0 | 0 | 4787.7796 | 0
| 15804.1761 | 0 | no | Surplus | yes |  | 0 | 0 | 0 | 106.0482 | 0 | no | 0 | 0 | 0 | 106.0482 | 4860 | no | 15804.1761 | 0 | 24300 |  |  | 0 |  |  | 0 | 0 | 0 | 0 | 0 |  | 0 | 0 | 0 | 0 | 0 | 15804.1761 | 17057.7497 | 12807.274 | 0 | yes | Deficit |  |  | 0 | 0 | 0 | 0 | 0 |  | 0 | 0 | 0 | 0 | 4164.5371 | yes |  | 0 | 0 | 0 | 4164.5371 | 0 | no | 0 | 0 | 0 | 4164.5371 | 0
| 16622.3806 | 0 | yes | Deficit |  |  | 0 | 0 | 0 | 0 | 0 |  | 0 | 0 | 0 | 0 | 4860 | no |  | 0 | 24300 | no | 16622.3806 | 0 | no | no | 0 | 0 | 0 | 0 | 0 |  | 0 | 0 | 0 | 0 | 0 | 16622.3806 | 17118.5295 | 13470.3246 | 0 | yes | Deficit |  |  | 0 | 0 | 0 | 0 | 0 |  | 0 | 0 | 0 | 0 | 4311.2555 | yes |  | 0 | 0 | 0 | 4311.2555 | 0 | no | 0 | 0 | 0 | 4311.2555 | 0
| 17028.9858 | 0 | yes | Deficit |  |  | 0 | 0 | 0 | 0 | 0 |  | 0 | 0 | 0 | 0 | 4860 | no |  | 0 | 24300 | no | 17028.9858 | 0 | no | no | 0 | 0 | 0 | 0 | 0 |  | 0 | 0 | 0 | 0 | 0 | 17028.9858 | 17120.5889 | 13799.8265 | 0 | yes | Deficit |  |  | 0 | 0 | 0 | 0 | 0 |  | 0 | 0 | 0 | 0 | 3650.2643 | yes |  | 0 | 0 | 0 | 3650.2643 | 0 | no | 0 | 0 | 0 | 3650.2643 | 0
| 16936.4307 | 0 | no | Surplus | yes |  | 0 | 0 | 0 | 92.5552 | 0 | no | 0 | 0 | 0 | 92.5552 | 4860 | no | 16936.4307 | 0 | 24300 |  |  | 0 |  |  | 0 | 0 | 0 | 0 | 0 |  | 0 | 0 | 0 | 0 | 0 | 16936.4307 | 18002.4048 | 13724.8223 | 0 | yes | Deficit |  |  | 0 | 0 | 0 | 0 | 0 |  | 0 | 0 | 0 | 0 | 4202.5783 | yes |  | 0 | 0 | 0 | 4202.5783 | 0 | no | 0 | 0 | 0 | 4202.5783 | 0
| 15680.8262 | 0 | no | Surplus | yes |  | 0 | 0 | 0 | 1255.6045 | 0 | no | 0 | 0 | 0 | 1255.6045 | 4860 | no | 15680.8262 | 0 | 24300 |  |  | 0 |  |  | 0 | 0 | 0 | 0 | 0 |  | 0 | 0 | 0 | 0 | 0 | 15680.8262 | 17665.9437 | 12707.3146 | 0 | yes | Deficit |  |  | 0 | 0 | 0 | 0 | 0 |  | 0 | 0 | 0 | 0 | 3941.1214 | yes |  | 0 | 0 | 0 | 3941.1214 | 0 | no | 0 | 0 | 0 | 3941.1214 | 0
| 16078.212 | 0 | yes | Deficit |  |  | 0 | 0 | 0 | 0 | 0 |  | 0 | 0 | 0 | 0 | 4860 | no |  | 0 | 24300 | no | 16078.212 | 0 | no | no | 0 | 0 | 0 | 0 | 0 |  | 0 | 0 | 0 | 0 | 0 | 16078.212 | 17402.8866 | 13029.3452 | 0 | yes | Deficit |  |  | 0 | 0 | 0 | 0 | 0 |  | 0 | 0 | 0 | 0 | 4695.572 | yes |  | 0 | 0 | 0 | 4695.572 | 0 | no | 0 | 0 | 0 | 4695.572 | 0
| 15353.4118 | 0 | no | Surplus | yes |  | 0 | 0 | 0 | 724.8002 | 0 | no | 0 | 0 | 0 | 724.8002 | 4860 | no | 15353.4118 | 0 | 24300 |  |  | 0 |  |  | 0 | 0 | 0 | 0 | 0 |  | 0 | 0 | 0 | 0 | 0 | 15353.4118 | 17117.4886 | 12441.9868 | 0 | yes | Deficit |  |  | 0 | 0 | 0 | 0 | 0 |  | 0 | 0 | 0 | 0 | 4088.1435 | yes |  | 0 | 0 | 0 | 4088.1435 | 0 | no | 0 | 0 | 0 | 4088.1435 | 0
| 16222.7315 | 0 | yes | Deficit |  |  | 0 | 0 | 0 | 0 | 0 |  | 0 | 0 | 0 | 0 | 4860 | no |  | 0 | 24300 | no | 16222.7315 | 0 | no | no | 0 | 0 | 0 | 0 | 0 |  | 0 | 0 | 0 | 0 | 0 | 16222.7315 | 18573.77 | 13146.4599 | 0 | yes | Deficit |  |  | 0 | 0 | 0 | 0 | 0 |  | 0 | 0 | 0 | 0 | 6131.7832 | yes |  | 0 | 0 | 0 | 6131.7832 | 0 | no | 0 | 0 | 0 | 6131.7832 | 0
| 19678.6754 | 0 | yes | Deficit |  |  | 0 | 0 | 0 | 0 | 0 |  | 0 | 0 | 0 | 0 | 4860 | no |  | 0 | 24300 | no | 19678.6754 | 0 | no | no | 0 | 0 | 0 | 0 | 0 |  | 0 | 0 | 0 | 0 | 0 | 19678.6754 | 18051.9206 | 15947.0627 | 0 | yes | Deficit |  |  | 0 | 0 | 0 | 0 | 0 |  | 0 | 0 | 0 | 0 | 4905.4607 | yes |  | 0 | 0 | 0 | 4905.4607 | 0 | no | 0 | 0 | 0 | 4905.4607 | 0
| 16862.8088 | 0 | no | Surplus | yes |  | 0 | 0 | 0 | 2815.8665 | 0 | no | 0 | 0 | 0 | 2815.8665 | 4860 | no | 16862.8088 | 0 | 24300 |  |  | 0 |  |  | 0 | 0 | 0 | 0 | 0 |  | 0 | 0 | 0 | 0 | 0 | 16862.8088 | 17400.3752 | 13665.1611 | 0 | yes | Deficit |  |  | 0 | 0 | 0 | 0 | 0 |  | 0 | 0 | 0 | 0 | 1453.3125 | yes |  | 0 | 0 | 0 | 1453.3125 | 0 | no | 0 | 0 | 0 | 1453.3125 | 0
| 19971.4788 | 0 | yes | Deficit |  |  | 0 | 0 | 0 | 0 | 0 |  | 0 | 0 | 0 | 0 | 4860 | no |  | 0 | 24300 | no | 19971.4788 | 0 | no | no | 0 | 0 | 0 | 0 | 0 |  | 0 | 0 | 0 | 0 | 0 | 19971.4788 | 17775.0356 | 16184.3426 | 0 | yes | Deficit |  |  | 0 | 0 | 0 | 0 | 0 |  | 0 | 0 | 0 | 0 | 4109.8745 | yes |  | 0 | 0 | 0 | 4109.8745 | 0 | no | 0 | 0 | 0 | 4109.8745 | 0
| 18164.8983 | 0 | no | Surplus | yes |  | 0 | 0 | 0 | 1806.5804 | 0 | no | 0 | 0 | 0 | 1806.5804 | 4860 | no | 18164.8983 | 0 | 24300 |  |  | 0 |  |  | 0 | 0 | 0 | 0 | 0 |  | 0 | 0 | 0 | 0 | 0 | 18164.8983 | 17041.8186 | 14720.339 | 0 | yes | Deficit |  |  | 0 | 0 | 0 | 0 | 0 |  | 0 | 0 | 0 | 0 | 857.476 | yes |  | 0 | 0 | 0 | 857.476 | 0 | no | 0 | 0 | 0 | 857.476 | 0
| 18446.8312 | 0 | yes | Deficit |  |  | 0 | 0 | 0 | 0 | 0 |  | 0 | 0 | 0 | 0 | 4860 | no |  | 0 | 24300 | no | 18446.8312 | 0 | no | no | 0 | 0 | 0 | 0 | 0 |  | 0 | 0 | 0 | 0 | 0 | 18446.8312 | 16614.8107 | 14948.8097 | 0 | yes | Deficit |  |  | 0 | 0 | 0 | 0 | 0 |  | 0 | 0 | 0 | 0 | 1894.4716 | yes |  | 0 | 0 | 0 | 1894.4716 | 0 | no | 0 | 0 | 0 | 1894.4716 | 0
| 20201.8103 | 0 | yes | Deficit |  |  | 0 | 0 | 0 | 0 | 0 |  | 0 | 0 | 0 | 0 | 4860 | no |  | 0 | 24300 | no | 20201.8103 | 0 | no | no | 0 | 0 | 0 | 0 | 0 |  | 0 | 0 | 0 | 0 | 0 | 20201.8103 | 16767.4565 | 16370.997 | 0 | yes | Deficit |  |  | 0 | 0 | 0 | 0 | 0 |  | 0 | 0 | 0 | 0 | 1818.6468 | yes |  | 0 | 0 | 0 | 1818.6468 | 0 | no | 0 | 0 | 0 | 1818.6468 | 0
| 14300.0669 | 0 | no | Surplus | yes |  | 0 | 0 | 0 | 5901.7435 | 0 | no | 0 | 0 | 0 | 5901.7435 | 4860 | no | 14300.0669 | 0 | 24300 |  |  | 0 |  |  | 0 | 0 | 0 | 0 | 0 |  | 0 | 0 | 0 | 0 | 0 | 14300.0669 | 17058.8706 | 11588.3848 | 0 | yes | Deficit |  |  | 0 | 0 | 0 | 0 | 0 |  | 0 | 0 | 0 | 0 | 687.8735 | yes |  | 0 | 0 | 0 | 687.8735 | 0 | no | 0 | 0 | 0 | 687.8735 | 0
| 12697.4855 | 0 | no | Surplus | yes |  | 0 | 0 | 0 | 1602.5814 | 0 | no | 0 | 0 | 0 | 1602.5814 | 4860 | no | 12697.4855 | 0 | 24300 |  |  | 0 |  |  | 0 | 0 | 0 | 0 | 0 |  | 0 | 0 | 0 | 0 | 0 | 12697.4855 | 16777.5251 | 10289.6965 | 0 | yes | Deficit |  |  | 0 | 0 | 0 | 0 | 0 |  | 0 | 0 | 0 | 0 | 5189.1403 | yes |  | 0 | 0 | 0 | 5189.1403 | 0 | no | 0 | 0 | 0 | 5189.1403 | 0
| 12580.3463 | 0 | no | Surplus | yes |  | 0 | 0 | 0 | 117.1392 | 0 | no | 0 | 0 | 0 | 117.1392 | 4860 | no | 12580.3463 | 0 | 24300 |  |  | 0 |  |  | 0 | 0 | 0 | 0 | 0 |  | 0 | 0 | 0 | 0 | 0 | 12580.3463 | 17043.4198 | 10194.7701 | 0 | yes | Deficit |  |  | 0 | 0 | 0 | 0 | 0 |  | 0 | 0 | 0 | 0 | 6753.7233 | yes |  | 0 | 0 | 0 | 6753.7233 | 0 | no | 0 | 0 | 0 | 6753.7233 | 0
| 12328.2413 | 0 | no | Surplus | yes |  | 0 | 0 | 0 | 252.105 | 0 | no | 0 | 0 | 0 | 252.105 | 4860 | no | 12328.2413 | 0 | 24300 |  |  | 0 |  |  | 0 | 0 | 0 | 0 | 0 |  | 0 | 0 | 0 | 0 | 0 | 12328.2413 | 17178.2228 | 9990.471 | 0 | yes | Deficit |  |  | 0 | 0 | 0 | 0 | 0 |  | 0 | 0 | 0 | 0 | 6983.4527 | yes |  | 0 | 0 | 0 | 6983.4527 | 0 | no | 0 | 0 | 0 | 6983.4527 | 0
| 14530.5648 | 0 | yes | Deficit |  |  | 0 | 0 | 0 | 0 | 0 |  | 0 | 0 | 0 | 0 | 4860 | no |  | 0 | 24300 | no | 14530.5648 | 0 | no | no | 0 | 0 | 0 | 0 | 0 |  | 0 | 0 | 0 | 0 | 0 | 14530.5648 | 17104.0979 | 11775.1741 | 0 | yes | Deficit |  |  | 0 | 0 | 0 | 0 | 0 |  | 0 | 0 | 0 | 0 | 7113.6269 | yes |  | 0 | 0 | 0 | 7113.6269 | 0 | no | 0 | 0 | 0 | 7113.6269 | 0
| 14822.9709 | 0 | yes | Deficit |  |  | 0 | 0 | 0 | 0 | 0 |  | 0 | 0 | 0 | 0 | 4860 | no |  | 0 | 24300 | no | 14822.9709 | 0 | no | no | 0 | 0 | 0 | 0 | 0 |  | 0 | 0 | 0 | 0 | 0 | 14822.9709 | 17170.0961 | 12012.132 | 0 | yes | Deficit |  |  | 0 | 0 | 0 | 0 | 0 |  | 0 | 0 | 0 | 0 | 5394.922 | yes |  | 0 | 0 | 0 | 5394.922 | 0 | no | 0 | 0 | 0 | 5394.922 | 0
| 16673.3355 | 0 | yes | Deficit |  |  | 0 | 0 | 0 | 0 | 0 |  | 0 | 0 | 0 | 0 | 4860 | no |  | 0 | 24300 | no | 16673.3355 | 0 | no | no | 0 | 0 | 0 | 0 | 0 |  | 0 | 0 | 0 | 0 | 0 | 16673.3355 | 19062.0843 | 13511.6171 | 0 | yes | Deficit |  |  | 0 | 0 | 0 | 0 | 0 |  | 0 | 0 | 0 | 0 | 7049.9522 | yes |  | 0 | 0 | 0 | 7049.9522 | 0 | no | 0 | 0 | 0 | 7049.9522 | 0
| 17152.4915 | 0 | yes | Deficit |  |  | 0 | 0 | 0 | 0 | 0 |  | 0 | 0 | 0 | 0 | 4860 | no |  | 0 | 24300 | no | 17152.4915 | 0 | no | no | 0 | 0 | 0 | 0 | 0 |  | 0 | 0 | 0 | 0 | 0 | 17152.4915 | 19191.9033 | 13899.9121 | 0 | yes | Deficit |  |  | 0 | 0 | 0 | 0 | 0 |  | 0 | 0 | 0 | 0 | 5680.2862 | yes |  | 0 | 0 | 0 | 5680.2862 | 0 | no | 0 | 0 | 0 | 5680.2862 | 0
| 17025.4368 | 0 | no | Surplus | yes |  | 0 | 0 | 0 | 127.0547 | 0 | no | 0 | 0 | 0 | 127.0547 | 4860 | no | 17025.4368 | 0 | 24300 |  |  | 0 |  |  | 0 | 0 | 0 | 0 | 0 |  | 0 | 0 | 0 | 0 | 0 | 17025.4368 | 18125.6728 | 13796.9504 | 0 | yes | Deficit |  |  | 0 | 0 | 0 | 0 | 0 |  | 0 | 0 | 0 | 0 | 4225.7607 | yes |  | 0 | 0 | 0 | 4225.7607 | 0 | no | 0 | 0 | 0 | 4225.7607 | 0
| 15194.7968 | 0 | no | Surplus | yes |  | 0 | 0 | 0 | 1830.6399 | 0 | no | 0 | 0 | 0 | 1830.6399 | 4860 | no | 15194.7968 | 0 | 24300 |  |  | 0 |  |  | 0 | 0 | 0 | 0 | 0 |  | 0 | 0 | 0 | 0 | 0 | 15194.7968 | 16415.1024 | 12313.4496 | 0 | yes | Deficit |  |  | 0 | 0 | 0 | 0 | 0 |  | 0 | 0 | 0 | 0 | 2618.1521 | yes |  | 0 | 0 | 0 | 2618.1521 | 0 | no | 0 | 0 | 0 | 2618.1521 | 0
| 18625.3067 | 0 | yes | Deficit |  |  | 0 | 0 | 0 | 0 | 0 |  | 0 | 0 | 0 | 0 | 4860 | no |  | 0 | 24300 | no | 18625.3067 | 0 | no | no | 0 | 0 | 0 | 0 | 0 |  | 0 | 0 | 0 | 0 | 0 | 18625.3067 | 15322.9256 | 15093.4414 | 0 | yes | Deficit |  |  | 0 | 0 | 0 | 0 | 0 |  | 0 | 0 | 0 | 0 | 3009.476 | yes |  | 0 | 0 | 0 | 3009.476 | 0 | no | 0 | 0 | 0 | 3009.476 | 0
| 18360.621 | 0 | no | Surplus | yes |  | 0 | 0 | 0 | 264.6857 | 0 | no | 0 | 0 | 0 | 264.6857 | 4860 | no | 18360.621 | 0 | 24300 |  |  | 0 |  |  | 0 | 0 | 0 | 0 | 0 |  | 0 | 0 | 0 | 0 | 0 | 18360.621 | 15858.631 | 14878.9473 | 0 | yes | Deficit |  |  | 0 | 0 | 0 | 0 | 0 |  | 0 | 0 | 0 | 0 | 765.1895 | yes |  | 0 | 0 | 0 | 765.1895 | 0 | no | 0 | 0 | 0 | 765.1895 | 0
| 16476.524 | 0 | no | Surplus | yes |  | 0 | 0 | 0 | 1884.097 | 0 | no | 0 | 0 | 0 | 1884.097 | 4860 | no | 16476.524 | 0 | 24300 |  |  | 0 |  |  | 0 | 0 | 0 | 0 | 0 |  | 0 | 0 | 0 | 0 | 0 | 16476.524 | 16427.131 | 13352.1264 | 0 | yes | Deficit |  |  | 0 | 0 | 0 | 0 | 0 |  | 0 | 0 | 0 | 0 | 1548.1837 | yes |  | 0 | 0 | 0 | 1548.1837 | 0 | no | 0 | 0 | 0 | 1548.1837 | 0
| 16582.8121 | 0 | yes | Deficit |  |  | 0 | 0 | 0 | 0 | 0 |  | 0 | 0 | 0 | 0 | 4860 | no |  | 0 | 24300 | no | 16582.8121 | 0 | no | no | 0 | 0 | 0 | 0 | 0 |  | 0 | 0 | 0 | 0 | 0 | 16582.8121 | 15346.4515 | 13438.2594 | 0 | yes | Deficit |  |  | 0 | 0 | 0 | 0 | 0 |  | 0 | 0 | 0 | 0 | 1994.3251 | yes |  | 0 | 0 | 0 | 1994.3251 | 0 | no | 0 | 0 | 0 | 1994.3251 | 0
| 16138.3819 | 0 | no | Surplus | yes |  | 0 | 0 | 0 | 444.4302 | 0 | no | 0 | 0 | 0 | 444.4302 | 4860 | no | 16138.3819 | 0 | 24300 |  |  | 0 |  |  | 0 | 0 | 0 | 0 | 0 |  | 0 | 0 | 0 | 0 | 0 | 16138.3819 | 16657.4124 | 13078.1052 | 0 | yes | Deficit |  |  | 0 | 0 | 0 | 0 | 0 |  | 0 | 0 | 0 | 0 | 3219.153 | yes |  | 0 | 0 | 0 | 3219.153 | 0 | no | 0 | 0 | 0 | 3219.153 | 0
| 16588.3845 | 0 | yes | Deficit |  |  | 0 | 0 | 0 | 0 | 0 |  | 0 | 0 | 0 | 0 | 4860 | no |  | 0 | 24300 | no | 16588.3845 | 0 | no | no | 0 | 0 | 0 | 0 | 0 |  | 0 | 0 | 0 | 0 | 0 | 16588.3845 | 16337.7585 | 13442.7751 | 0 | yes | Deficit |  |  | 0 | 0 | 0 | 0 | 0 |  | 0 | 0 | 0 | 0 | 3259.6533 | yes |  | 0 | 0 | 0 | 3259.6533 | 0 | no | 0 | 0 | 0 | 3259.6533 | 0
| 16525.4757 | 0 | no | Surplus | yes |  | 0 | 0 | 0 | 62.9087 | 0 | no | 0 | 0 | 0 | 62.9087 | 4860 | no | 16525.4757 | 0 | 24300 |  |  | 0 |  |  | 0 | 0 | 0 | 0 | 0 |  | 0 | 0 | 0 | 0 | 0 | 16525.4757 | 16830.0914 | 13391.7956 | 0 | yes | Deficit |  |  | 0 | 0 | 0 | 0 | 0 |  | 0 | 0 | 0 | 0 | 3387.3163 | yes |  | 0 | 0 | 0 | 3387.3163 | 0 | no | 0 | 0 | 0 | 3387.3163 | 0
| 16421.8148 | 0 | no | Surplus | yes |  | 0 | 0 | 0 | 103.6609 | 0 | no | 0 | 0 | 0 | 103.6609 | 4860 | no | 16421.8148 | 0 | 24300 |  |  | 0 |  |  | 0 | 0 | 0 | 0 | 0 |  | 0 | 0 | 0 | 0 | 0 | 16421.8148 | 17324.9237 | 13307.7916 | 0 | yes | Deficit |  |  | 0 | 0 | 0 | 0 | 0 |  | 0 | 0 | 0 | 0 | 3933.1281 | yes |  | 0 | 0 | 0 | 3933.1281 | 0 | no | 0 | 0 | 0 | 3933.1281 | 0
| 14671.1825 | 0 | no | Surplus | yes |  | 0 | 0 | 0 | 1750.6324 | 0 | no | 0 | 0 | 0 | 1750.6324 | 4860 | no | 14671.1825 | 0 | 24300 |  |  | 0 |  |  | 0 | 0 | 0 | 0 | 0 |  | 0 | 0 | 0 | 0 | 0 | 14671.1825 | 17256.6575 | 11889.1268 | 0 | yes | Deficit |  |  | 0 | 0 | 0 | 0 | 0 |  | 0 | 0 | 0 | 0 | 3948.8659 | yes |  | 0 | 0 | 0 | 3948.8659 | 0 | no | 0 | 0 | 0 | 3948.8659 | 0
| 14744.0197 | 0 | yes | Deficit |  |  | 0 | 0 | 0 | 0 | 0 |  | 0 | 0 | 0 | 0 | 4860 | no |  | 0 | 24300 | no | 14744.0197 | 0 | no | no | 0 | 0 | 0 | 0 | 0 |  | 0 | 0 | 0 | 0 | 0 | 14744.0197 | 17825.1928 | 11948.1521 | 0 | yes | Deficit |  |  | 0 | 0 | 0 | 0 | 0 |  | 0 | 0 | 0 | 0 | 5936.066 | yes |  | 0 | 0 | 0 | 5936.066 | 0 | no | 0 | 0 | 0 | 5936.066 | 0
| 14479.0055 | 0 | no | Surplus | yes |  | 0 | 0 | 0 | 265.0142 | 0 | no | 0 | 0 | 0 | 265.0142 | 4860 | no | 14479.0055 | 0 | 24300 |  |  | 0 |  |  | 0 | 0 | 0 | 0 | 0 |  | 0 | 0 | 0 | 0 | 0 | 14479.0055 | 17415.9989 | 11733.3918 | 0 | yes | Deficit |  |  | 0 | 0 | 0 | 0 | 0 |  | 0 | 0 | 0 | 0 | 5467.8468 | yes |  | 0 | 0 | 0 | 5467.8468 | 0 | no | 0 | 0 | 0 | 5467.8468 | 0
| 17625.0327 | 0 | yes | Deficit |  |  | 0 | 0 | 0 | 0 | 0 |  | 0 | 0 | 0 | 0 | 4860 | no |  | 0 | 24300 | no | 17625.0327 | 0 | no | no | 0 | 0 | 0 | 0 | 0 |  | 0 | 0 | 0 | 0 | 0 | 17625.0327 | 16357.5755 | 14282.8466 | 0 | yes | Deficit |  |  | 0 | 0 | 0 | 0 | 0 |  | 0 | 0 | 0 | 0 | 4624.1836 | yes |  | 0 | 0 | 0 | 4624.1836 | 0 | no | 0 | 0 | 0 | 4624.1836 | 0
| 16008.1016 | 0 | no | Surplus | yes |  | 0 | 0 | 0 | 1616.9311 | 0 | no | 0 | 0 | 0 | 1616.9311 | 4860 | no | 16008.1016 | 0 | 24300 |  |  | 0 |  |  | 0 | 0 | 0 | 0 | 0 |  | 0 | 0 | 0 | 0 | 0 | 16008.1016 | 16289.4473 | 12972.5297 | 0 | yes | Deficit |  |  | 0 | 0 | 0 | 0 | 0 |  | 0 | 0 | 0 | 0 | 2006.6008 | yes |  | 0 | 0 | 0 | 2006.6008 | 0 | no | 0 | 0 | 0 | 2006.6008 | 0
| 18567.0081 | 0 | yes | Deficit |  |  | 0 | 0 | 0 | 0 | 0 |  | 0 | 0 | 0 | 0 | 4860 | no |  | 0 | 24300 | no | 18567.0081 | 0 | no | no | 0 | 0 | 0 | 0 | 0 |  | 0 | 0 | 0 | 0 | 0 | 18567.0081 | 16584.2654 | 15046.1978 | 0 | yes | Deficit |  |  | 0 | 0 | 0 | 0 | 0 |  | 0 | 0 | 0 | 0 | 3611.7357 | yes |  | 0 | 0 | 0 | 3611.7357 | 0 | no | 0 | 0 | 0 | 3611.7357 | 0
| 17851.3489 | 0 | no | Surplus | yes |  | 0 | 0 | 0 | 715.6592 | 0 | no | 0 | 0 | 0 | 715.6592 | 4860 | no | 17851.3489 | 0 | 24300 |  |  | 0 |  |  | 0 | 0 | 0 | 0 | 0 |  | 0 | 0 | 0 | 0 | 0 | 17851.3489 | 16906.347 | 14466.2471 | 0 | yes | Deficit |  |  | 0 | 0 | 0 | 0 | 0 |  | 0 | 0 | 0 | 0 | 1860.1492 | yes |  | 0 | 0 | 0 | 1860.1492 | 0 | no | 0 | 0 | 0 | 1860.1492 | 0
| 16675.6487 | 0 | no | Surplus | yes |  | 0 | 0 | 0 | 1175.7002 | 0 | no | 0 | 0 | 0 | 1175.7002 | 4860 | no | 16675.6487 | 0 | 24300 |  |  | 0 |  |  | 0 | 0 | 0 | 0 | 0 |  | 0 | 0 | 0 | 0 | 0 | 16675.6487 | 16652.5866 | 13513.4917 | 0 | yes | Deficit |  |  | 0 | 0 | 0 | 0 | 0 |  | 0 | 0 | 0 | 0 | 2186.3395 | yes |  | 0 | 0 | 0 | 2186.3395 | 0 | no | 0 | 0 | 0 | 2186.3395 | 0
| 17153.9359 | 0 | yes | Deficit |  |  | 0 | 0 | 0 | 0 | 0 |  | 0 | 0 | 0 | 0 | 4860 | no |  | 0 | 24300 | no | 17153.9359 | 0 | no | no | 0 | 0 | 0 | 0 | 0 |  | 0 | 0 | 0 | 0 | 0 | 17153.9359 | 16555.2203 | 13901.0826 | 0 | yes | Deficit |  |  | 0 | 0 | 0 | 0 | 0 |  | 0 | 0 | 0 | 0 | 3041.7286 | yes |  | 0 | 0 | 0 | 3041.7286 | 0 | no | 0 | 0 | 0 | 3041.7286 | 0
| 18464.8201 | 0 | yes | Deficit |  |  | 0 | 0 | 0 | 0 | 0 |  | 0 | 0 | 0 | 0 | 4860 | no |  | 0 | 24300 | no | 18464.8201 | 0 | no | no | 0 | 0 | 0 | 0 | 0 |  | 0 | 0 | 0 | 0 | 0 | 18464.8201 | 16442.7992 | 14963.3874 | 0 | yes | Deficit |  |  | 0 | 0 | 0 | 0 | 0 |  | 0 | 0 | 0 | 0 | 2541.7167 | yes |  | 0 | 0 | 0 | 2541.7167 | 0 | no | 0 | 0 | 0 | 2541.7167 | 0
| 16300.6668 | 0 | no | Surplus | yes |  | 0 | 0 | 0 | 2164.1533 | 0 | no | 0 | 0 | 0 | 2164.1533 | 4860 | no | 16300.6668 | 0 | 24300 |  |  | 0 |  |  | 0 | 0 | 0 | 0 | 0 |  | 0 | 0 | 0 | 0 | 0 | 16300.6668 | 16923.18 | 13209.6165 | 0 | yes | Deficit |  |  | 0 | 0 | 0 | 0 | 0 |  | 0 | 0 | 0 | 0 | 1959.7926 | yes |  | 0 | 0 | 0 | 1959.7926 | 0 | no | 0 | 0 | 0 | 1959.7926 | 0
| 17564.5091 | 0 | yes | Deficit |  |  | 0 | 0 | 0 | 0 | 0 |  | 0 | 0 | 0 | 0 | 4860 | no |  | 0 | 24300 | no | 17564.5091 | 0 | no | no | 0 | 0 | 0 | 0 | 0 |  | 0 | 0 | 0 | 0 | 0 | 17564.5091 | 16113.3024 | 14233.8 | 0 | yes | Deficit |  |  | 0 | 0 | 0 | 0 | 0 |  | 0 | 0 | 0 | 0 | 2903.6859 | yes |  | 0 | 0 | 0 | 2903.6859 | 0 | no | 0 | 0 | 0 | 2903.6859 | 0
| 17303.668 | 0 | no | Surplus | yes |  | 0 | 0 | 0 | 260.8412 | 0 | no | 0 | 0 | 0 | 260.8412 | 4860 | no | 17303.668 | 0 | 24300 |  |  | 0 |  |  | 0 | 0 | 0 | 0 | 0 |  | 0 | 0 | 0 | 0 | 0 | 17303.668 | 16641.2918 | 14022.4214 | 0 | yes | Deficit |  |  | 0 | 0 | 0 | 0 | 0 |  | 0 | 0 | 0 | 0 | 2407.4919 | yes |  | 0 | 0 | 0 | 2407.4919 | 0 | no | 0 | 0 | 0 | 2407.4919 | 0
| 16555.4908 | 0 | no | Surplus | yes |  | 0 | 0 | 0 | 748.1771 | 0 | no | 0 | 0 | 0 | 748.1771 | 4860 | no | 16555.4908 | 0 | 24300 |  |  | 0 |  |  | 0 | 0 | 0 | 0 | 0 |  | 0 | 0 | 0 | 0 | 0 | 16555.4908 | 16360.3256 | 13416.119 | 0 | yes | Deficit |  |  | 0 | 0 | 0 | 0 | 0 |  | 0 | 0 | 0 | 0 | 2337.9043 | yes |  | 0 | 0 | 0 | 2337.9043 | 0 | no | 0 | 0 | 0 | 2337.9043 | 0
| 20539.2622 | 0 | yes | Deficit |  |  | 0 | 0 | 0 | 0 | 0 |  | 0 | 0 | 0 | 0 | 4860 | no |  | 0 | 24300 | no | 20539.2622 | 0 | no | no | 0 | 0 | 0 | 0 | 0 |  | 0 | 0 | 0 | 0 | 0 | 20539.2622 | 15721.6185 | 16644.4588 | 0 | yes | Deficit |  |  | 0 | 0 | 0 | 0 | 0 |  | 0 | 0 | 0 | 0 | 2305.4995 | yes |  | 0 | 0 | 0 | 2305.4995 | 0 | no | 0 | 0 | 0 | 2305.4995 | 0
| 16881.1967 | 0 | no | Surplus | yes |  | 0 | 0 | 0 | 3658.0655 | 0 | no | 0 | 0 | 0 | 3658.0655 | 4860 | no | 16881.1967 | 0 | 24300 |  |  | 0 |  |  | 0 | 0 | 0 | 0 | 0 |  | 0 | 0 | 0 | 0 | 0 | 16881.1967 | 16063.7339 | 13680.0621 | 0 | no | Surplus | yes |  | 0 | 0 | 0 | 580.7249 | 0 | no | 0 | 0 | 0 | 580.7249 | 0 |  |  | 0 | 0 | 0 | 0 | 0 |  | 0 | 0 | 0 | 0 | 0
| 15553.2934 | 0 | no | Surplus | yes |  | 0 | 0 | 0 | 1327.9032 | 0 | no | 0 | 0 | 0 | 1327.9032 | 4860 | no | 15553.2934 | 0 | 24300 |  |  | 0 |  |  | 0 | 0 | 0 | 0 | 0 |  | 0 | 0 | 0 | 0 | 0 | 15553.2934 | 15724.2574 | 12603.9655 | 0 | yes | Deficit |  |  | 0 | 0 | 0 | 0 | 0 |  | 0 | 0 | 0 | 0 | 2044.1952 | yes |  | 0 | 0 | 0 | 2044.1952 | 0 | no | 0 | 0 | 0 | 2044.1952 | 0
| 15982.5668 | 0 | yes | Deficit |  |  | 0 | 0 | 0 | 0 | 0 |  | 0 | 0 | 0 | 0 | 4860 | no |  | 0 | 24300 | no | 15982.5668 | 0 | no | no | 0 | 0 | 0 | 0 | 0 |  | 0 | 0 | 0 | 0 | 0 | 15982.5668 | 15723.2546 | 12951.8369 | 0 | yes | Deficit |  |  | 0 | 0 | 0 | 0 | 0 |  | 0 | 0 | 0 | 0 | 3119.2891 | yes |  | 0 | 0 | 0 | 3119.2891 | 0 | no | 0 | 0 | 0 | 3119.2891 | 0
| 16193.2069 | 0 | yes | Deficit |  |  | 0 | 0 | 0 | 0 | 0 |  | 0 | 0 | 0 | 0 | 4860 | no |  | 0 | 24300 | no | 16193.2069 | 0 | no | no | 0 | 0 | 0 | 0 | 0 |  | 0 | 0 | 0 | 0 | 0 | 16193.2069 | 15178.971 | 13122.534 | 0 | yes | Deficit |  |  | 0 | 0 | 0 | 0 | 0 |  | 0 | 0 | 0 | 0 | 2227.134 | yes |  | 0 | 0 | 0 | 2227.134 | 0 | no | 0 | 0 | 0 | 2227.134 | 0
| 16534.1521 | 0 | yes | Deficit |  |  | 0 | 0 | 0 | 0 | 0 |  | 0 | 0 | 0 | 0 | 4860 | no |  | 0 | 24300 | no | 16534.1521 | 0 | no | no | 0 | 0 | 0 | 0 | 0 |  | 0 | 0 | 0 | 0 | 0 | 16534.1521 | 15817.6263 | 13398.8267 | 0 | yes | Deficit |  |  | 0 | 0 | 0 | 0 | 0 |  | 0 | 0 | 0 | 0 | 2695.0923 | yes |  | 0 | 0 | 0 | 2695.0923 | 0 | no | 0 | 0 | 0 | 2695.0923 | 0
| 18575.493 | 0 | yes | Deficit |  |  | 0 | 0 | 0 | 0 | 0 |  | 0 | 0 | 0 | 0 | 4860 | no |  | 0 | 24300 | no | 18575.493 | 0 | no | no | 0 | 0 | 0 | 0 | 0 |  | 0 | 0 | 0 | 0 | 0 | 18575.493 | 15897.8322 | 15053.0737 | 0 | yes | Deficit |  |  | 0 | 0 | 0 | 0 | 0 |  | 0 | 0 | 0 | 0 | 2499.0056 | yes |  | 0 | 0 | 0 | 2499.0056 | 0 | no | 0 | 0 | 0 | 2499.0056 | 0
| 18962.2426 | 0 | yes | Deficit |  |  | 0 | 0 | 0 | 0 | 0 |  | 0 | 0 | 0 | 0 | 4860 | no |  | 0 | 24300 | no | 18962.2426 | 0 | no | no | 0 | 0 | 0 | 0 | 0 |  | 0 | 0 | 0 | 0 | 0 | 18962.2426 | 16486.9178 | 15366.4851 | 0 | yes | Deficit |  |  | 0 | 0 | 0 | 0 | 0 |  | 0 | 0 | 0 | 0 | 1433.8441 | yes |  | 0 | 0 | 0 | 1433.8441 | 0 | no | 0 | 0 | 0 | 1433.8441 | 0
| 15500.7532 | 0 | no | Surplus | yes |  | 0 | 0 | 0 | 3461.4894 | 0 | no | 0 | 0 | 0 | 3461.4894 | 4860 | no | 15500.7532 | 0 | 24300 |  |  | 0 |  |  | 0 | 0 | 0 | 0 | 0 |  | 0 | 0 | 0 | 0 | 0 | 15500.7532 | 16593.0586 | 12561.3883 | 0 | yes | Deficit |  |  | 0 | 0 | 0 | 0 | 0 |  | 0 | 0 | 0 | 0 | 1226.5735 | yes |  | 0 | 0 | 0 | 1226.5735 | 0 | no | 0 | 0 | 0 | 1226.5735 | 0
| 15813.4305 | 0 | yes | Deficit |  |  | 0 | 0 | 0 | 0 | 0 |  | 0 | 0 | 0 | 0 | 4860 | no |  | 0 | 24300 | no | 15813.4305 | 0 | no | no | 0 | 0 | 0 | 0 | 0 |  | 0 | 0 | 0 | 0 | 0 | 15813.4305 | 16109.8709 | 12814.7735 | 0 | yes | Deficit |  |  | 0 | 0 | 0 | 0 | 0 |  | 0 | 0 | 0 | 0 | 3548.4826 | yes |  | 0 | 0 | 0 | 3548.4826 | 0 | no | 0 | 0 | 0 | 3548.4826 | 0
| 15959.8214 | 0 | yes | Deficit |  |  | 0 | 0 | 0 | 0 | 0 |  | 0 | 0 | 0 | 0 | 4860 | no |  | 0 | 24300 | no | 15959.8214 | 0 | no | no | 0 | 0 | 0 | 0 | 0 |  | 0 | 0 | 0 | 0 | 0 | 15959.8214 | 16297.1406 | 12933.4047 | 0 | yes | Deficit |  |  | 0 | 0 | 0 | 0 | 0 |  | 0 | 0 | 0 | 0 | 3482.3671 | yes |  | 0 | 0 | 0 | 3482.3671 | 0 | no | 0 | 0 | 0 | 3482.3671 | 0
| 17146.9271 | 0 | yes | Deficit |  |  | 0 | 0 | 0 | 0 | 0 |  | 0 | 0 | 0 | 0 | 4860 | no |  | 0 | 24300 | no | 17146.9271 | 0 | no | no | 0 | 0 | 0 | 0 | 0 |  | 0 | 0 | 0 | 0 | 0 | 17146.9271 | 16501.3473 | 13895.4028 | 0 | yes | Deficit |  |  | 0 | 0 | 0 | 0 | 0 |  | 0 | 0 | 0 | 0 | 3567.9426 | yes |  | 0 | 0 | 0 | 3567.9426 | 0 | no | 0 | 0 | 0 | 3567.9426 | 0
| 15456.8151 | 0 | no | Surplus | yes |  | 0 | 0 | 0 | 1690.112 | 0 | no | 0 | 0 | 0 | 1690.112 | 4860 | no | 15456.8151 | 0 | 24300 |  |  | 0 |  |  | 0 | 0 | 0 | 0 | 0 |  | 0 | 0 | 0 | 0 | 0 | 15456.8151 | 16479.5497 | 12525.7821 | 0 | yes | Deficit |  |  | 0 | 0 | 0 | 0 | 0 |  | 0 | 0 | 0 | 0 | 2584.1469 | yes |  | 0 | 0 | 0 | 2584.1469 | 0 | no | 0 | 0 | 0 | 2584.1469 | 0
| 16972.0052 | 0 | yes | Deficit |  |  | 0 | 0 | 0 | 0 | 0 |  | 0 | 0 | 0 | 0 | 4860 | no |  | 0 | 24300 | no | 16972.0052 | 0 | no | no | 0 | 0 | 0 | 0 | 0 |  | 0 | 0 | 0 | 0 | 0 | 16972.0052 | 15645.2627 | 13753.6509 | 0 | yes | Deficit |  |  | 0 | 0 | 0 | 0 | 0 |  | 0 | 0 | 0 | 0 | 3119.4806 | yes |  | 0 | 0 | 0 | 3119.4806 | 0 | no | 0 | 0 | 0 | 3119.4806 | 0
| 19103.4915 | 0 | yes | Deficit |  |  | 0 | 0 | 0 | 0 | 0 |  | 0 | 0 | 0 | 0 | 4860 | no |  | 0 | 24300 | no | 19103.4915 | 0 | no | no | 0 | 0 | 0 | 0 | 0 |  | 0 | 0 | 0 | 0 | 0 | 19103.4915 | 16172.2273 | 15480.9494 | 0 | yes | Deficit |  |  | 0 | 0 | 0 | 0 | 0 |  | 0 | 0 | 0 | 0 | 2418.5765 | yes |  | 0 | 0 | 0 | 2418.5765 | 0 | no | 0 | 0 | 0 | 2418.5765 | 0
| 21225.2168 | 0 | yes | Deficit |  |  | 0 | 0 | 0 | 0 | 0 |  | 0 | 0 | 0 | 0 | 4860 | no |  | 0 | 24300 | no | 21225.2168 | 0 | no | no | 0 | 0 | 0 | 0 | 0 |  | 0 | 0 | 0 | 0 | 0 | 21225.2168 | 15215.5986 | 17200.3378 | 0 | no | Surplus | yes |  | 0 | 0 | 0 | 265.3508 | 0 | no | 0 | 0 | 0 | 265.3508 | 0 |  |  | 0 | 0 | 0 | 0 | 0 |  | 0 | 0 | 0 | 0 | 0
| 17402.591 | 0 | no | Surplus | yes |  | 0 | 0 | 0 | 3822.6258 | 0 | no | 0 | 0 | 0 | 3822.6258 | 4860 | no | 17402.591 | 0 | 24300 |  |  | 0 |  |  | 0 | 0 | 0 | 0 | 0 |  | 0 | 0 | 0 | 0 | 0 | 17402.591 | 15922.8493 | 14102.5859 | 0 | no | Surplus | yes |  | 0 | 0 | 0 | 1277.4885 | 0 | no | 0 | 0 | 0 | 1277.4885 | 0 |  |  | 0 | 0 | 0 | 0 | 0 |  | 0 | 0 | 0 | 0 | 0
| 16605.7333 | 0 | no | Surplus | yes |  | 0 | 0 | 0 | 796.8578 | 0 | no | 0 | 0 | 0 | 796.8578 | 4860 | no | 16605.7333 | 0 | 24300 |  |  | 0 |  |  | 0 | 0 | 0 | 0 | 0 |  | 0 | 0 | 0 | 0 | 0 | 16605.7333 | 16069.1929 | 13456.8341 | 0 | yes | Deficit |  |  | 0 | 0 | 0 | 0 | 0 |  | 0 | 0 | 0 | 0 | 1966.6069 | yes |  | 0 | 0 | 0 | 1966.6069 | 0 | no | 0 | 0 | 0 | 1966.6069 | 0
| 16425.2802 | 0 | no | Surplus | yes |  | 0 | 0 | 0 | 180.4531 | 0 | no | 0 | 0 | 0 | 180.4531 | 4860 | no | 16425.2802 | 0 | 24300 |  |  | 0 |  |  | 0 | 0 | 0 | 0 | 0 |  | 0 | 0 | 0 | 0 | 0 | 16425.2802 | 16185.7654 | 13310.5998 | 0 | yes | Deficit |  |  | 0 | 0 | 0 | 0 | 0 |  | 0 | 0 | 0 | 0 | 2728.9313 | yes |  | 0 | 0 | 0 | 2728.9313 | 0 | no | 0 | 0 | 0 | 2728.9313 | 0
| 18388.5175 | 0 | yes | Deficit |  |  | 0 | 0 | 0 | 0 | 0 |  | 0 | 0 | 0 | 0 | 4860 | no |  | 0 | 24300 | no | 18388.5175 | 0 | no | no | 0 | 0 | 0 | 0 | 0 |  | 0 | 0 | 0 | 0 | 0 | 18388.5175 | 16232.7662 | 14901.5539 | 0 | yes | Deficit |  |  | 0 | 0 | 0 | 0 | 0 |  | 0 | 0 | 0 | 0 | 2922.1664 | yes |  | 0 | 0 | 0 | 2922.1664 | 0 | no | 0 | 0 | 0 | 2922.1664 | 0
| 18393.0724 | 0 | yes | Deficit |  |  | 0 | 0 | 0 | 0 | 0 |  | 0 | 0 | 0 | 0 | 4860 | no |  | 0 | 24300 | no | 18393.0724 | 0 | no | no | 0 | 0 | 0 | 0 | 0 |  | 0 | 0 | 0 | 0 | 0 | 18393.0724 | 16368.1257 | 14905.2451 | 0 | yes | Deficit |  |  | 0 | 0 | 0 | 0 | 0 |  | 0 | 0 | 0 | 0 | 1466.5718 | yes |  | 0 | 0 | 0 | 1466.5718 | 0 | no | 0 | 0 | 0 | 1466.5718 | 0
| 16645.6324 | 0 | no | Surplus | yes |  | 0 | 0 | 0 | 1747.4401 | 0 | no | 0 | 0 | 0 | 1747.4401 | 4860 | no | 16645.6324 | 0 | 24300 |  |  | 0 |  |  | 0 | 0 | 0 | 0 | 0 |  | 0 | 0 | 0 | 0 | 0 | 16645.6324 | 16370.716 | 13489.1672 | 0 | yes | Deficit |  |  | 0 | 0 | 0 | 0 | 0 |  | 0 | 0 | 0 | 0 | 1465.4709 | yes |  | 0 | 0 | 0 | 1465.4709 | 0 | no | 0 | 0 | 0 | 1465.4709 | 0
| 16595.4187 | 0 | no | Surplus | yes |  | 0 | 0 | 0 | 50.2137 | 0 | no | 0 | 0 | 0 | 50.2137 | 4860 | no | 16595.4187 | 0 | 24300 |  |  | 0 |  |  | 0 | 0 | 0 | 0 | 0 |  | 0 | 0 | 0 | 0 | 0 | 16595.4187 | 16776.4386 | 13448.4754 | 0 | yes | Deficit |  |  | 0 | 0 | 0 | 0 | 0 |  | 0 | 0 | 0 | 0 | 3287.2713 | yes |  | 0 | 0 | 0 | 3287.2713 | 0 | no | 0 | 0 | 0 | 3287.2713 | 0
| 16709.2812 | 0 | yes | Deficit |  |  | 0 | 0 | 0 | 0 | 0 |  | 0 | 0 | 0 | 0 | 4860 | no |  | 0 | 24300 | no | 16709.2812 | 0 | no | no | 0 | 0 | 0 | 0 | 0 |  | 0 | 0 | 0 | 0 | 0 | 16709.2812 | 16868.5913 | 13540.7465 | 0 | yes | Deficit |  |  | 0 | 0 | 0 | 0 | 0 |  | 0 | 0 | 0 | 0 | 3420.1159 | yes |  | 0 | 0 | 0 | 3420.1159 | 0 | no | 0 | 0 | 0 | 3420.1159 | 0
| 16520.8489 | 0 | no | Surplus | yes |  | 0 | 0 | 0 | 188.4323 | 0 | no | 0 | 0 | 0 | 188.4323 | 4860 | no | 16520.8489 | 0 | 24300 |  |  | 0 |  |  | 0 | 0 | 0 | 0 | 0 |  | 0 | 0 | 0 | 0 | 0 | 16520.8489 | 19271.4172 | 13388.0461 | 0 | yes | Deficit |  |  | 0 | 0 | 0 | 0 | 0 |  | 0 | 0 | 0 | 0 | 5730.6707 | yes |  | 0 | 0 | 0 | 5730.6707 | 0 | no | 0 | 0 | 0 | 5730.6707 | 0
| 19039.8338 | 0 | yes | Deficit |  |  | 0 | 0 | 0 | 0 | 0 |  | 0 | 0 | 0 | 0 | 4860 | no |  | 0 | 24300 | no | 19039.8338 | 0 | no | no | 0 | 0 | 0 | 0 | 0 |  | 0 | 0 | 0 | 0 | 0 | 19039.8338 | 17131.397 | 15429.3629 | 0 | yes | Deficit |  |  | 0 | 0 | 0 | 0 | 0 |  | 0 | 0 | 0 | 0 | 3743.3509 | yes |  | 0 | 0 | 0 | 3743.3509 | 0 | no | 0 | 0 | 0 | 3743.3509 | 0
| 20927.3181 | 0 | yes | Deficit |  |  | 0 | 0 | 0 | 0 | 0 |  | 0 | 0 | 0 | 0 | 4860 | no |  | 0 | 24300 | no | 20927.3181 | 0 | no | no | 0 | 0 | 0 | 0 | 0 |  | 0 | 0 | 0 | 0 | 0 | 20927.3181 | 18396.1401 | 16958.9287 | 0 | yes | Deficit |  |  | 0 | 0 | 0 | 0 | 0 |  | 0 | 0 | 0 | 0 | 2966.7772 | yes |  | 0 | 0 | 0 | 2966.7772 | 0 | no | 0 | 0 | 0 | 2966.7772 | 0
| 20243.8759 | 0 | no | Surplus | yes |  | 0 | 0 | 0 | 683.4422 | 0 | no | 0 | 0 | 0 | 683.4422 | 4860 | no | 20243.8759 | 0 | 24300 |  |  | 0 |  |  | 0 | 0 | 0 | 0 | 0 |  | 0 | 0 | 0 | 0 | 0 | 20243.8759 | 18252.7207 | 16405.0858 | 0 | yes | Deficit |  |  | 0 | 0 | 0 | 0 | 0 |  | 0 | 0 | 0 | 0 | 1293.792 | yes |  | 0 | 0 | 0 | 1293.792 | 0 | no | 0 | 0 | 0 | 1293.792 | 0
| 20137.927 | 0 | no | Surplus | yes |  | 0 | 0 | 0 | 105.9489 | 0 | no | 0 | 0 | 0 | 105.9489 | 4860 | no | 20137.927 | 0 | 24300 |  |  | 0 |  |  | 0 | 0 | 0 | 0 | 0 |  | 0 | 0 | 0 | 0 | 0 | 20137.927 | 16150.0353 | 16319.2277 | 0 | no | Surplus | yes |  | 0 | 0 | 0 | 255.0505 | 0 | no | 0 | 0 | 0 | 255.0505 | 0 |  |  | 0 | 0 | 0 | 0 | 0 |  | 0 | 0 | 0 | 0 | 0
| 18884.5746 | 0 | no | Surplus | yes |  | 0 | 0 | 0 | 1253.3523 | 0 | no | 0 | 0 | 0 | 1253.3523 | 4860 | no | 18884.5746 | 0 | 24300 |  |  | 0 |  |  | 0 | 0 | 0 | 0 | 0 |  | 0 | 0 | 0 | 0 | 0 | 18884.5746 | 15558.8623 | 15303.5451 | 0 | no | Surplus | yes |  | 0 | 0 | 0 | 760.3654 | 0 | no | 0 | 0 | 0 | 760.3654 | 0 |  |  | 0 | 0 | 0 | 0 | 0 |  | 0 | 0 | 0 | 0 | 0
| 17108.2431 | 0 | no | Surplus | yes |  | 0 | 0 | 0 | 1776.3315 | 0 | no | 0 | 0 | 0 | 1776.3315 | 4860 | no | 17108.2431 | 0 | 24300 |  |  | 0 |  |  | 0 | 0 | 0 | 0 | 0 |  | 0 | 0 | 0 | 0 | 0 | 17108.2431 | 15252.1202 | 13864.0544 | 0 | no | Surplus | yes |  | 0 | 0 | 0 | 51.4249 | 0 | no | 0 | 0 | 0 | 51.4249 | 0 |  |  | 0 | 0 | 0 | 0 | 0 |  | 0 | 0 | 0 | 0 | 0
| 17266.9455 | 0 | yes | Deficit |  |  | 0 | 0 | 0 | 0 | 0 |  | 0 | 0 | 0 | 0 | 4860 | no |  | 0 | 24300 | no | 17266.9455 | 0 | no | no | 0 | 0 | 0 | 0 | 0 |  | 0 | 0 | 0 | 0 | 0 | 17266.9455 | 15621.7365 | 13992.6625 | 0 | yes | Deficit |  |  | 0 | 0 | 0 | 0 | 0 |  | 0 | 0 | 0 | 0 | 1757.6822 | yes |  | 0 | 0 | 0 | 1757.6822 | 0 | no | 0 | 0 | 0 | 1757.6822 | 0
| 18135.3517 | 0 | yes | Deficit |  |  | 0 | 0 | 0 | 0 | 0 |  | 0 | 0 | 0 | 0 | 4860 | no |  | 0 | 24300 | no | 18135.3517 | 0 | no | no | 0 | 0 | 0 | 0 | 0 |  | 0 | 0 | 0 | 0 | 0 | 18135.3517 | 15998.2734 | 14696.3953 | 0 | yes | Deficit |  |  | 0 | 0 | 0 | 0 | 0 |  | 0 | 0 | 0 | 0 | 2005.6109 | yes |  | 0 | 0 | 0 | 2005.6109 | 0 | no | 0 | 0 | 0 | 2005.6109 | 0
| 17271.7178 | 0 | no | Surplus | yes |  | 0 | 0 | 0 | 863.6339 | 0 | no | 0 | 0 | 0 | 863.6339 | 4860 | no | 17271.7178 | 0 | 24300 |  |  | 0 |  |  | 0 | 0 | 0 | 0 | 0 |  | 0 | 0 | 0 | 0 | 0 | 17271.7178 | 15602.8481 | 13996.5298 | 0 | yes | Deficit |  |  | 0 | 0 | 0 | 0 | 0 |  | 0 | 0 | 0 | 0 | 906.4528 | yes |  | 0 | 0 | 0 | 906.4528 | 0 | no | 0 | 0 | 0 | 906.4528 | 0
| 17310.2442 | 0 | yes | Deficit |  |  | 0 | 0 | 0 | 0 | 0 |  | 0 | 0 | 0 | 0 | 4860 | no |  | 0 | 24300 | no | 17310.2442 | 0 | no | no | 0 | 0 | 0 | 0 | 0 |  | 0 | 0 | 0 | 0 | 0 | 17310.2442 | 15424.7648 | 14027.7505 | 0 | yes | Deficit |  |  | 0 | 0 | 0 | 0 | 0 |  | 0 | 0 | 0 | 0 | 1428.235 | yes |  | 0 | 0 | 0 | 1428.235 | 0 | no | 0 | 0 | 0 | 1428.235 | 0
| 19305.1503 | 0 | yes | Deficit |  |  | 0 | 0 | 0 | 0 | 0 |  | 0 | 0 | 0 | 0 | 4860 | no |  | 0 | 24300 | no | 19305.1503 | 0 | no | no | 0 | 0 | 0 | 0 | 0 |  | 0 | 0 | 0 | 0 | 0 | 19305.1503 | 15333.945 | 15644.3682 | 0 | yes | Deficit |  |  | 0 | 0 | 0 | 0 | 0 |  | 0 | 0 | 0 | 0 | 1306.1944 | yes |  | 0 | 0 | 0 | 1306.1944 | 0 | no | 0 | 0 | 0 | 1306.1944 | 0
| 19067.4772 | 0 | no | Surplus | yes |  | 0 | 0 | 0 | 237.6731 | 0 | no | 0 | 0 | 0 | 237.6731 | 4860 | no | 19067.4772 | 0 | 24300 |  |  | 0 |  |  | 0 | 0 | 0 | 0 | 0 |  | 0 | 0 | 0 | 0 | 0 | 19067.4772 | 15175.7695 | 15451.7644 | 0 | no | Surplus | yes |  | 0 | 0 | 0 | 468.5987 | 0 | no | 0 | 0 | 0 | 468.5987 | 0 |  |  | 0 | 0 | 0 | 0 | 0 |  | 0 | 0 | 0 | 0 | 0
| 20679.5994 | 0 | yes | Deficit |  |  | 0 | 0 | 0 | 0 | 0 |  | 0 | 0 | 0 | 0 | 4860 | no |  | 0 | 24300 | no | 20679.5994 | 0 | no | no | 0 | 0 | 0 | 0 | 0 |  | 0 | 0 | 0 | 0 | 0 | 20679.5994 | 15406.2749 | 16758.1842 | 0 | no | Surplus | yes |  | 0 | 0 | 0 | 45.4894 | 0 | no | 0 | 0 | 0 | 45.4894 | 0 |  |  | 0 | 0 | 0 | 0 | 0 |  | 0 | 0 | 0 | 0 | 0
| 23086.0349 | 0 | yes | Deficit |  |  | 0 | 0 | 0 | 0 | 0 |  | 0 | 0 | 0 | 0 | 4860 | no |  | 0 | 24300 | no | 23086.0349 | 0 | no | no | 0 | 0 | 0 | 0 | 0 |  | 0 | 0 | 0 | 0 | 0 | 23086.0349 | 14566.9633 | 18708.294 | 0 | no | Surplus | yes |  | 0 | 0 | 0 | 2191.221 | 0 | no | 0 | 0 | 0 | 2191.221 | 0 |  |  | 0 | 0 | 0 | 0 | 0 |  | 0 | 0 | 0 | 0 | 0
| 21251.4379 | 0 | no | Surplus | yes |  | 0 | 0 | 0 | 1834.597 | 0 | no | 0 | 0 | 0 | 1834.597 | 4860 | no | 21251.4379 | 0 | 24300 |  |  | 0 |  |  | 0 | 0 | 0 | 0 | 0 |  | 0 | 0 | 0 | 0 | 0 | 21251.4379 | 15908.3598 | 17221.5866 | 0 | no | Surplus | yes |  | 0 | 0 | 0 | 2799.9343 | 0 | no | 0 | 0 | 0 | 2799.9343 | 0 |  |  | 0 | 0 | 0 | 0 | 0 |  | 0 | 0 | 0 | 0 | 0
| 19816.7099 | 0 | no | Surplus | yes |  | 0 | 0 | 0 | 1434.7279 | 0 | no | 0 | 0 | 0 | 1434.7279 | 4860 | no | 19816.7099 | 0 | 24300 |  |  | 0 |  |  | 0 | 0 | 0 | 0 | 0 |  | 0 | 0 | 0 | 0 | 0 | 19816.7099 | 15356.2874 | 16058.9221 | 0 | no | Surplus | yes |  | 0 | 0 | 0 | 1865.2992 | 0 | no | 0 | 0 | 0 | 1865.2992 | 0 |  |  | 0 | 0 | 0 | 0 | 0 |  | 0 | 0 | 0 | 0 | 0
| 19974.0937 | 0 | yes | Deficit |  |  | 0 | 0 | 0 | 0 | 0 |  | 0 | 0 | 0 | 0 | 4860 | no |  | 0 | 24300 | no | 19974.0937 | 0 | no | no | 0 | 0 | 0 | 0 | 0 |  | 0 | 0 | 0 | 0 | 0 | 19974.0937 | 14451.9087 | 16186.4617 | 0 | no | Surplus | yes |  | 0 | 0 | 0 | 1607.0135 | 0 | no | 0 | 0 | 0 | 1607.0135 | 0 |  |  | 0 | 0 | 0 | 0 | 0 |  | 0 | 0 | 0 | 0 | 0
| 20062.7881 | 0 | yes | Deficit |  |  | 0 | 0 | 0 | 0 | 0 |  | 0 | 0 | 0 | 0 | 4860 | no |  | 0 | 24300 | no | 20062.7881 | 0 | no | no | 0 | 0 | 0 | 0 | 0 |  | 0 | 0 | 0 | 0 | 0 | 20062.7881 | 15312.92 | 16258.3372 | 0 | no | Surplus | yes |  | 0 | 0 | 0 | 873.5417 | 0 | no | 0 | 0 | 0 | 873.5417 | 0 |  |  | 0 | 0 | 0 | 0 | 0 |  | 0 | 0 | 0 | 0 | 0
| 20484.7885 | 0 | yes | Deficit |  |  | 0 | 0 | 0 | 0 | 0 |  | 0 | 0 | 0 | 0 | 4860 | no |  | 0 | 24300 | no | 20484.7885 | 0 | no | no | 0 | 0 | 0 | 0 | 0 |  | 0 | 0 | 0 | 0 | 0 | 20484.7885 | 15858.0656 | 16600.3148 | 0 | no | Surplus | yes |  | 0 | 0 | 0 | 400.2716 | 0 | no | 0 | 0 | 0 | 400.2716 | 0 |  |  | 0 | 0 | 0 | 0 | 0 |  | 0 | 0 | 0 | 0 | 0
| 19661.5058 | 0 | no | Surplus | yes |  | 0 | 0 | 0 | 823.2827 | 0 | no | 0 | 0 | 0 | 823.2827 | 4860 | no | 19661.5058 | 0 | 24300 |  |  | 0 |  |  | 0 | 0 | 0 | 0 | 0 |  | 0 | 0 | 0 | 0 | 0 | 19661.5058 | 15917.0718 | 15933.1489 | 0 | no | Surplus | yes |  | 0 | 0 | 0 | 683.243 | 0 | no | 0 | 0 | 0 | 683.243 | 0 |  |  | 0 | 0 | 0 | 0 | 0 |  | 0 | 0 | 0 | 0 | 0
| 21655.7007 | 0 | yes | Deficit |  |  | 0 | 0 | 0 | 0 | 0 |  | 0 | 0 | 0 | 0 | 4860 | no |  | 0 | 24300 | no | 21655.7007 | 0 | no | no | 0 | 0 | 0 | 0 | 0 |  | 0 | 0 | 0 | 0 | 0 | 21655.7007 | 15903.5334 | 17549.1902 | 0 | no | Surplus | yes |  | 0 | 0 | 0 | 29.6156 | 0 | no | 0 | 0 | 0 | 29.6156 | 0 |  |  | 0 | 0 | 0 | 0 | 0 |  | 0 | 0 | 0 | 0 | 0
| 21363.0194 | 0 | no | Surplus | yes |  | 0 | 0 | 0 | 292.6813 | 0 | no | 0 | 0 | 0 | 292.6813 | 4860 | no | 21363.0194 | 0 | 24300 |  |  | 0 |  |  | 0 | 0 | 0 | 0 | 0 |  | 0 | 0 | 0 | 0 | 0 | 21363.0194 | 15761.6734 | 17312.0092 | 0 | no | Surplus | yes |  | 0 | 0 | 0 | 1787.5168 | 0 | no | 0 | 0 | 0 | 1787.5168 | 0 |  |  | 0 | 0 | 0 | 0 | 0 |  | 0 | 0 | 0 | 0 | 0
| 22031.6404 | 0 | yes | Deficit |  |  | 0 | 0 | 0 | 0 | 0 |  | 0 | 0 | 0 | 0 | 4860 | no |  | 0 | 24300 | no | 22031.6404 | 0 | no | no | 0 | 0 | 0 | 0 | 0 |  | 0 | 0 | 0 | 0 | 0 | 22031.6404 | 14811.645 | 17853.8415 | 0 | no | Surplus | yes |  | 0 | 0 | 0 | 2500.3642 | 0 | no | 0 | 0 | 0 | 2500.3642 | 0 |  |  | 0 | 0 | 0 | 0 | 0 |  | 0 | 0 | 0 | 0 | 0
| 24654.2673 | 0 | yes | Deficit |  |  | 0 | 0 | 0 | 0 | 0 |  | 0 | 0 | 0 | 0 | 4860 | no |  | 0 | 24300 | yes | 24300 | 354.2673 | yes |  | 0 | 0 | 0 | 354.2673 | 0 | no | 0 | 0 | 0 | 354.2673 | 0 | 24300 | 14593.4069 | 19692.0583 | 0 | no | Surplus | yes |  | 0 | 0 | 0 | 3260.4346 | 0 | no | 0 | 0 | 0 | 3260.4346 | 0 |  |  | 0 | 0 | 0 | 0 | 0 |  | 0 | 0 | 0 | 0 | 0
| 22634.9595 | 0 | no | Surplus | yes |  | 0 | 0 | 0 | 1665.0405 | 0 | no | 0 | 0 | 0 | 1665.0405 | 4860 | no | 22634.9595 | 0 | 24300 |  |  | 0 |  |  | 0 | 0 | 0 | 0 | 0 |  | 0 | 0 | 0 | 0 | 0 | 22634.9595 | 14625.5387 | 18342.7549 | 0 | no | Surplus | yes |  | 0 | 0 | 0 | 5066.5196 | 0 | no | 0 | 0 | 0 | 5066.5196 | 0 |  |  | 0 | 0 | 0 | 0 | 0 |  | 0 | 0 | 0 | 0 | 0
| 22221.236 | 0 | no | Surplus | yes |  | 0 | 0 | 0 | 413.7235 | 0 | no | 0 | 0 | 0 | 413.7235 | 4860 | no | 22221.236 | 0 | 24300 |  |  | 0 |  |  | 0 | 0 | 0 | 0 | 0 |  | 0 | 0 | 0 | 0 | 0 | 22221.236 | 14070.6519 | 18007.4846 | 0 | no | Surplus | yes |  | 0 | 0 | 0 | 4272.103 | 0 | no | 0 | 0 | 0 | 4272.103 | 0 |  |  | 0 | 0 | 0 | 0 | 0 |  | 0 | 0 | 0 | 0 | 0
| 20894.5226 | 0 | no | Surplus | yes |  | 0 | 0 | 0 | 1326.7135 | 0 | no | 0 | 0 | 0 | 1326.7135 | 4860 | no | 20894.5226 | 0 | 24300 |  |  | 0 |  |  | 0 | 0 | 0 | 0 | 0 |  | 0 | 0 | 0 | 0 | 0 | 20894.5226 | 12667.6365 | 16932.3522 | 0 | no | Surplus | yes |  | 0 | 0 | 0 | 5339.8481 | 0 | no | 0 | 0 | 0 | 5339.8481 | 0 |  |  | 0 | 0 | 0 | 0 | 0 |  | 0 | 0 | 0 | 0 | 0
| 24665.9586 | 0 | yes | Deficit |  |  | 0 | 0 | 0 | 0 | 0 |  | 0 | 0 | 0 | 0 | 4860 | no |  | 0 | 24300 | yes | 24300 | 365.9586 | yes |  | 0 | 0 | 0 | 365.9586 | 0 | no | 0 | 0 | 0 | 365.9586 | 0 | 24300 | 13065.1483 | 19692.0583 | 0 | no | Surplus | yes |  | 0 | 0 | 0 | 3867.2039 | 0 | no | 0 | 0 | 0 | 3867.2039 | 0 |  |  | 0 | 0 | 0 | 0 | 0 |  | 0 | 0 | 0 | 0 | 0
| 23316.4209 | 0 | no | Surplus | yes |  | 0 | 0 | 0 | 983.5791 | 0 | no | 0 | 0 | 0 | 983.5791 | 4860 | no | 23316.4209 | 0 | 24300 |  |  | 0 |  |  | 0 | 0 | 0 | 0 | 0 |  | 0 | 0 | 0 | 0 | 0 | 23316.4209 | 12710.4341 | 18894.9927 | 0 | no | Surplus | yes |  | 0 | 0 | 0 | 6981.6243 | 0 | no | 0 | 0 | 0 | 6981.6243 | 0 |  |  | 0 | 0 | 0 | 0 | 0 |  | 0 | 0 | 0 | 0 | 0
| 21651.8733 | 0 | no | Surplus | yes |  | 0 | 0 | 0 | 1664.5476 | 0 | no | 0 | 0 | 0 | 1664.5476 | 4860 | no | 21651.8733 | 0 | 24300 |  |  | 0 |  |  | 0 | 0 | 0 | 0 | 0 |  | 0 | 0 | 0 | 0 | 0 | 21651.8733 | 13635.4478 | 17546.0886 | 0 | no | Surplus | yes |  | 0 | 0 | 0 | 5259.5449 | 0 | no | 0 | 0 | 0 | 5259.5449 | 0 |  |  | 0 | 0 | 0 | 0 | 0 |  | 0 | 0 | 0 | 0 | 0
| 20422.326 | 0 | no | Surplus | yes |  | 0 | 0 | 0 | 1229.5473 | 0 | no | 0 | 0 | 0 | 1229.5473 | 4860 | no | 20422.326 | 0 | 24300 |  |  | 0 |  |  | 0 | 0 | 0 | 0 | 0 |  | 0 | 0 | 0 | 0 | 0 | 20422.326 | 13614.8494 | 16549.6969 | 0 | no | Surplus | yes |  | 0 | 0 | 0 | 3931.2392 | 0 | no | 0 | 0 | 0 | 3931.2392 | 0 |  |  | 0 | 0 | 0 | 0 | 0 |  | 0 | 0 | 0 | 0 | 0
| 19256.1535 | 0 | no | Surplus | yes |  | 0 | 0 | 0 | 1166.1724 | 0 | no | 0 | 0 | 0 | 1166.1724 | 4860 | no | 19256.1535 | 0 | 24300 |  |  | 0 |  |  | 0 | 0 | 0 | 0 | 0 |  | 0 | 0 | 0 | 0 | 0 | 19256.1535 | 13140.3757 | 15604.6625 | 0 | no | Surplus | yes |  | 0 | 0 | 0 | 3409.3212 | 0 | no | 0 | 0 | 0 | 3409.3212 | 0 |  |  | 0 | 0 | 0 | 0 | 0 |  | 0 | 0 | 0 | 0 | 0
| 19994.5153 | 0 | yes | Deficit |  |  | 0 | 0 | 0 | 0 | 0 |  | 0 | 0 | 0 | 0 | 4860 | no |  | 0 | 24300 | no | 19994.5153 | 0 | no | no | 0 | 0 | 0 | 0 | 0 |  | 0 | 0 | 0 | 0 | 0 | 19994.5153 | 12375.1473 | 16203.0108 | 0 | no | Surplus | yes |  | 0 | 0 | 0 | 3229.5152 | 0 | no | 0 | 0 | 0 | 3229.5152 | 0 |  |  | 0 | 0 | 0 | 0 | 0 |  | 0 | 0 | 0 | 0 | 0
| 19457.3372 | 0 | no | Surplus | yes |  | 0 | 0 | 0 | 537.1781 | 0 | no | 0 | 0 | 0 | 537.1781 | 4860 | no | 19457.3372 | 0 | 24300 |  |  | 0 |  |  | 0 | 0 | 0 | 0 | 0 |  | 0 | 0 | 0 | 0 | 0 | 19457.3372 | 14033.1435 | 15767.6963 | 0 | no | Surplus | yes |  | 0 | 0 | 0 | 2169.8673 | 0 | no | 0 | 0 | 0 | 2169.8673 | 0 |  |  | 0 | 0 | 0 | 0 | 0 |  | 0 | 0 | 0 | 0 | 0
| 21463.1262 | 0 | yes | Deficit |  |  | 0 | 0 | 0 | 0 | 0 |  | 0 | 0 | 0 | 0 | 4860 | no |  | 0 | 24300 | no | 21463.1262 | 0 | no | no | 0 | 0 | 0 | 0 | 0 |  | 0 | 0 | 0 | 0 | 0 | 21463.1262 | 13339.6893 | 17393.1331 | 0 | no | Surplus | yes |  | 0 | 0 | 0 | 2428.007 | 0 | no | 0 | 0 | 0 | 2428.007 | 0 |  |  | 0 | 0 | 0 | 0 | 0 |  | 0 | 0 | 0 | 0 | 0
| 21256.0706 | 0 | no | Surplus | yes |  | 0 | 0 | 0 | 207.0556 | 0 | no | 0 | 0 | 0 | 207.0556 | 4860 | no | 21256.0706 | 0 | 24300 |  |  | 0 |  |  | 0 | 0 | 0 | 0 | 0 |  | 0 | 0 | 0 | 0 | 0 | 21256.0706 | 14570.4361 | 17225.3409 | 0 | no | Surplus | yes |  | 0 | 0 | 0 | 2822.6969 | 0 | no | 0 | 0 | 0 | 2822.6969 | 0 |  |  | 0 | 0 | 0 | 0 | 0 |  | 0 | 0 | 0 | 0 | 0
| 18945.212 | 0 | no | Surplus | yes |  | 0 | 0 | 0 | 2310.8586 | 0 | no | 0 | 0 | 0 | 2310.8586 | 4860 | no | 18945.212 | 0 | 24300 |  |  | 0 |  |  | 0 | 0 | 0 | 0 | 0 |  | 0 | 0 | 0 | 0 | 0 | 18945.212 | 14267.6695 | 15352.684 | 0 | no | Surplus | yes |  | 0 | 0 | 0 | 2957.6714 | 0 | no | 0 | 0 | 0 | 2957.6714 | 0 |  |  | 0 | 0 | 0 | 0 | 0 |  | 0 | 0 | 0 | 0 | 0
| 19447.5847 | 0 | yes | Deficit |  |  | 0 | 0 | 0 | 0 | 0 |  | 0 | 0 | 0 | 0 | 4860 | no |  | 0 | 24300 | no | 19447.5847 | 0 | no | no | 0 | 0 | 0 | 0 | 0 |  | 0 | 0 | 0 | 0 | 0 | 19447.5847 | 13862.7929 | 15759.7931 | 0 | no | Surplus | yes |  | 0 | 0 | 0 | 1489.8911 | 0 | no | 0 | 0 | 0 | 1489.8911 | 0 |  |  | 0 | 0 | 0 | 0 | 0 |  | 0 | 0 | 0 | 0 | 0
| 19229.0921 | 0 | no | Surplus | yes |  | 0 | 0 | 0 | 218.4925 | 0 | no | 0 | 0 | 0 | 218.4925 | 4860 | no | 19229.0921 | 0 | 24300 |  |  | 0 |  |  | 0 | 0 | 0 | 0 | 0 |  | 0 | 0 | 0 | 0 | 0 | 19229.0921 | 13199.23 | 15582.7327 | 0 | no | Surplus | yes |  | 0 | 0 | 0 | 2560.5631 | 0 | no | 0 | 0 | 0 | 2560.5631 | 0 |  |  | 0 | 0 | 0 | 0 | 0 |  | 0 | 0 | 0 | 0 | 0
| 17937.007 | 0 | no | Surplus | yes |  | 0 | 0 | 0 | 1292.0851 | 0 | no | 0 | 0 | 0 | 1292.0851 | 4860 | no | 17937.007 | 0 | 24300 |  |  | 0 |  |  | 0 | 0 | 0 | 0 | 0 |  | 0 | 0 | 0 | 0 | 0 | 17937.007 | 13755.4214 | 14535.6621 | 0 | no | Surplus | yes |  | 0 | 0 | 0 | 1827.3112 | 0 | no | 0 | 0 | 0 | 1827.3112 | 0 |  |  | 0 | 0 | 0 | 0 | 0 |  | 0 | 0 | 0 | 0 | 0
| 16840.1789 | 0 | no | Surplus | yes |  | 0 | 0 | 0 | 1096.8281 | 0 | no | 0 | 0 | 0 | 1096.8281 | 4860 | no | 16840.1789 | 0 | 24300 |  |  | 0 |  |  | 0 | 0 | 0 | 0 | 0 |  | 0 | 0 | 0 | 0 | 0 | 16840.1789 | 14458.1319 | 13646.8225 | 0 | no | Surplus | yes |  | 0 | 0 | 0 | 77.5302 | 0 | no | 0 | 0 | 0 | 77.5302 | 0 |  |  | 0 | 0 | 0 | 0 | 0 |  | 0 | 0 | 0 | 0 | 0
| 19452.7512 | 0 | yes | Deficit |  |  | 0 | 0 | 0 | 0 | 0 |  | 0 | 0 | 0 | 0 | 4860 | no |  | 0 | 24300 | no | 19452.7512 | 0 | no | no | 0 | 0 | 0 | 0 | 0 |  | 0 | 0 | 0 | 0 | 0 | 19452.7512 | 14554.6109 | 15763.9799 | 0 | yes | Deficit |  |  | 0 | 0 | 0 | 0 | 0 |  | 0 | 0 | 0 | 0 | 907.7884 | yes |  | 0 | 0 | 0 | 907.7884 | 0 | no | 0 | 0 | 0 | 907.7884 | 0
| 17562.4238 | 0 | no | Surplus | yes |  | 0 | 0 | 0 | 1890.3275 | 0 | no | 0 | 0 | 0 | 1890.3275 | 4860 | no | 17562.4238 | 0 | 24300 |  |  | 0 |  |  | 0 | 0 | 0 | 0 | 0 |  | 0 | 0 | 0 | 0 | 0 | 17562.4238 | 14531.4856 | 14232.11 | 0 | no | Surplus | yes |  | 0 | 0 | 0 | 1232.4944 | 0 | no | 0 | 0 | 0 | 1232.4944 | 0 |  |  | 0 | 0 | 0 | 0 | 0 |  | 0 | 0 | 0 | 0 | 0
| 17757.5386 | 0 | yes | Deficit |  |  | 0 | 0 | 0 | 0 | 0 |  | 0 | 0 | 0 | 0 | 4860 | no |  | 0 | 24300 | no | 17757.5386 | 0 | no | no | 0 | 0 | 0 | 0 | 0 |  | 0 | 0 | 0 | 0 | 0 | 17757.5386 | 14052.9592 | 14390.2258 | 0 | no | Surplus | yes |  | 0 | 0 | 0 | 179.1509 | 0 | no | 0 | 0 | 0 | 179.1509 | 0 |  |  | 0 | 0 | 0 | 0 | 0 |  | 0 | 0 | 0 | 0 | 0
| 18787.1927 | 0 | yes | Deficit |  |  | 0 | 0 | 0 | 0 | 0 |  | 0 | 0 | 0 | 0 | 4860 | no |  | 0 | 24300 | no | 18787.1927 | 0 | no | no | 0 | 0 | 0 | 0 | 0 |  | 0 | 0 | 0 | 0 | 0 | 18787.1927 | 14063.1456 | 15224.6294 | 0 | no | Surplus | yes |  | 0 | 0 | 0 | 327.0801 | 0 | no | 0 | 0 | 0 | 327.0801 | 0 |  |  | 0 | 0 | 0 | 0 | 0 |  | 0 | 0 | 0 | 0 | 0
| 18752.7141 | 0 | no | Surplus | yes |  | 0 | 0 | 0 | 34.4786 | 0 | no | 0 | 0 | 0 | 34.4786 | 4860 | no | 18752.7141 | 0 | 24300 |  |  | 0 |  |  | 0 | 0 | 0 | 0 | 0 |  | 0 | 0 | 0 | 0 | 0 | 18752.7141 | 13564.328 | 15196.6889 | 0 | no | Surplus | yes |  | 0 | 0 | 0 | 1660.3015 | 0 | no | 0 | 0 | 0 | 1660.3015 | 0 |  |  | 0 | 0 | 0 | 0 | 0 |  | 0 | 0 | 0 | 0 | 0
| 15722.1783 | 0 | no | Surplus | yes |  | 0 | 0 | 0 | 3030.5358 | 0 | no | 0 | 0 | 0 | 3030.5358 | 4860 | no | 15722.1783 | 0 | 24300 |  |  | 0 |  |  | 0 | 0 | 0 | 0 | 0 |  | 0 | 0 | 0 | 0 | 0 | 15722.1783 | 12811.2001 | 12740.8252 | 0 | no | Surplus | yes |  | 0 | 0 | 0 | 2385.4888 | 0 | no | 0 | 0 | 0 | 2385.4888 | 0 |  |  | 0 | 0 | 0 | 0 | 0 |  | 0 | 0 | 0 | 0 | 0
| 19178.8046 | 0 | yes | Deficit |  |  | 0 | 0 | 0 | 0 | 0 |  | 0 | 0 | 0 | 0 | 4860 | no |  | 0 | 24300 | no | 19178.8046 | 0 | no | no | 0 | 0 | 0 | 0 | 0 |  | 0 | 0 | 0 | 0 | 0 | 19178.8046 | 12694.6539 | 15541.981 | 0 | no | Surplus | yes |  | 0 | 0 | 0 | 46.1713 | 0 | no | 0 | 0 | 0 | 46.1713 | 0 |  |  | 0 | 0 | 0 | 0 | 0 |  | 0 | 0 | 0 | 0 | 0
| 21118.7074 | 0 | yes | Deficit |  |  | 0 | 0 | 0 | 0 | 0 |  | 0 | 0 | 0 | 0 | 4860 | no |  | 0 | 24300 | no | 21118.7074 | 0 | no | no | 0 | 0 | 0 | 0 | 0 |  | 0 | 0 | 0 | 0 | 0 | 21118.7074 | 12400.3851 | 17114.0255 | 0 | no | Surplus | yes |  | 0 | 0 | 0 | 3141.5959 | 0 | no | 0 | 0 | 0 | 3141.5959 | 0 |  |  | 0 | 0 | 0 | 0 | 0 |  | 0 | 0 | 0 | 0 | 0
| 18246.3298 | 0 | no | Surplus | yes |  | 0 | 0 | 0 | 2872.3776 | 0 | no | 0 | 0 | 0 | 2872.3776 | 4860 | no | 18246.3298 | 0 | 24300 |  |  | 0 |  |  | 0 | 0 | 0 | 0 | 0 |  | 0 | 0 | 0 | 0 | 0 | 18246.3298 | 12290.2262 | 14786.3289 | 0 | no | Surplus | yes |  | 0 | 0 | 0 | 4823.7992 | 0 | no | 0 | 0 | 0 | 4823.7992 | 0 |  |  | 0 | 0 | 0 | 0 | 0 |  | 0 | 0 | 0 | 0 | 0
| 18235.4774 | 0 | no | Surplus | yes |  | 0 | 0 | 0 | 10.8524 | 0 | no | 0 | 0 | 0 | 10.8524 | 4860 | no | 18235.4774 | 0 | 24300 |  |  | 0 |  |  | 0 | 0 | 0 | 0 | 0 |  | 0 | 0 | 0 | 0 | 0 | 18235.4774 | 11507.1402 | 14777.5344 | 0 | no | Surplus | yes |  | 0 | 0 | 0 | 3279.1887 | 0 | no | 0 | 0 | 0 | 3279.1887 | 0 |  |  | 0 | 0 | 0 | 0 | 0 |  | 0 | 0 | 0 | 0 | 0
| 19630.0894 | 0 | yes | Deficit |  |  | 0 | 0 | 0 | 0 | 0 |  | 0 | 0 | 0 | 0 | 4860 | no |  | 0 | 24300 | no | 19630.0894 | 0 | no | no | 0 | 0 | 0 | 0 | 0 |  | 0 | 0 | 0 | 0 | 0 | 19630.0894 | 11422.6863 | 15907.6899 | 0 | no | Surplus | yes |  | 0 | 0 | 0 | 3354.8481 | 0 | no | 0 | 0 | 0 | 3354.8481 | 0 |  |  | 0 | 0 | 0 | 0 | 0 |  | 0 | 0 | 0 | 0 | 0
| 18901.1566 | 0 | no | Surplus | yes |  | 0 | 0 | 0 | 728.9328 | 0 | no | 0 | 0 | 0 | 728.9328 | 4860 | no | 18901.1566 | 0 | 24300 |  |  | 0 |  |  | 0 | 0 | 0 | 0 | 0 |  | 0 | 0 | 0 | 0 | 0 | 18901.1566 | 11408.2341 | 15316.9826 | 0 | no | Surplus | yes |  | 0 | 0 | 0 | 4499.4558 | 0 | no | 0 | 0 | 0 | 4499.4558 | 0 |  |  | 0 | 0 | 0 | 0 | 0 |  | 0 | 0 | 0 | 0 | 0
| 18646.1459 | 0 | no | Surplus | yes |  | 0 | 0 | 0 | 255.0107 | 0 | no | 0 | 0 | 0 | 255.0107 | 4860 | no | 18646.1459 | 0 | 24300 |  |  | 0 |  |  | 0 | 0 | 0 | 0 | 0 |  | 0 | 0 | 0 | 0 | 0 | 18646.1459 | 12332.445 | 15110.3289 | 0 | no | Surplus | yes |  | 0 | 0 | 0 | 2984.5376 | 0 | no | 0 | 0 | 0 | 2984.5376 | 0 |  |  | 0 | 0 | 0 | 0 | 0 |  | 0 | 0 | 0 | 0 | 0
| 17443.9168 | 0 | no | Surplus | yes |  | 0 | 0 | 0 | 1202.2291 | 0 | no | 0 | 0 | 0 | 1202.2291 | 4860 | no | 17443.9168 | 0 | 24300 |  |  | 0 |  |  | 0 | 0 | 0 | 0 | 0 |  | 0 | 0 | 0 | 0 | 0 | 17443.9168 | 12286.1269 | 14136.0752 | 0 | no | Surplus | yes |  | 0 | 0 | 0 | 2824.202 | 0 | no | 0 | 0 | 0 | 2824.202 | 0 |  |  | 0 | 0 | 0 | 0 | 0 |  | 0 | 0 | 0 | 0 | 0
| 21697.9136 | 0 | yes | Deficit |  |  | 0 | 0 | 0 | 0 | 0 |  | 0 | 0 | 0 | 0 | 4860 | no |  | 0 | 24300 | no | 21697.9136 | 0 | no | no | 0 | 0 | 0 | 0 | 0 |  | 0 | 0 | 0 | 0 | 0 | 21697.9136 | 11824.8122 | 17583.3984 | 0 | no | Surplus | yes |  | 0 | 0 | 0 | 2311.263 | 0 | no | 0 | 0 | 0 | 2311.263 | 0 |  |  | 0 | 0 | 0 | 0 | 0 |  | 0 | 0 | 0 | 0 | 0
| 20014.9924 | 0 | no | Surplus | yes |  | 0 | 0 | 0 | 1682.9211 | 0 | no | 0 | 0 | 0 | 1682.9211 | 4860 | no | 20014.9924 | 0 | 24300 |  |  | 0 |  |  | 0 | 0 | 0 | 0 | 0 |  | 0 | 0 | 0 | 0 | 0 | 20014.9924 | 12285.8621 | 16219.6049 | 0 | no | Surplus | yes |  | 0 | 0 | 0 | 5297.5362 | 0 | no | 0 | 0 | 0 | 5297.5362 | 0 |  |  | 0 | 0 | 0 | 0 | 0 |  | 0 | 0 | 0 | 0 | 0
| 21194.3643 | 0 | yes | Deficit |  |  | 0 | 0 | 0 | 0 | 0 |  | 0 | 0 | 0 | 0 | 4860 | no |  | 0 | 24300 | no | 21194.3643 | 0 | no | no | 0 | 0 | 0 | 0 | 0 |  | 0 | 0 | 0 | 0 | 0 | 21194.3643 | 12441.8968 | 17175.3357 | 0 | no | Surplus | yes |  | 0 | 0 | 0 | 3777.7081 | 0 | no | 0 | 0 | 0 | 3777.7081 | 0 |  |  | 0 | 0 | 0 | 0 | 0 |  | 0 | 0 | 0 | 0 | 0
| 23277.8587 | 0 | yes | Deficit |  |  | 0 | 0 | 0 | 0 | 0 |  | 0 | 0 | 0 | 0 | 4860 | no |  | 0 | 24300 | no | 23277.8587 | 0 | no | no | 0 | 0 | 0 | 0 | 0 |  | 0 | 0 | 0 | 0 | 0 | 23277.8587 | 12492.588 | 18863.7429 | 0 | no | Surplus | yes |  | 0 | 0 | 0 | 4682.7477 | 0 | no | 0 | 0 | 0 | 4682.7477 | 0 |  |  | 0 | 0 | 0 | 0 | 0 |  | 0 | 0 | 0 | 0 | 0
| 23119.3657 | 0 | no | Surplus | yes |  | 0 | 0 | 0 | 158.493 | 0 | no | 0 | 0 | 0 | 158.493 | 4860 | no | 23119.3657 | 0 | 24300 |  |  | 0 |  |  | 0 | 0 | 0 | 0 | 0 |  | 0 | 0 | 0 | 0 | 0 | 23119.3657 | 11796.4627 | 18735.3045 | 0 | no | Surplus | yes |  | 0 | 0 | 0 | 7067.2802 | 0 | no | 0 | 0 | 0 | 7067.2802 | 0 |  |  | 0 | 0 | 0 | 0 | 0 |  | 0 | 0 | 0 | 0 | 0
| 21864.6029 | 0 | no | Surplus | yes |  | 0 | 0 | 0 | 1254.7628 | 0 | no | 0 | 0 | 0 | 1254.7628 | 4860 | no | 21864.6029 | 0 | 24300 |  |  | 0 |  |  | 0 | 0 | 0 | 0 | 0 |  | 0 | 0 | 0 | 0 | 0 | 21864.6029 | 11998.8519 | 17718.4789 | 0 | no | Surplus | yes |  | 0 | 0 | 0 | 6736.4526 | 0 | no | 0 | 0 | 0 | 6736.4526 | 0 |  |  | 0 | 0 | 0 | 0 | 0 |  | 0 | 0 | 0 | 0 | 0
| 23878.9004 | 0 | yes | Deficit |  |  | 0 | 0 | 0 | 0 | 0 |  | 0 | 0 | 0 | 0 | 4860 | no |  | 0 | 24300 | no | 23878.9004 | 0 | no | no | 0 | 0 | 0 | 0 | 0 |  | 0 | 0 | 0 | 0 | 0 | 23878.9004 | 12582.4274 | 19350.8107 | 0 | no | Surplus | yes |  | 0 | 0 | 0 | 5136.0514 | 0 | no | 0 | 0 | 0 | 5136.0514 | 0 |  |  | 0 | 0 | 0 | 0 | 0 |  | 0 | 0 | 0 | 0 | 0
| 23706.7197 | 0 | no | Surplus | yes |  | 0 | 0 | 0 | 172.1807 | 0 | no | 0 | 0 | 0 | 172.1807 | 4860 | no | 23706.7197 | 0 | 24300 |  |  | 0 |  |  | 0 | 0 | 0 | 0 | 0 |  | 0 | 0 | 0 | 0 | 0 | 23706.7197 | 11400.1778 | 19211.2802 | 0 | no | Surplus | yes |  | 0 | 0 | 0 | 7950.6329 | 0 | no | 0 | 0 | 0 | 7950.6329 | 0 |  |  | 0 | 0 | 0 | 0 | 0 |  | 0 | 0 | 0 | 0 | 0
| 23546.3448 | 0 | no | Surplus | yes |  | 0 | 0 | 0 | 160.3749 | 0 | no | 0 | 0 | 0 | 160.3749 | 4860 | no | 23546.3448 | 0 | 24300 |  |  | 0 |  |  | 0 | 0 | 0 | 0 | 0 |  | 0 | 0 | 0 | 0 | 0 | 23546.3448 | 11389.1739 | 19081.3167 | 0 | no | Surplus | yes |  | 0 | 0 | 0 | 7822.1063 | 0 | no | 0 | 0 | 0 | 7822.1063 | 0 |  |  | 0 | 0 | 0 | 0 | 0 |  | 0 | 0 | 0 | 0 | 0
| 22533.0289 | 0 | no | Surplus | yes |  | 0 | 0 | 0 | 1013.3159 | 0 | no | 0 | 0 | 0 | 1013.3159 | 4860 | no | 22533.0289 | 0 | 24300 |  |  | 0 |  |  | 0 | 0 | 0 | 0 | 0 |  | 0 | 0 | 0 | 0 | 0 | 22533.0289 | 11307.2782 | 18260.1531 | 0 | no | Surplus | yes |  | 0 | 0 | 0 | 7774.0385 | 0 | no | 0 | 0 | 0 | 7774.0385 | 0 |  |  | 0 | 0 | 0 | 0 | 0 |  | 0 | 0 | 0 | 0 | 0
| 21082.4996 | 0 | no | Surplus | yes |  | 0 | 0 | 0 | 1450.5293 | 0 | no | 0 | 0 | 0 | 1450.5293 | 4860 | no | 21082.4996 | 0 | 24300 |  |  | 0 |  |  | 0 | 0 | 0 | 0 | 0 |  | 0 | 0 | 0 | 0 | 0 | 21082.4996 | 11727.9013 | 17084.6836 | 0 | no | Surplus | yes |  | 0 | 0 | 0 | 6532.2518 | 0 | no | 0 | 0 | 0 | 6532.2518 | 0 |  |  | 0 | 0 | 0 | 0 | 0 |  | 0 | 0 | 0 | 0 | 0
| 21379.1886 | 0 | yes | Deficit |  |  | 0 | 0 | 0 | 0 | 0 |  | 0 | 0 | 0 | 0 | 4860 | no |  | 0 | 24300 | no | 21379.1886 | 0 | no | no | 0 | 0 | 0 | 0 | 0 |  | 0 | 0 | 0 | 0 | 0 | 21379.1886 | 11520.7752 | 17325.1123 | 0 | no | Surplus | yes |  | 0 | 0 | 0 | 5563.9085 | 0 | no | 0 | 0 | 0 | 5563.9085 | 0 |  |  | 0 | 0 | 0 | 0 | 0 |  | 0 | 0 | 0 | 0 | 0
| 22431.9491 | 0 | yes | Deficit |  |  | 0 | 0 | 0 | 0 | 0 |  | 0 | 0 | 0 | 0 | 4860 | no |  | 0 | 24300 | no | 22431.9491 | 0 | no | no | 0 | 0 | 0 | 0 | 0 |  | 0 | 0 | 0 | 0 | 0 | 22431.9491 | 11866.1496 | 18178.2408 | 0 | no | Surplus | yes |  | 0 | 0 | 0 | 5458.9627 | 0 | no | 0 | 0 | 0 | 5458.9627 | 0 |  |  | 0 | 0 | 0 | 0 | 0 |  | 0 | 0 | 0 | 0 | 0
| 23742.364 | 0 | yes | Deficit |  |  | 0 | 0 | 0 | 0 | 0 |  | 0 | 0 | 0 | 0 | 4860 | no |  | 0 | 24300 | no | 23742.364 | 0 | no | no | 0 | 0 | 0 | 0 | 0 |  | 0 | 0 | 0 | 0 | 0 | 23742.364 | 11490.1275 | 19240.1653 | 0 | no | Surplus | yes |  | 0 | 0 | 0 | 6688.1133 | 0 | no | 0 | 0 | 0 | 6688.1133 | 0 |  |  | 0 | 0 | 0 | 0 | 0 |  | 0 | 0 | 0 | 0 | 0
| 22780.165 | 0 | no | Surplus | yes |  | 0 | 0 | 0 | 962.199 | 0 | no | 0 | 0 | 0 | 962.199 | 4860 | no | 22780.165 | 0 | 24300 |  |  | 0 |  |  | 0 | 0 | 0 | 0 | 0 |  | 0 | 0 | 0 | 0 | 0 | 22780.165 | 11267.4819 | 18460.4255 | 0 | no | Surplus | yes |  | 0 | 0 | 0 | 7972.6834 | 0 | no | 0 | 0 | 0 | 7972.6834 | 0 |  |  | 0 | 0 | 0 | 0 | 0 |  | 0 | 0 | 0 | 0 | 0
| 21496.0501 | 0 | no | Surplus | yes |  | 0 | 0 | 0 | 1284.1149 | 0 | no | 0 | 0 | 0 | 1284.1149 | 4860 | no | 21496.0501 | 0 | 24300 |  |  | 0 |  |  | 0 | 0 | 0 | 0 | 0 |  | 0 | 0 | 0 | 0 | 0 | 21496.0501 | 9050.2775 | 17419.8137 | 0 | no | Surplus | yes |  | 0 | 0 | 0 | 9410.148 | 0 | no | 0 | 0 | 0 | 9410.148 | 0 |  |  | 0 | 0 | 0 | 0 | 0 |  | 0 | 0 | 0 | 0 | 0
| 23759.6818 | 0 | yes | Deficit |  |  | 0 | 0 | 0 | 0 | 0 |  | 0 | 0 | 0 | 0 | 4860 | no |  | 0 | 24300 | no | 23759.6818 | 0 | no | no | 0 | 0 | 0 | 0 | 0 |  | 0 | 0 | 0 | 0 | 0 | 23759.6818 | 10317.246 | 19254.1992 | 0 | no | Surplus | yes |  | 0 | 0 | 0 | 7102.5677 | 0 | no | 0 | 0 | 0 | 7102.5677 | 0 |  |  | 0 | 0 | 0 | 0 | 0 |  | 0 | 0 | 0 | 0 | 0
| 22342.09 | 0 | no | Surplus | yes |  | 0 | 0 | 0 | 1417.5919 | 0 | no | 0 | 0 | 0 | 1417.5919 | 4860 | no | 22342.09 | 0 | 24300 |  |  | 0 |  |  | 0 | 0 | 0 | 0 | 0 |  | 0 | 0 | 0 | 0 | 0 | 22342.09 | 10128.1808 | 18105.4214 | 0 | no | Surplus | yes |  | 0 | 0 | 0 | 9126.0184 | 0 | no | 0 | 0 | 0 | 9126.0184 | 0 |  |  | 0 | 0 | 0 | 0 | 0 |  | 0 | 0 | 0 | 0 | 0
| 22633.1845 | 0 | yes | Deficit |  |  | 0 | 0 | 0 | 0 | 0 |  | 0 | 0 | 0 | 0 | 4860 | no |  | 0 | 24300 | no | 22633.1845 | 0 | no | no | 0 | 0 | 0 | 0 | 0 |  | 0 | 0 | 0 | 0 | 0 | 22633.1845 | 9832.7145 | 18341.3165 | 0 | no | Surplus | yes |  | 0 | 0 | 0 | 8272.7069 | 0 | no | 0 | 0 | 0 | 8272.7069 | 0 |  |  | 0 | 0 | 0 | 0 | 0 |  | 0 | 0 | 0 | 0 | 0
| 21728.996 | 0 | no | Surplus | yes |  | 0 | 0 | 0 | 904.1885 | 0 | no | 0 | 0 | 0 | 904.1885 | 4860 | no | 21728.996 | 0 | 24300 |  |  | 0 |  |  | 0 | 0 | 0 | 0 | 0 |  | 0 | 0 | 0 | 0 | 0 | 21728.996 | 10482.8968 | 17608.5867 | 0 | no | Surplus | yes |  | 0 | 0 | 0 | 7858.4197 | 0 | no | 0 | 0 | 0 | 7858.4197 | 0 |  |  | 0 | 0 | 0 | 0 | 0 |  | 0 | 0 | 0 | 0 | 0
| 23115.4269 | 0 | yes | Deficit |  |  | 0 | 0 | 0 | 0 | 0 |  | 0 | 0 | 0 | 0 | 4860 | no |  | 0 | 24300 | no | 23115.4269 | 0 | no | no | 0 | 0 | 0 | 0 | 0 |  | 0 | 0 | 0 | 0 | 0 | 23115.4269 | 13063.7095 | 18732.1125 | 0 | no | Surplus | yes |  | 0 | 0 | 0 | 4544.8772 | 0 | no | 0 | 0 | 0 | 4544.8772 | 0 |  |  | 0 | 0 | 0 | 0 | 0 |  | 0 | 0 | 0 | 0 | 0
| 22770.2099 | 0 | no | Surplus | yes |  | 0 | 0 | 0 | 345.2169 | 0 | no | 0 | 0 | 0 | 345.2169 | 4860 | no | 22770.2099 | 0 | 24300 |  |  | 0 |  |  | 0 | 0 | 0 | 0 | 0 |  | 0 | 0 | 0 | 0 | 0 | 22770.2099 | 13613.2445 | 18452.3581 | 0 | no | Surplus | yes |  | 0 | 0 | 0 | 5118.8681 | 0 | no | 0 | 0 | 0 | 5118.8681 | 0 |  |  | 0 | 0 | 0 | 0 | 0 |  | 0 | 0 | 0 | 0 | 0
| 22547.6128 | 0 | no | Surplus | yes |  | 0 | 0 | 0 | 222.5972 | 0 | no | 0 | 0 | 0 | 222.5972 | 4860 | no | 22547.6128 | 0 | 24300 |  |  | 0 |  |  | 0 | 0 | 0 | 0 | 0 |  | 0 | 0 | 0 | 0 | 0 | 22547.6128 | 14185.1537 | 18271.9715 | 0 | no | Surplus | yes |  | 0 | 0 | 0 | 4267.2044 | 0 | no | 0 | 0 | 0 | 4267.2044 | 0 |  |  | 0 | 0 | 0 | 0 | 0 |  | 0 | 0 | 0 | 0 | 0
| 20941.7056 | 0 | no | Surplus | yes |  | 0 | 0 | 0 | 1605.9072 | 0 | no | 0 | 0 | 0 | 1605.9072 | 4860 | no | 20941.7056 | 0 | 24300 |  |  | 0 |  |  | 0 | 0 | 0 | 0 | 0 |  | 0 | 0 | 0 | 0 | 0 | 20941.7056 | 14075.9824 | 16970.588 | 0 | no | Surplus | yes |  | 0 | 0 | 0 | 4195.989 | 0 | no | 0 | 0 | 0 | 4195.989 | 0 |  |  | 0 | 0 | 0 | 0 | 0 |  | 0 | 0 | 0 | 0 | 0
| 19710.4357 | 0 | no | Surplus | yes |  | 0 | 0 | 0 | 1231.2699 | 0 | no | 0 | 0 | 0 | 1231.2699 | 4860 | no | 19710.4357 | 0 | 24300 |  |  | 0 |  |  | 0 | 0 | 0 | 0 | 0 |  | 0 | 0 | 0 | 0 | 0 | 19710.4357 | 14183.5282 | 15972.8004 | 0 | no | Surplus | yes |  | 0 | 0 | 0 | 2787.0598 | 0 | no | 0 | 0 | 0 | 2787.0598 | 0 |  |  | 0 | 0 | 0 | 0 | 0 |  | 0 | 0 | 0 | 0 | 0
| 19857.4582 | 0 | yes | Deficit |  |  | 0 | 0 | 0 | 0 | 0 |  | 0 | 0 | 0 | 0 | 4860 | no |  | 0 | 24300 | no | 19857.4582 | 0 | no | no | 0 | 0 | 0 | 0 | 0 |  | 0 | 0 | 0 | 0 | 0 | 19857.4582 | 14479.4155 | 16091.9434 | 0 | no | Surplus | yes |  | 0 | 0 | 0 | 1493.3849 | 0 | no | 0 | 0 | 0 | 1493.3849 | 0 |  |  | 0 | 0 | 0 | 0 | 0 |  | 0 | 0 | 0 | 0 | 0
| 20866.3932 | 0 | yes | Deficit |  |  | 0 | 0 | 0 | 0 | 0 |  | 0 | 0 | 0 | 0 | 4860 | no |  | 0 | 24300 | no | 20866.3932 | 0 | no | no | 0 | 0 | 0 | 0 | 0 |  | 0 | 0 | 0 | 0 | 0 | 20866.3932 | 14218.8114 | 16909.5569 | 0 | no | Surplus | yes |  | 0 | 0 | 0 | 1873.1321 | 0 | no | 0 | 0 | 0 | 1873.1321 | 0 |  |  | 0 | 0 | 0 | 0 | 0 |  | 0 | 0 | 0 | 0 | 0
| 20758.9353 | 0 | no | Surplus | yes |  | 0 | 0 | 0 | 107.458 | 0 | no | 0 | 0 | 0 | 107.458 | 4860 | no | 20758.9353 | 0 | 24300 |  |  | 0 |  |  | 0 | 0 | 0 | 0 | 0 |  | 0 | 0 | 0 | 0 | 0 | 20758.9353 | 14209.9107 | 16822.4759 | 0 | no | Surplus | yes |  | 0 | 0 | 0 | 2699.6463 | 0 | no | 0 | 0 | 0 | 2699.6463 | 0 |  |  | 0 | 0 | 0 | 0 | 0 |  | 0 | 0 | 0 | 0 | 0
| 18622.6414 | 0 | no | Surplus | yes |  | 0 | 0 | 0 | 2136.2939 | 0 | no | 0 | 0 | 0 | 2136.2939 | 4860 | no | 18622.6414 | 0 | 24300 |  |  | 0 |  |  | 0 | 0 | 0 | 0 | 0 |  | 0 | 0 | 0 | 0 | 0 | 18622.6414 | 14633.5734 | 15091.2815 | 0 | no | Surplus | yes |  | 0 | 0 | 0 | 2188.9026 | 0 | no | 0 | 0 | 0 | 2188.9026 | 0 |  |  | 0 | 0 | 0 | 0 | 0 |  | 0 | 0 | 0 | 0 | 0
| 16938.5392 | 0 | no | Surplus | yes |  | 0 | 0 | 0 | 1684.1022 | 0 | no | 0 | 0 | 0 | 1684.1022 | 4860 | no | 16938.5392 | 0 | 24300 |  |  | 0 |  |  | 0 | 0 | 0 | 0 | 0 |  | 0 | 0 | 0 | 0 | 0 | 16938.5392 | 14526.3396 | 13726.5309 | 0 | no | Surplus | yes |  | 0 | 0 | 0 | 564.9419 | 0 | no | 0 | 0 | 0 | 564.9419 | 0 |  |  | 0 | 0 | 0 | 0 | 0 |  | 0 | 0 | 0 | 0 | 0
| 16032.521 | 0 | no | Surplus | yes |  | 0 | 0 | 0 | 906.0181 | 0 | no | 0 | 0 | 0 | 906.0181 | 4860 | no | 16032.521 | 0 | 24300 |  |  | 0 |  |  | 0 | 0 | 0 | 0 | 0 |  | 0 | 0 | 0 | 0 | 0 | 16032.521 | 15002.6166 | 12992.3185 | 0 | yes | Deficit |  |  | 0 | 0 | 0 | 0 | 0 |  | 0 | 0 | 0 | 0 | 1276.0856 | yes |  | 0 | 0 | 0 | 1276.0856 | 0 | no | 0 | 0 | 0 | 1276.0856 | 0
| 16025.7782 | 0 | no | Surplus | yes |  | 0 | 0 | 0 | 6.7429 | 0 | no | 0 | 0 | 0 | 6.7429 | 4860 | no | 16025.7782 | 0 | 24300 |  |  | 0 |  |  | 0 | 0 | 0 | 0 | 0 |  | 0 | 0 | 0 | 0 | 0 | 16025.7782 | 14794.2223 | 12986.8543 | 0 | yes | Deficit |  |  | 0 | 0 | 0 | 0 | 0 |  | 0 | 0 | 0 | 0 | 1801.9038 | yes |  | 0 | 0 | 0 | 1801.9038 | 0 | no | 0 | 0 | 0 | 1801.9038 | 0
| 17846.8962 | 0 | yes | Deficit |  |  | 0 | 0 | 0 | 0 | 0 |  | 0 | 0 | 0 | 0 | 4860 | no |  | 0 | 24300 | no | 17846.8962 | 0 | no | no | 0 | 0 | 0 | 0 | 0 |  | 0 | 0 | 0 | 0 | 0 | 17846.8962 | 15171.3013 | 14462.6387 | 0 | yes | Deficit |  |  | 0 | 0 | 0 | 0 | 0 |  | 0 | 0 | 0 | 0 | 2184.4471 | yes |  | 0 | 0 | 0 | 2184.4471 | 0 | no | 0 | 0 | 0 | 2184.4471 | 0
| 17935.2284 | 0 | yes | Deficit |  |  | 0 | 0 | 0 | 0 | 0 |  | 0 | 0 | 0 | 0 | 4860 | no |  | 0 | 24300 | no | 17935.2284 | 0 | no | no | 0 | 0 | 0 | 0 | 0 |  | 0 | 0 | 0 | 0 | 0 | 17935.2284 | 15294.6917 | 14534.2207 | 0 | yes | Deficit |  |  | 0 | 0 | 0 | 0 | 0 |  | 0 | 0 | 0 | 0 | 832.053 | yes |  | 0 | 0 | 0 | 832.053 | 0 | no | 0 | 0 | 0 | 832.053 | 0
| 16163.2555 | 0 | no | Surplus | yes |  | 0 | 0 | 0 | 1771.9729 | 0 | no | 0 | 0 | 0 | 1771.9729 | 4860 | no | 16163.2555 | 0 | 24300 |  |  | 0 |  |  | 0 | 0 | 0 | 0 | 0 |  | 0 | 0 | 0 | 0 | 0 | 16163.2555 | 14892.0383 | 13098.2621 | 0 | yes | Deficit |  |  | 0 | 0 | 0 | 0 | 0 |  | 0 | 0 | 0 | 0 | 357.8175 | yes |  | 0 | 0 | 0 | 357.8175 | 0 | no | 0 | 0 | 0 | 357.8175 | 0
| 16228.5235 | 0 | yes | Deficit |  |  | 0 | 0 | 0 | 0 | 0 |  | 0 | 0 | 0 | 0 | 4860 | no |  | 0 | 24300 | no | 16228.5235 | 0 | no | no | 0 | 0 | 0 | 0 | 0 |  | 0 | 0 | 0 | 0 | 0 | 16228.5235 | 14605.8607 | 13151.1536 | 0 | yes | Deficit |  |  | 0 | 0 | 0 | 0 | 0 |  | 0 | 0 | 0 | 0 | 1507.5985 | yes |  | 0 | 0 | 0 | 1507.5985 | 0 | no | 0 | 0 | 0 | 1507.5985 | 0
| 14876.507 | 0 | no | Surplus | yes |  | 0 | 0 | 0 | 1352.0165 | 0 | no | 0 | 0 | 0 | 1352.0165 | 4860 | no | 14876.507 | 0 | 24300 |  |  | 0 |  |  | 0 | 0 | 0 | 0 | 0 |  | 0 | 0 | 0 | 0 | 0 | 14876.507 | 14657.4653 | 12055.5162 | 0 | yes | Deficit |  |  | 0 | 0 | 0 | 0 | 0 |  | 0 | 0 | 0 | 0 | 1506.3117 | yes |  | 0 | 0 | 0 | 1506.3117 | 0 | no | 0 | 0 | 0 | 1506.3117 | 0
| 15914.6582 | 0 | yes | Deficit |  |  | 0 | 0 | 0 | 0 | 0 |  | 0 | 0 | 0 | 0 | 4860 | no |  | 0 | 24300 | no | 15914.6582 | 0 | no | no | 0 | 0 | 0 | 0 | 0 |  | 0 | 0 | 0 | 0 | 0 | 15914.6582 | 15171.9468 | 12896.8057 | 0 | yes | Deficit |  |  | 0 | 0 | 0 | 0 | 0 |  | 0 | 0 | 0 | 0 | 3116.4306 | yes |  | 0 | 0 | 0 | 3116.4306 | 0 | no | 0 | 0 | 0 | 3116.4306 | 0
| 14895.9236 | 0 | no | Surplus | yes |  | 0 | 0 | 0 | 1018.7346 | 0 | no | 0 | 0 | 0 | 1018.7346 | 4860 | no | 14895.9236 | 0 | 24300 |  |  | 0 |  |  | 0 | 0 | 0 | 0 | 0 |  | 0 | 0 | 0 | 0 | 0 | 14895.9236 | 16933.5024 | 12071.2509 | 0 | yes | Deficit |  |  | 0 | 0 | 0 | 0 | 0 |  | 0 | 0 | 0 | 0 | 4036.6967 | yes |  | 0 | 0 | 0 | 4036.6967 | 0 | no | 0 | 0 | 0 | 4036.6967 | 0
| 19322.5817 | 0 | yes | Deficit |  |  | 0 | 0 | 0 | 0 | 0 |  | 0 | 0 | 0 | 0 | 4860 | no |  | 0 | 24300 | no | 19322.5817 | 0 | no | no | 0 | 0 | 0 | 0 | 0 |  | 0 | 0 | 0 | 0 | 0 | 19322.5817 | 17347.3714 | 15658.4941 | 0 | yes | Deficit |  |  | 0 | 0 | 0 | 0 | 0 |  | 0 | 0 | 0 | 0 | 5276.1205 | yes |  | 0 | 0 | 0 | 5276.1205 | 0 | no | 0 | 0 | 0 | 5276.1205 | 0
| 17615.7635 | 0 | no | Surplus | yes |  | 0 | 0 | 0 | 1706.8182 | 0 | no | 0 | 0 | 0 | 1706.8182 | 4860 | no | 17615.7635 | 0 | 24300 |  |  | 0 |  |  | 0 | 0 | 0 | 0 | 0 |  | 0 | 0 | 0 | 0 | 0 | 17615.7635 | 17012.3025 | 14275.3351 | 0 | yes | Deficit |  |  | 0 | 0 | 0 | 0 | 0 |  | 0 | 0 | 0 | 0 | 1353.8084 | yes |  | 0 | 0 | 0 | 1353.8084 | 0 | no | 0 | 0 | 0 | 1353.8084 | 0
| 16740.45 | 0 | no | Surplus | yes |  | 0 | 0 | 0 | 875.3134 | 0 | no | 0 | 0 | 0 | 875.3134 | 4860 | no | 16740.45 | 0 | 24300 |  |  | 0 |  |  | 0 | 0 | 0 | 0 | 0 |  | 0 | 0 | 0 | 0 | 0 | 16740.45 | 16989.1403 | 13566.0049 | 0 | yes | Deficit |  |  | 0 | 0 | 0 | 0 | 0 |  | 0 | 0 | 0 | 0 | 2713.8053 | yes |  | 0 | 0 | 0 | 2713.8053 | 0 | no | 0 | 0 | 0 | 2713.8053 | 0
| 16446.2621 | 0 | no | Surplus | yes |  | 0 | 0 | 0 | 294.188 | 0 | no | 0 | 0 | 0 | 294.188 | 4860 | no | 16446.2621 | 0 | 24300 |  |  | 0 |  |  | 0 | 0 | 0 | 0 | 0 |  | 0 | 0 | 0 | 0 | 0 | 16446.2621 | 17224.0456 | 13327.603 | 0 | yes | Deficit |  |  | 0 | 0 | 0 | 0 | 0 |  | 0 | 0 | 0 | 0 | 3658.0407 | yes |  | 0 | 0 | 0 | 3658.0407 | 0 | no | 0 | 0 | 0 | 3658.0407 | 0
| 14801.1413 | 0 | no | Surplus | yes |  | 0 | 0 | 0 | 1645.1207 | 0 | no | 0 | 0 | 0 | 1645.1207 | 4860 | no | 14801.1413 | 0 | 24300 |  |  | 0 |  |  | 0 | 0 | 0 | 0 | 0 |  | 0 | 0 | 0 | 0 | 0 | 14801.1413 | 16280.8008 | 11994.4419 | 0 | yes | Deficit |  |  | 0 | 0 | 0 | 0 | 0 |  | 0 | 0 | 0 | 0 | 2953.1978 | yes |  | 0 | 0 | 0 | 2953.1978 | 0 | no | 0 | 0 | 0 | 2953.1978 | 0
| 14818.3919 | 0 | yes | Deficit |  |  | 0 | 0 | 0 | 0 | 0 |  | 0 | 0 | 0 | 0 | 4860 | no |  | 0 | 24300 | no | 14818.3919 | 0 | no | no | 0 | 0 | 0 | 0 | 0 |  | 0 | 0 | 0 | 0 | 0 | 14818.3919 | 15129.9721 | 12008.4213 | 0 | yes | Deficit |  |  | 0 | 0 | 0 | 0 | 0 |  | 0 | 0 | 0 | 0 | 3135.5302 | yes |  | 0 | 0 | 0 | 3135.5302 | 0 | no | 0 | 0 | 0 | 3135.5302 | 0
| 16665.9022 | 0 | yes | Deficit |  |  | 0 | 0 | 0 | 0 | 0 |  | 0 | 0 | 0 | 0 | 4860 | no |  | 0 | 24300 | no | 16665.9022 | 0 | no | no | 0 | 0 | 0 | 0 | 0 |  | 0 | 0 | 0 | 0 | 0 | 16665.9022 | 15188.3582 | 13505.5933 | 0 | yes | Deficit |  |  | 0 | 0 | 0 | 0 | 0 |  | 0 | 0 | 0 | 0 | 3179.9369 | yes |  | 0 | 0 | 0 | 3179.9369 | 0 | no | 0 | 0 | 0 | 3179.9369 | 0
| 18504.0463 | 0 | yes | Deficit |  |  | 0 | 0 | 0 | 0 | 0 |  | 0 | 0 | 0 | 0 | 4860 | no |  | 0 | 24300 | no | 18504.0463 | 0 | no | no | 0 | 0 | 0 | 0 | 0 |  | 0 | 0 | 0 | 0 | 0 | 18504.0463 | 14552.4819 | 14995.1753 | 0 | yes | Deficit |  |  | 0 | 0 | 0 | 0 | 0 |  | 0 | 0 | 0 | 0 | 1046.8886 | yes |  | 0 | 0 | 0 | 1046.8886 | 0 | no | 0 | 0 | 0 | 1046.8886 | 0
| 16769.1913 | 0 | no | Surplus | yes |  | 0 | 0 | 0 | 1734.8551 | 0 | no | 0 | 0 | 0 | 1734.8551 | 4860 | no | 16769.1913 | 0 | 24300 |  |  | 0 |  |  | 0 | 0 | 0 | 0 | 0 |  | 0 | 0 | 0 | 0 | 0 | 16769.1913 | 14931.511 | 13589.296 | 0 | no | Surplus | yes |  | 0 | 0 | 0 | 63.6643 | 0 | no | 0 | 0 | 0 | 63.6643 | 0 |  |  | 0 | 0 | 0 | 0 | 0 |  | 0 | 0 | 0 | 0 | 0
| 14582.7853 | 0 | no | Surplus | yes |  | 0 | 0 | 0 | 2186.406 | 0 | no | 0 | 0 | 0 | 2186.406 | 4860 | no | 14582.7853 | 0 | 24300 |  |  | 0 |  |  | 0 | 0 | 0 | 0 | 0 |  | 0 | 0 | 0 | 0 | 0 | 14582.7853 | 16328.1139 | 11817.4921 | 0 | yes | Deficit |  |  | 0 | 0 | 0 | 0 | 0 |  | 0 | 0 | 0 | 0 | 2738.8179 | yes |  | 0 | 0 | 0 | 2738.8179 | 0 | no | 0 | 0 | 0 | 2738.8179 | 0
| 14078.7453 | 0 | no | Surplus | yes |  | 0 | 0 | 0 | 504.04 | 0 | no | 0 | 0 | 0 | 504.04 | 4860 | no | 14078.7453 | 0 | 24300 |  |  | 0 |  |  | 0 | 0 | 0 | 0 | 0 |  | 0 | 0 | 0 | 0 | 0 | 14078.7453 | 15191.9458 | 11409.0318 | 0 | yes | Deficit |  |  | 0 | 0 | 0 | 0 | 0 |  | 0 | 0 | 0 | 0 | 3374.4537 | yes |  | 0 | 0 | 0 | 3374.4537 | 0 | no | 0 | 0 | 0 | 3374.4537 | 0
| 14201.4541 | 0 | yes | Deficit |  |  | 0 | 0 | 0 | 0 | 0 |  | 0 | 0 | 0 | 0 | 4860 | no |  | 0 | 24300 | no | 14201.4541 | 0 | no | no | 0 | 0 | 0 | 0 | 0 |  | 0 | 0 | 0 | 0 | 0 | 14201.4541 | 14844.8526 | 11508.4717 | 0 | yes | Deficit |  |  | 0 | 0 | 0 | 0 | 0 |  | 0 | 0 | 0 | 0 | 3435.8208 | yes |  | 0 | 0 | 0 | 3435.8208 | 0 | no | 0 | 0 | 0 | 3435.8208 | 0
| 13973.1699 | 0 | no | Surplus | yes |  | 0 | 0 | 0 | 228.2842 | 0 | no | 0 | 0 | 0 | 228.2842 | 4860 | no | 13973.1699 | 0 | 24300 |  |  | 0 |  |  | 0 | 0 | 0 | 0 | 0 |  | 0 | 0 | 0 | 0 | 0 | 13973.1699 | 14317.1935 | 11323.4764 | 0 | yes | Deficit |  |  | 0 | 0 | 0 | 0 | 0 |  | 0 | 0 | 0 | 0 | 2808.7218 | yes |  | 0 | 0 | 0 | 2808.7218 | 0 | no | 0 | 0 | 0 | 2808.7218 | 0
| 16052.4224 | 0 | yes | Deficit |  |  | 0 | 0 | 0 | 0 | 0 |  | 0 | 0 | 0 | 0 | 4860 | no |  | 0 | 24300 | no | 16052.4224 | 0 | no | no | 0 | 0 | 0 | 0 | 0 |  | 0 | 0 | 0 | 0 | 0 | 16052.4224 | 15221.8957 | 13008.446 | 0 | yes | Deficit |  |  | 0 | 0 | 0 | 0 | 0 |  | 0 | 0 | 0 | 0 | 3898.4193 | yes |  | 0 | 0 | 0 | 3898.4193 | 0 | no | 0 | 0 | 0 | 3898.4193 | 0
| 15054.9109 | 0 | no | Surplus | yes |  | 0 | 0 | 0 | 997.5115 | 0 | no | 0 | 0 | 0 | 997.5115 | 4860 | no | 15054.9109 | 0 | 24300 |  |  | 0 |  |  | 0 | 0 | 0 | 0 | 0 |  | 0 | 0 | 0 | 0 | 0 | 15054.9109 | 15661.9389 | 12200.0898 | 0 | yes | Deficit |  |  | 0 | 0 | 0 | 0 | 0 |  | 0 | 0 | 0 | 0 | 2653.4928 | yes |  | 0 | 0 | 0 | 2653.4928 | 0 | no | 0 | 0 | 0 | 2653.4928 | 0
| 14039.5849 | 0 | no | Surplus | yes |  | 0 | 0 | 0 | 1015.326 | 0 | no | 0 | 0 | 0 | 1015.326 | 4860 | no | 14039.5849 | 0 | 24300 |  |  | 0 |  |  | 0 | 0 | 0 | 0 | 0 |  | 0 | 0 | 0 | 0 | 0 | 14039.5849 | 15192.9642 | 11377.2973 | 0 | yes | Deficit |  |  | 0 | 0 | 0 | 0 | 0 |  | 0 | 0 | 0 | 0 | 2992.8743 | yes |  | 0 | 0 | 0 | 2992.8743 | 0 | no | 0 | 0 | 0 | 2992.8743 | 0
| 13032.5452 | 0 | no | Surplus | yes |  | 0 | 0 | 0 | 1007.0397 | 0 | no | 0 | 0 | 0 | 1007.0397 | 4860 | no | 13032.5452 | 0 | 24300 |  |  | 0 |  |  | 0 | 0 | 0 | 0 | 0 |  | 0 | 0 | 0 | 0 | 0 | 13032.5452 | 14954.948 | 10561.2198 | 0 | yes | Deficit |  |  | 0 | 0 | 0 | 0 | 0 |  | 0 | 0 | 0 | 0 | 3577.6507 | yes |  | 0 | 0 | 0 | 3577.6507 | 0 | no | 0 | 0 | 0 | 3577.6507 | 0
| 13582.751 | 0 | yes | Deficit |  |  | 0 | 0 | 0 | 0 | 0 |  | 0 | 0 | 0 | 0 | 4860 | no |  | 0 | 24300 | no | 13582.751 | 0 | no | no | 0 | 0 | 0 | 0 | 0 |  | 0 | 0 | 0 | 0 | 0 | 13582.751 | 15461.5026 | 11007.0915 | 0 | yes | Deficit |  |  | 0 | 0 | 0 | 0 | 0 |  | 0 | 0 | 0 | 0 | 4900.2828 | yes |  | 0 | 0 | 0 | 4900.2828 | 0 | no | 0 | 0 | 0 | 4900.2828 | 0
| 14818.414 | 0 | yes | Deficit |  |  | 0 | 0 | 0 | 0 | 0 |  | 0 | 0 | 0 | 0 | 4860 | no |  | 0 | 24300 | no | 14818.414 | 0 | no | no | 0 | 0 | 0 | 0 | 0 |  | 0 | 0 | 0 | 0 | 0 | 14818.414 | 14569.7411 | 12008.4393 | 0 | yes | Deficit |  |  | 0 | 0 | 0 | 0 | 0 |  | 0 | 0 | 0 | 0 | 3562.6496 | yes |  | 0 | 0 | 0 | 3562.6496 | 0 | no | 0 | 0 | 0 | 3562.6496 | 0
| 17595.5977 | 0 | yes | Deficit |  |  | 0 | 0 | 0 | 0 | 0 |  | 0 | 0 | 0 | 0 | 4860 | no |  | 0 | 24300 | no | 17595.5977 | 0 | no | no | 0 | 0 | 0 | 0 | 0 |  | 0 | 0 | 0 | 0 | 0 | 17595.5977 | 15452.438 | 14258.9933 | 0 | yes | Deficit |  |  | 0 | 0 | 0 | 0 | 0 |  | 0 | 0 | 0 | 0 | 3443.9987 | yes |  | 0 | 0 | 0 | 3443.9987 | 0 | no | 0 | 0 | 0 | 3443.9987 | 0
| 19372.4741 | 0 | yes | Deficit |  |  | 0 | 0 | 0 | 0 | 0 |  | 0 | 0 | 0 | 0 | 4860 | no |  | 0 | 24300 | no | 19372.4741 | 0 | no | no | 0 | 0 | 0 | 0 | 0 |  | 0 | 0 | 0 | 0 | 0 | 19372.4741 | 13430.4491 | 15698.9256 | 0 | no | Surplus | yes |  | 0 | 0 | 0 | 828.5442 | 0 | no | 0 | 0 | 0 | 828.5442 | 0 |  |  | 0 | 0 | 0 | 0 | 0 |  | 0 | 0 | 0 | 0 | 0
| 17269.6523 | 0 | no | Surplus | yes |  | 0 | 0 | 0 | 2102.8219 | 0 | no | 0 | 0 | 0 | 2102.8219 | 4860 | no | 17269.6523 | 0 | 24300 |  |  | 0 |  |  | 0 | 0 | 0 | 0 | 0 |  | 0 | 0 | 0 | 0 | 0 | 17269.6523 | 14692.7173 | 13994.856 | 0 | no | Surplus | yes |  | 0 | 0 | 0 | 1006.2082 | 0 | no | 0 | 0 | 0 | 1006.2082 | 0 |  |  | 0 | 0 | 0 | 0 | 0 |  | 0 | 0 | 0 | 0 | 0
| 15030.7821 | 0 | no | Surplus | yes |  | 0 | 0 | 0 | 2238.8701 | 0 | no | 0 | 0 | 0 | 2238.8701 | 4860 | no | 15030.7821 | 0 | 24300 |  |  | 0 |  |  | 0 | 0 | 0 | 0 | 0 |  | 0 | 0 | 0 | 0 | 0 | 15030.7821 | 13937.9752 | 12180.5366 | 0 | no | Surplus | yes |  | 0 | 0 | 0 | 56.8808 | 0 | no | 0 | 0 | 0 | 56.8808 | 0 |  |  | 0 | 0 | 0 | 0 | 0 |  | 0 | 0 | 0 | 0 | 0
| 18585.3259 | 0 | yes | Deficit |  |  | 0 | 0 | 0 | 0 | 0 |  | 0 | 0 | 0 | 0 | 4860 | no |  | 0 | 24300 | no | 18585.3259 | 0 | no | no | 0 | 0 | 0 | 0 | 0 |  | 0 | 0 | 0 | 0 | 0 | 18585.3259 | 11552.5037 | 15061.0421 | 0 | no | Surplus | yes |  | 0 | 0 | 0 | 628.0329 | 0 | no | 0 | 0 | 0 | 628.0329 | 0 |  |  | 0 | 0 | 0 | 0 | 0 |  | 0 | 0 | 0 | 0 | 0
| 17335.1878 | 0 | no | Surplus | yes |  | 0 | 0 | 0 | 1250.1381 | 0 | no | 0 | 0 | 0 | 1250.1381 | 4860 | no | 17335.1878 | 0 | 24300 |  |  | 0 |  |  | 0 | 0 | 0 | 0 | 0 |  | 0 | 0 | 0 | 0 | 0 | 17335.1878 | 10475.3817 | 14047.9642 | 0 | no | Surplus | yes |  | 0 | 0 | 0 | 4585.6604 | 0 | no | 0 | 0 | 0 | 4585.6604 | 0 |  |  | 0 | 0 | 0 | 0 | 0 |  | 0 | 0 | 0 | 0 | 0
| 16911.2679 | 0 | no | Surplus | yes |  | 0 | 0 | 0 | 423.9199 | 0 | no | 0 | 0 | 0 | 423.9199 | 4860 | no | 16911.2679 | 0 | 24300 |  |  | 0 |  |  | 0 | 0 | 0 | 0 | 0 |  | 0 | 0 | 0 | 0 | 0 | 16911.2679 | 11449.326 | 13704.431 | 0 | no | Surplus | yes |  | 0 | 0 | 0 | 2598.6382 | 0 | no | 0 | 0 | 0 | 2598.6382 | 0 |  |  | 0 | 0 | 0 | 0 | 0 |  | 0 | 0 | 0 | 0 | 0
| 18537.0214 | 0 | yes | Deficit |  |  | 0 | 0 | 0 | 0 | 0 |  | 0 | 0 | 0 | 0 | 4860 | no |  | 0 | 24300 | no | 18537.0214 | 0 | no | no | 0 | 0 | 0 | 0 | 0 |  | 0 | 0 | 0 | 0 | 0 | 18537.0214 | 12012.8663 | 15021.8974 | 0 | no | Surplus | yes |  | 0 | 0 | 0 | 1691.5647 | 0 | no | 0 | 0 | 0 | 1691.5647 | 0 |  |  | 0 | 0 | 0 | 0 | 0 |  | 0 | 0 | 0 | 0 | 0
| 18077.0455 | 0 | no | Surplus | yes |  | 0 | 0 | 0 | 459.9759 | 0 | no | 0 | 0 | 0 | 459.9759 | 4860 | no | 18077.0455 | 0 | 24300 |  |  | 0 |  |  | 0 | 0 | 0 | 0 | 0 |  | 0 | 0 | 0 | 0 | 0 | 18077.0455 | 11814.7137 | 14649.1455 | 0 | no | Surplus | yes |  | 0 | 0 | 0 | 3207.1837 | 0 | no | 0 | 0 | 0 | 3207.1837 | 0 |  |  | 0 | 0 | 0 | 0 | 0 |  | 0 | 0 | 0 | 0 | 0
| 18582.3741 | 0 | yes | Deficit |  |  | 0 | 0 | 0 | 0 | 0 |  | 0 | 0 | 0 | 0 | 4860 | no |  | 0 | 24300 | no | 18582.3741 | 0 | no | no | 0 | 0 | 0 | 0 | 0 |  | 0 | 0 | 0 | 0 | 0 | 18582.3741 | 12195.5635 | 15058.65 | 0 | no | Surplus | yes |  | 0 | 0 | 0 | 2453.5819 | 0 | no | 0 | 0 | 0 | 2453.5819 | 0 |  |  | 0 | 0 | 0 | 0 | 0 |  | 0 | 0 | 0 | 0 | 0
| 19484.6736 | 0 | yes | Deficit |  |  | 0 | 0 | 0 | 0 | 0 |  | 0 | 0 | 0 | 0 | 4860 | no |  | 0 | 24300 | no | 19484.6736 | 0 | no | no | 0 | 0 | 0 | 0 | 0 |  | 0 | 0 | 0 | 0 | 0 | 19484.6736 | 11863.0752 | 15789.8489 | 0 | no | Surplus | yes |  | 0 | 0 | 0 | 3195.5747 | 0 | no | 0 | 0 | 0 | 3195.5747 | 0 |  |  | 0 | 0 | 0 | 0 | 0 |  | 0 | 0 | 0 | 0 | 0
| 18618.8045 | 0 | no | Surplus | yes |  | 0 | 0 | 0 | 865.8691 | 0 | no | 0 | 0 | 0 | 865.8691 | 4860 | no | 18618.8045 | 0 | 24300 |  |  | 0 |  |  | 0 | 0 | 0 | 0 | 0 |  | 0 | 0 | 0 | 0 | 0 | 18618.8045 | 15453.8542 | 15088.1722 | 0 | no | Surplus | yes |  | 0 | 0 | 0 | 335.9947 | 0 | no | 0 | 0 | 0 | 335.9947 | 0 |  |  | 0 | 0 | 0 | 0 | 0 |  | 0 | 0 | 0 | 0 | 0
| 19355.4933 | 0 | yes | Deficit |  |  | 0 | 0 | 0 | 0 | 0 |  | 0 | 0 | 0 | 0 | 4860 | no |  | 0 | 24300 | no | 19355.4933 | 0 | no | no | 0 | 0 | 0 | 0 | 0 |  | 0 | 0 | 0 | 0 | 0 | 19355.4933 | 12254.0414 | 15685.1647 | 0 | no | Surplus | yes |  | 0 | 0 | 0 | 2834.1307 | 0 | no | 0 | 0 | 0 | 2834.1307 | 0 |  |  | 0 | 0 | 0 | 0 | 0 |  | 0 | 0 | 0 | 0 | 0
| 18673.7233 | 0 | no | Surplus | yes |  | 0 | 0 | 0 | 681.77 | 0 | no | 0 | 0 | 0 | 681.77 | 4860 | no | 18673.7233 | 0 | 24300 |  |  | 0 |  |  | 0 | 0 | 0 | 0 | 0 |  | 0 | 0 | 0 | 0 | 0 | 18673.7233 | 12104.6334 | 15132.6769 | 0 | no | Surplus | yes |  | 0 | 0 | 0 | 3580.5313 | 0 | no | 0 | 0 | 0 | 3580.5313 | 0 |  |  | 0 | 0 | 0 | 0 | 0 |  | 0 | 0 | 0 | 0 | 0
| 19420.3063 | 0 | yes | Deficit |  |  | 0 | 0 | 0 | 0 | 0 |  | 0 | 0 | 0 | 0 | 4860 | no |  | 0 | 24300 | no | 19420.3063 | 0 | no | no | 0 | 0 | 0 | 0 | 0 |  | 0 | 0 | 0 | 0 | 0 | 19420.3063 | 11512.6431 | 15737.6874 | 0 | no | Surplus | yes |  | 0 | 0 | 0 | 3620.0339 | 0 | no | 0 | 0 | 0 | 3620.0339 | 0 |  |  | 0 | 0 | 0 | 0 | 0 |  | 0 | 0 | 0 | 0 | 0
| 21659.9444 | 0 | yes | Deficit |  |  | 0 | 0 | 0 | 0 | 0 |  | 0 | 0 | 0 | 0 | 4860 | no |  | 0 | 24300 | no | 21659.9444 | 0 | no | no | 0 | 0 | 0 | 0 | 0 |  | 0 | 0 | 0 | 0 | 0 | 21659.9444 | 11468.5336 | 17552.6292 | 0 | no | Surplus | yes |  | 0 | 0 | 0 | 4269.1538 | 0 | no | 0 | 0 | 0 | 4269.1538 | 0 |  |  | 0 | 0 | 0 | 0 | 0 |  | 0 | 0 | 0 | 0 | 0
| 22956.5111 | 0 | yes | Deficit |  |  | 0 | 0 | 0 | 0 | 0 |  | 0 | 0 | 0 | 0 | 4860 | no |  | 0 | 24300 | no | 22956.5111 | 0 | no | no | 0 | 0 | 0 | 0 | 0 |  | 0 | 0 | 0 | 0 | 0 | 22956.5111 | 10272.7845 | 18603.3315 | 0 | no | Surplus | yes |  | 0 | 0 | 0 | 7279.8447 | 0 | no | 0 | 0 | 0 | 7279.8447 | 0 |  |  | 0 | 0 | 0 | 0 | 0 |  | 0 | 0 | 0 | 0 | 0
| 20671.9166 | 0 | no | Surplus | yes |  | 0 | 0 | 0 | 2284.5944 | 0 | no | 0 | 0 | 0 | 2284.5944 | 4860 | no | 20671.9166 | 0 | 24300 |  |  | 0 |  |  | 0 | 0 | 0 | 0 | 0 |  | 0 | 0 | 0 | 0 | 0 | 20671.9166 | 12112.6884 | 16751.9584 | 0 | no | Surplus | yes |  | 0 | 0 | 0 | 6490.6431 | 0 | no | 0 | 0 | 0 | 6490.6431 | 0 |  |  | 0 | 0 | 0 | 0 | 0 |  | 0 | 0 | 0 | 0 | 0
| 22852.8595 | 0 | yes | Deficit |  |  | 0 | 0 | 0 | 0 | 0 |  | 0 | 0 | 0 | 0 | 4860 | no |  | 0 | 24300 | no | 22852.8595 | 0 | no | no | 0 | 0 | 0 | 0 | 0 |  | 0 | 0 | 0 | 0 | 0 | 22852.8595 | 11515.4089 | 18519.3351 | 0 | no | Surplus | yes |  | 0 | 0 | 0 | 5236.5495 | 0 | no | 0 | 0 | 0 | 5236.5495 | 0 |  |  | 0 | 0 | 0 | 0 | 0 |  | 0 | 0 | 0 | 0 | 0
| 23622.2795 | 0 | yes | Deficit |  |  | 0 | 0 | 0 | 0 | 0 |  | 0 | 0 | 0 | 0 | 4860 | no |  | 0 | 24300 | no | 23622.2795 | 0 | no | no | 0 | 0 | 0 | 0 | 0 |  | 0 | 0 | 0 | 0 | 0 | 23622.2795 | 11099.647 | 19142.8521 | 0 | no | Surplus | yes |  | 0 | 0 | 0 | 7419.688 | 0 | no | 0 | 0 | 0 | 7419.688 | 0 |  |  | 0 | 0 | 0 | 0 | 0 |  | 0 | 0 | 0 | 0 | 0
| 22621.3561 | 0 | no | Surplus | yes |  | 0 | 0 | 0 | 1000.9235 | 0 | no | 0 | 0 | 0 | 1000.9235 | 4860 | no | 22621.3561 | 0 | 24300 |  |  | 0 |  |  | 0 | 0 | 0 | 0 | 0 |  | 0 | 0 | 0 | 0 | 0 | 22621.3561 | 11342.2547 | 18331.731 | 0 | no | Surplus | yes |  | 0 | 0 | 0 | 7800.5975 | 0 | no | 0 | 0 | 0 | 7800.5975 | 0 |  |  | 0 | 0 | 0 | 0 | 0 |  | 0 | 0 | 0 | 0 | 0
| 24754.4648 | 0 | yes | Deficit |  |  | 0 | 0 | 0 | 0 | 0 |  | 0 | 0 | 0 | 0 | 4860 | no |  | 0 | 24300 | yes | 24300 | 454.4648 | yes |  | 0 | 0 | 0 | 454.4648 | 0 | no | 0 | 0 | 0 | 454.4648 | 0 | 24300 | 11680.1885 | 19692.0583 | 0 | no | Surplus | yes |  | 0 | 0 | 0 | 6651.5425 | 0 | no | 0 | 0 | 0 | 6651.5425 | 0 |  |  | 0 | 0 | 0 | 0 | 0 |  | 0 | 0 | 0 | 0 | 0
| 25449.3038 | 0 | yes | Deficit |  |  | 0 | 0 | 0 | 0 | 0 |  | 0 | 0 | 0 | 0 | 4860 | no |  | 0 | 24300 | yes | 24300 | 1149.3038 | yes |  | 0 | 0 | 0 | 1149.3038 | 0 | no | 0 | 0 | 0 | 1149.3038 | 0 | 24300 | 11699.3861 | 19692.0583 | 0 | no | Surplus | yes |  | 0 | 0 | 0 | 7992.6722 | 0 | no | 0 | 0 | 0 | 7992.6722 | 0 |  |  | 0 | 0 | 0 | 0 | 0 |  | 0 | 0 | 0 | 0 | 0
| 26207.2946 | 0 | yes | Deficit |  |  | 0 | 0 | 0 | 0 | 0 |  | 0 | 0 | 0 | 0 | 4860 | no |  | 0 | 24300 | yes | 24300 | 1907.2946 | yes |  | 0 | 0 | 0 | 1907.2946 | 0 | no | 0 | 0 | 0 | 1907.2946 | 0 | 24300 | 11644.707 | 19692.0583 | 0 | no | Surplus | yes |  | 0 | 0 | 0 | 8047.3513 | 0 | no | 0 | 0 | 0 | 8047.3513 | 0 |  |  | 0 | 0 | 0 | 0 | 0 |  | 0 | 0 | 0 | 0 | 0
| 20740.4935 | 0 | no | Surplus | yes |  | 0 | 0 | 0 | 3559.5065 | 0 | no | 0 | 0 | 0 | 3559.5065 | 4860 | no | 20740.4935 | 0 | 24300 |  |  | 0 |  |  | 0 | 0 | 0 | 0 | 0 |  | 0 | 0 | 0 | 0 | 0 | 20740.4935 | 11610.2613 | 16807.5312 | 0 | no | Surplus | yes |  | 0 | 0 | 0 | 8081.797 | 0 | no | 0 | 0 | 0 | 8081.797 | 0 |  |  | 0 | 0 | 0 | 0 | 0 |  | 0 | 0 | 0 | 0 | 0
| 21867.783 | 0 | yes | Deficit |  |  | 0 | 0 | 0 | 0 | 0 |  | 0 | 0 | 0 | 0 | 4860 | no |  | 0 | 24300 | no | 21867.783 | 0 | no | no | 0 | 0 | 0 | 0 | 0 |  | 0 | 0 | 0 | 0 | 0 | 21867.783 | 11690.6567 | 17721.0559 | 0 | no | Surplus | yes |  | 0 | 0 | 0 | 5116.8745 | 0 | no | 0 | 0 | 0 | 5116.8745 | 0 |  |  | 0 | 0 | 0 | 0 | 0 |  | 0 | 0 | 0 | 0 | 0
| 24595.8488 | 0 | yes | Deficit |  |  | 0 | 0 | 0 | 0 | 0 |  | 0 | 0 | 0 | 0 | 4860 | no |  | 0 | 24300 | yes | 24300 | 295.8488 | yes |  | 0 | 0 | 0 | 295.8488 | 0 | no | 0 | 0 | 0 | 295.8488 | 0 | 24300 | 12629.6464 | 19692.0583 | 0 | no | Surplus | yes |  | 0 | 0 | 0 | 5091.4095 | 0 | no | 0 | 0 | 0 | 5091.4095 | 0 |  |  | 0 | 0 | 0 | 0 | 0 |  | 0 | 0 | 0 | 0 | 0
| 23986.0306 | 0 | no | Surplus | yes |  | 0 | 0 | 0 | 313.9694 | 0 | no | 0 | 0 | 0 | 313.9694 | 4860 | no | 23986.0306 | 0 | 24300 |  |  | 0 |  |  | 0 | 0 | 0 | 0 | 0 |  | 0 | 0 | 0 | 0 | 0 | 23986.0306 | 12373.7706 | 19437.6261 | 0 | no | Surplus | yes |  | 0 | 0 | 0 | 7318.2877 | 0 | no | 0 | 0 | 0 | 7318.2877 | 0 |  |  | 0 | 0 | 0 | 0 | 0 |  | 0 | 0 | 0 | 0 | 0
| 23291.9584 | 0 | no | Surplus | yes |  | 0 | 0 | 0 | 694.0722 | 0 | no | 0 | 0 | 0 | 694.0722 | 4860 | no | 23291.9584 | 0 | 24300 |  |  | 0 |  |  | 0 | 0 | 0 | 0 | 0 |  | 0 | 0 | 0 | 0 | 0 | 23291.9584 | 11576.004 | 18875.1689 | 0 | no | Surplus | yes |  | 0 | 0 | 0 | 7861.6221 | 0 | no | 0 | 0 | 0 | 7861.6221 | 0 |  |  | 0 | 0 | 0 | 0 | 0 |  | 0 | 0 | 0 | 0 | 0
| 21604.4829 | 0 | no | Surplus | yes |  | 0 | 0 | 0 | 1687.4755 | 0 | no | 0 | 0 | 0 | 1687.4755 | 4860 | no | 21604.4829 | 0 | 24300 |  |  | 0 |  |  | 0 | 0 | 0 | 0 | 0 |  | 0 | 0 | 0 | 0 | 0 | 21604.4829 | 12550.5494 | 17507.6847 | 0 | no | Surplus | yes |  | 0 | 0 | 0 | 6324.6195 | 0 | no | 0 | 0 | 0 | 6324.6195 | 0 |  |  | 0 | 0 | 0 | 0 | 0 |  | 0 | 0 | 0 | 0 | 0
| 20955.6361 | 0 | no | Surplus | yes |  | 0 | 0 | 0 | 648.8469 | 0 | no | 0 | 0 | 0 | 648.8469 | 4860 | no | 20955.6361 | 0 | 24300 |  |  | 0 |  |  | 0 | 0 | 0 | 0 | 0 |  | 0 | 0 | 0 | 0 | 0 | 20955.6361 | 14478.5946 | 16981.8769 | 0 | no | Surplus | yes |  | 0 | 0 | 0 | 3029.0901 | 0 | no | 0 | 0 | 0 | 3029.0901 | 0 |  |  | 0 | 0 | 0 | 0 | 0 |  | 0 | 0 | 0 | 0 | 0
| 19056.9213 | 0 | no | Surplus | yes |  | 0 | 0 | 0 | 1898.7147 | 0 | no | 0 | 0 | 0 | 1898.7147 | 4860 | no | 19056.9213 | 0 | 24300 |  |  | 0 |  |  | 0 | 0 | 0 | 0 | 0 |  | 0 | 0 | 0 | 0 | 0 | 19056.9213 | 13102.7831 | 15443.2102 | 0 | no | Surplus | yes |  | 0 | 0 | 0 | 3879.0938 | 0 | no | 0 | 0 | 0 | 3879.0938 | 0 |  |  | 0 | 0 | 0 | 0 | 0 |  | 0 | 0 | 0 | 0 | 0
| 21661.3939 | 0 | yes | Deficit |  |  | 0 | 0 | 0 | 0 | 0 |  | 0 | 0 | 0 | 0 | 4860 | no |  | 0 | 24300 | no | 21661.3939 | 0 | no | no | 0 | 0 | 0 | 0 | 0 |  | 0 | 0 | 0 | 0 | 0 | 21661.3939 | 12668.354 | 17553.8038 | 0 | no | Surplus | yes |  | 0 | 0 | 0 | 2774.8561 | 0 | no | 0 | 0 | 0 | 2774.8561 | 0 |  |  | 0 | 0 | 0 | 0 | 0 |  | 0 | 0 | 0 | 0 | 0
| 20603.7971 | 0 | no | Surplus | yes |  | 0 | 0 | 0 | 1057.5968 | 0 | no | 0 | 0 | 0 | 1057.5968 | 4860 | no | 20603.7971 | 0 | 24300 |  |  | 0 |  |  | 0 | 0 | 0 | 0 | 0 |  | 0 | 0 | 0 | 0 | 0 | 20603.7971 | 12074.2207 | 16696.7561 | 0 | no | Surplus | yes |  | 0 | 0 | 0 | 5479.5831 | 0 | no | 0 | 0 | 0 | 5479.5831 | 0 |  |  | 0 | 0 | 0 | 0 | 0 |  | 0 | 0 | 0 | 0 | 0
| 23539.505 | 0 | yes | Deficit |  |  | 0 | 0 | 0 | 0 | 0 |  | 0 | 0 | 0 | 0 | 4860 | no |  | 0 | 24300 | no | 23539.505 | 0 | no | no | 0 | 0 | 0 | 0 | 0 |  | 0 | 0 | 0 | 0 | 0 | 23539.505 | 11650.8116 | 19075.7739 | 0 | no | Surplus | yes |  | 0 | 0 | 0 | 5045.9445 | 0 | no | 0 | 0 | 0 | 5045.9445 | 0 |  |  | 0 | 0 | 0 | 0 | 0 |  | 0 | 0 | 0 | 0 | 0
| 19590.2086 | 0 | no | Surplus | yes |  | 0 | 0 | 0 | 3949.2964 | 0 | no | 0 | 0 | 0 | 3949.2964 | 4860 | no | 19590.2086 | 0 | 24300 |  |  | 0 |  |  | 0 | 0 | 0 | 0 | 0 |  | 0 | 0 | 0 | 0 | 0 | 19590.2086 | 11643.6272 | 15875.3716 | 0 | no | Surplus | yes |  | 0 | 0 | 0 | 7432.1468 | 0 | no | 0 | 0 | 0 | 7432.1468 | 0 |  |  | 0 | 0 | 0 | 0 | 0 |  | 0 | 0 | 0 | 0 | 0
| 19280.6232 | 0 | no | Surplus | yes |  | 0 | 0 | 0 | 309.5854 | 0 | no | 0 | 0 | 0 | 309.5854 | 4860 | no | 19280.6232 | 0 | 24300 |  |  | 0 |  |  | 0 | 0 | 0 | 0 | 0 |  | 0 | 0 | 0 | 0 | 0 | 19280.6232 | 13730.992 | 15624.4921 | 0 | no | Surplus | yes |  | 0 | 0 | 0 | 2144.3796 | 0 | no | 0 | 0 | 0 | 2144.3796 | 0 |  |  | 0 | 0 | 0 | 0 | 0 |  | 0 | 0 | 0 | 0 | 0
| 18936.4467 | 0 | no | Surplus | yes |  | 0 | 0 | 0 | 344.1765 | 0 | no | 0 | 0 | 0 | 344.1765 | 4860 | no | 18936.4467 | 0 | 24300 |  |  | 0 |  |  | 0 | 0 | 0 | 0 | 0 |  | 0 | 0 | 0 | 0 | 0 | 18936.4467 | 14342.7208 | 15345.5808 | 0 | no | Surplus | yes |  | 0 | 0 | 0 | 1281.7713 | 0 | no | 0 | 0 | 0 | 1281.7713 | 0 |  |  | 0 | 0 | 0 | 0 | 0 |  | 0 | 0 | 0 | 0 | 0
| 18588.998 | 0 | no | Surplus | yes |  | 0 | 0 | 0 | 347.4487 | 0 | no | 0 | 0 | 0 | 347.4487 | 4860 | no | 18588.998 | 0 | 24300 |  |  | 0 |  |  | 0 | 0 | 0 | 0 | 0 |  | 0 | 0 | 0 | 0 | 0 | 18588.998 | 14609.2694 | 15064.0178 | 0 | no | Surplus | yes |  | 0 | 0 | 0 | 736.3114 | 0 | no | 0 | 0 | 0 | 736.3114 | 0 |  |  | 0 | 0 | 0 | 0 | 0 |  | 0 | 0 | 0 | 0 | 0
| 21176.5251 | 0 | yes | Deficit |  |  | 0 | 0 | 0 | 0 | 0 |  | 0 | 0 | 0 | 0 | 4860 | no |  | 0 | 24300 | no | 21176.5251 | 0 | no | no | 0 | 0 | 0 | 0 | 0 |  | 0 | 0 | 0 | 0 | 0 | 21176.5251 | 15684.4149 | 17160.8793 | 0 | yes | Deficit |  |  | 0 | 0 | 0 | 0 | 0 |  | 0 | 0 | 0 | 0 | 620.397 | yes |  | 0 | 0 | 0 | 620.397 | 0 | no | 0 | 0 | 0 | 620.397 | 0
| 23230.6549 | 0 | yes | Deficit |  |  | 0 | 0 | 0 | 0 | 0 |  | 0 | 0 | 0 | 0 | 4860 | no |  | 0 | 24300 | no | 23230.6549 | 0 | no | no | 0 | 0 | 0 | 0 | 0 |  | 0 | 0 | 0 | 0 | 0 | 23230.6549 | 15189.4793 | 18825.4902 | 0 | no | Surplus | yes |  | 0 | 0 | 0 | 1971.4001 | 0 | no | 0 | 0 | 0 | 1971.4001 | 0 |  |  | 0 | 0 | 0 | 0 | 0 |  | 0 | 0 | 0 | 0 | 0
| 21341.528 | 0 | no | Surplus | yes |  | 0 | 0 | 0 | 1889.1268 | 0 | no | 0 | 0 | 0 | 1889.1268 | 4860 | no | 21341.528 | 0 | 24300 |  |  | 0 |  |  | 0 | 0 | 0 | 0 | 0 |  | 0 | 0 | 0 | 0 | 0 | 21341.528 | 14019.4662 | 17294.5932 | 0 | no | Surplus | yes |  | 0 | 0 | 0 | 4806.0239 | 0 | no | 0 | 0 | 0 | 4806.0239 | 0 |  |  | 0 | 0 | 0 | 0 | 0 |  | 0 | 0 | 0 | 0 | 0
| 19654.5826 | 0 | no | Surplus | yes |  | 0 | 0 | 0 | 1686.9454 | 0 | no | 0 | 0 | 0 | 1686.9454 | 4860 | no | 19654.5826 | 0 | 24300 |  |  | 0 |  |  | 0 | 0 | 0 | 0 | 0 |  | 0 | 0 | 0 | 0 | 0 | 19654.5826 | 13757.0235 | 15927.5386 | 0 | no | Surplus | yes |  | 0 | 0 | 0 | 3537.5697 | 0 | no | 0 | 0 | 0 | 3537.5697 | 0 |  |  | 0 | 0 | 0 | 0 | 0 |  | 0 | 0 | 0 | 0 | 0
| 21666.3951 | 0 | yes | Deficit |  |  | 0 | 0 | 0 | 0 | 0 |  | 0 | 0 | 0 | 0 | 4860 | no |  | 0 | 24300 | no | 21666.3951 | 0 | no | no | 0 | 0 | 0 | 0 | 0 |  | 0 | 0 | 0 | 0 | 0 | 21666.3951 | 13897.3497 | 17557.8567 | 0 | no | Surplus | yes |  | 0 | 0 | 0 | 2030.1888 | 0 | no | 0 | 0 | 0 | 2030.1888 | 0 |  |  | 0 | 0 | 0 | 0 | 0 |  | 0 | 0 | 0 | 0 | 0
| 20772.1518 | 0 | no | Surplus | yes |  | 0 | 0 | 0 | 894.2433 | 0 | no | 0 | 0 | 0 | 894.2433 | 4860 | no | 20772.1518 | 0 | 24300 |  |  | 0 |  |  | 0 | 0 | 0 | 0 | 0 |  | 0 | 0 | 0 | 0 | 0 | 20772.1518 | 13362.0718 | 16833.1863 | 0 | no | Surplus | yes |  | 0 | 0 | 0 | 4195.7849 | 0 | no | 0 | 0 | 0 | 4195.7849 | 0 |  |  | 0 | 0 | 0 | 0 | 0 |  | 0 | 0 | 0 | 0 | 0
| 19695.7176 | 0 | no | Surplus | yes |  | 0 | 0 | 0 | 1076.4343 | 0 | no | 0 | 0 | 0 | 1076.4343 | 4860 | no | 19695.7176 | 0 | 24300 |  |  | 0 |  |  | 0 | 0 | 0 | 0 | 0 |  | 0 | 0 | 0 | 0 | 0 | 19695.7176 | 14922.4158 | 15960.8732 | 0 | no | Surplus | yes |  | 0 | 0 | 0 | 1910.7704 | 0 | no | 0 | 0 | 0 | 1910.7704 | 0 |  |  | 0 | 0 | 0 | 0 | 0 |  | 0 | 0 | 0 | 0 | 0
| 22897.6554 | 0 | yes | Deficit |  |  | 0 | 0 | 0 | 0 | 0 |  | 0 | 0 | 0 | 0 | 4860 | no |  | 0 | 24300 | no | 22897.6554 | 0 | no | no | 0 | 0 | 0 | 0 | 0 |  | 0 | 0 | 0 | 0 | 0 | 22897.6554 | 13999.0151 | 18555.6365 | 0 | no | Surplus | yes |  | 0 | 0 | 0 | 1961.8581 | 0 | no | 0 | 0 | 0 | 1961.8581 | 0 |  |  | 0 | 0 | 0 | 0 | 0 |  | 0 | 0 | 0 | 0 | 0
| 18576.463 | 0 | no | Surplus | yes |  | 0 | 0 | 0 | 4321.1925 | 0 | no | 0 | 0 | 0 | 4321.1925 | 4860 | no | 18576.463 | 0 | 24300 |  |  | 0 |  |  | 0 | 0 | 0 | 0 | 0 |  | 0 | 0 | 0 | 0 | 0 | 18576.463 | 12457.2421 | 15053.8598 | 0 | no | Surplus | yes |  | 0 | 0 | 0 | 6098.3943 | 0 | no | 0 | 0 | 0 | 6098.3943 | 0 |  |  | 0 | 0 | 0 | 0 | 0 |  | 0 | 0 | 0 | 0 | 0
| 18101.3377 | 0 | no | Surplus | yes |  | 0 | 0 | 0 | 475.1253 | 0 | no | 0 | 0 | 0 | 475.1253 | 4860 | no | 18101.3377 | 0 | 24300 |  |  | 0 |  |  | 0 | 0 | 0 | 0 | 0 |  | 0 | 0 | 0 | 0 | 0 | 18101.3377 | 11264.3146 | 14668.8312 | 0 | no | Surplus | yes |  | 0 | 0 | 0 | 3789.5452 | 0 | no | 0 | 0 | 0 | 3789.5452 | 0 |  |  | 0 | 0 | 0 | 0 | 0 |  | 0 | 0 | 0 | 0 | 0
| 15265.837 | 0 | no | Surplus | yes |  | 0 | 0 | 0 | 2835.5006 | 0 | no | 0 | 0 | 0 | 2835.5006 | 4860 | no | 15265.837 | 0 | 24300 |  |  | 0 |  |  | 0 | 0 | 0 | 0 | 0 |  | 0 | 0 | 0 | 0 | 0 | 15265.837 | 8136.5295 | 12371.0187 | 0 | no | Surplus | yes |  | 0 | 0 | 0 | 6532.3016 | 0 | no | 0 | 0 | 0 | 6532.3016 | 0 |  |  | 0 | 0 | 0 | 0 | 0 |  | 0 | 0 | 0 | 0 | 0
| 15197.8602 | 0 | no | Surplus | yes |  | 0 | 0 | 0 | 67.9769 | 0 | no | 0 | 0 | 0 | 67.9769 | 4860 | no | 15197.8602 | 0 | 24300 |  |  | 0 |  |  | 0 | 0 | 0 | 0 | 0 |  | 0 | 0 | 0 | 0 | 0 | 15197.8602 | 8059.6838 | 12315.9321 | 0 | no | Surplus | yes |  | 0 | 0 | 0 | 4311.3348 | 0 | no | 0 | 0 | 0 | 4311.3348 | 0 |  |  | 0 | 0 | 0 | 0 | 0 |  | 0 | 0 | 0 | 0 | 0
| 14889.1911 | 0 | no | Surplus | yes |  | 0 | 0 | 0 | 308.6691 | 0 | no | 0 | 0 | 0 | 308.6691 | 4860 | no | 14889.1911 | 0 | 24300 |  |  | 0 |  |  | 0 | 0 | 0 | 0 | 0 |  | 0 | 0 | 0 | 0 | 0 | 14889.1911 | 8584.5726 | 12065.7951 | 0 | no | Surplus | yes |  | 0 | 0 | 0 | 3731.3595 | 0 | no | 0 | 0 | 0 | 3731.3595 | 0 |  |  | 0 | 0 | 0 | 0 | 0 |  | 0 | 0 | 0 | 0 | 0
| 14995.2239 | 0 | yes | Deficit |  |  | 0 | 0 | 0 | 0 | 0 |  | 0 | 0 | 0 | 0 | 4860 | no |  | 0 | 24300 | no | 14995.2239 | 0 | no | no | 0 | 0 | 0 | 0 | 0 |  | 0 | 0 | 0 | 0 | 0 | 14995.2239 | 7939.5064 | 12151.7211 | 0 | no | Surplus | yes |  | 0 | 0 | 0 | 4126.2887 | 0 | no | 0 | 0 | 0 | 4126.2887 | 0 |  |  | 0 | 0 | 0 | 0 | 0 |  | 0 | 0 | 0 | 0 | 0
| 18272.9697 | 0 | yes | Deficit |  |  | 0 | 0 | 0 | 0 | 0 |  | 0 | 0 | 0 | 0 | 4860 | no |  | 0 | 24300 | no | 18272.9697 | 0 | no | no | 0 | 0 | 0 | 0 | 0 |  | 0 | 0 | 0 | 0 | 0 | 18272.9697 | 7648.4343 | 14807.9171 | 0 | no | Surplus | yes |  | 0 | 0 | 0 | 4503.2869 | 0 | no | 0 | 0 | 0 | 4503.2869 | 0 |  |  | 0 | 0 | 0 | 0 | 0 |  | 0 | 0 | 0 | 0 | 0
| 16190.3745 | 0 | no | Surplus | yes |  | 0 | 0 | 0 | 2082.5952 | 0 | no | 0 | 0 | 0 | 2082.5952 | 4860 | no | 16190.3745 | 0 | 24300 |  |  | 0 |  |  | 0 | 0 | 0 | 0 | 0 |  | 0 | 0 | 0 | 0 | 0 | 16190.3745 | 7477.5573 | 13120.2387 | 0 | no | Surplus | yes |  | 0 | 0 | 0 | 7330.3598 | 0 | no | 0 | 0 | 0 | 7330.3598 | 0 |  |  | 0 | 0 | 0 | 0 | 0 |  | 0 | 0 | 0 | 0 | 0
| 15180.8953 | 0 | no | Surplus | yes |  | 0 | 0 | 0 | 1009.4793 | 0 | no | 0 | 0 | 0 | 1009.4793 | 4860 | no | 15180.8953 | 0 | 24300 |  |  | 0 |  |  | 0 | 0 | 0 | 0 | 0 |  | 0 | 0 | 0 | 0 | 0 | 15180.8953 | 7401.0847 | 12302.1842 | 0 | no | Surplus | yes |  | 0 | 0 | 0 | 5719.154 | 0 | no | 0 | 0 | 0 | 5719.154 | 0 |  |  | 0 | 0 | 0 | 0 | 0 |  | 0 | 0 | 0 | 0 | 0
| 16099.918 | 0 | yes | Deficit |  |  | 0 | 0 | 0 | 0 | 0 |  | 0 | 0 | 0 | 0 | 4860 | no |  | 0 | 24300 | no | 16099.918 | 0 | no | no | 0 | 0 | 0 | 0 | 0 |  | 0 | 0 | 0 | 0 | 0 | 16099.918 | 8717.4269 | 13046.9352 | 0 | no | Surplus | yes |  | 0 | 0 | 0 | 3584.7573 | 0 | no | 0 | 0 | 0 | 3584.7573 | 0 |  |  | 0 | 0 | 0 | 0 | 0 |  | 0 | 0 | 0 | 0 | 0
| 14197.9933 | 0 | no | Surplus | yes |  | 0 | 0 | 0 | 1901.9248 | 0 | no | 0 | 0 | 0 | 1901.9248 | 4860 | no | 14197.9933 | 0 | 24300 |  |  | 0 |  |  | 0 | 0 | 0 | 0 | 0 |  | 0 | 0 | 0 | 0 | 0 | 14197.9933 | 7299.0478 | 11505.6671 | 0 | no | Surplus | yes |  | 0 | 0 | 0 | 5747.8874 | 0 | no | 0 | 0 | 0 | 5747.8874 | 0 |  |  | 0 | 0 | 0 | 0 | 0 |  | 0 | 0 | 0 | 0 | 0
| 15890.6406 | 0 | yes | Deficit |  |  | 0 | 0 | 0 | 0 | 0 |  | 0 | 0 | 0 | 0 | 4860 | no |  | 0 | 24300 | no | 15890.6406 | 0 | no | no | 0 | 0 | 0 | 0 | 0 |  | 0 | 0 | 0 | 0 | 0 | 15890.6406 | 6907.2085 | 12877.3424 | 0 | no | Surplus | yes |  | 0 | 0 | 0 | 4598.4587 | 0 | no | 0 | 0 | 0 | 4598.4587 | 0 |  |  | 0 | 0 | 0 | 0 | 0 |  | 0 | 0 | 0 | 0 | 0
| 14543.4081 | 0 | no | Surplus | yes |  | 0 | 0 | 0 | 1347.2324 | 0 | no | 0 | 0 | 0 | 1347.2324 | 4860 | no | 14543.4081 | 0 | 24300 |  |  | 0 |  |  | 0 | 0 | 0 | 0 | 0 |  | 0 | 0 | 0 | 0 | 0 | 14543.4081 | 6946.5467 | 11785.582 | 0 | no | Surplus | yes |  | 0 | 0 | 0 | 5930.7958 | 0 | no | 0 | 0 | 0 | 5930.7958 | 0 |  |  | 0 | 0 | 0 | 0 | 0 |  | 0 | 0 | 0 | 0 | 0
| 18086.3366 | 0 | yes | Deficit |  |  | 0 | 0 | 0 | 0 | 0 |  | 0 | 0 | 0 | 0 | 4860 | no |  | 0 | 24300 | no | 18086.3366 | 0 | no | no | 0 | 0 | 0 | 0 | 0 |  | 0 | 0 | 0 | 0 | 0 | 18086.3366 | 6965.2791 | 14656.6748 | 0 | no | Surplus | yes |  | 0 | 0 | 0 | 4820.3028 | 0 | no | 0 | 0 | 0 | 4820.3028 | 0 |  |  | 0 | 0 | 0 | 0 | 0 |  | 0 | 0 | 0 | 0 | 0
| 16810.1327 | 0 | no | Surplus | yes |  | 0 | 0 | 0 | 1276.2039 | 0 | no | 0 | 0 | 0 | 1276.2039 | 4860 | no | 16810.1327 | 0 | 24300 |  |  | 0 |  |  | 0 | 0 | 0 | 0 | 0 |  | 0 | 0 | 0 | 0 | 0 | 16810.1327 | 6775.6113 | 13622.4738 | 0 | no | Surplus | yes |  | 0 | 0 | 0 | 7881.0634 | 0 | no | 0 | 0 | 0 | 7881.0634 | 0 |  |  | 0 | 0 | 0 | 0 | 0 |  | 0 | 0 | 0 | 0 | 0
| 15330.2105 | 0 | no | Surplus | yes |  | 0 | 0 | 0 | 1479.9223 | 0 | no | 0 | 0 | 0 | 1479.9223 | 4860 | no | 15330.2105 | 0 | 24300 |  |  | 0 |  |  | 0 | 0 | 0 | 0 | 0 |  | 0 | 0 | 0 | 0 | 0 | 15330.2105 | 7093.6517 | 12423.1851 | 0 | no | Surplus | yes |  | 0 | 0 | 0 | 6528.8221 | 0 | no | 0 | 0 | 0 | 6528.8221 | 0 |  |  | 0 | 0 | 0 | 0 | 0 |  | 0 | 0 | 0 | 0 | 0
| 15930.2872 | 0 | yes | Deficit |  |  | 0 | 0 | 0 | 0 | 0 |  | 0 | 0 | 0 | 0 | 4860 | no |  | 0 | 24300 | no | 15930.2872 | 0 | no | no | 0 | 0 | 0 | 0 | 0 |  | 0 | 0 | 0 | 0 | 0 | 15930.2872 | 7093.3211 | 12909.471 | 0 | no | Surplus | yes |  | 0 | 0 | 0 | 5329.864 | 0 | no | 0 | 0 | 0 | 5329.864 | 0 |  |  | 0 | 0 | 0 | 0 | 0 |  | 0 | 0 | 0 | 0 | 0
| 15675.1686 | 0 | no | Surplus | yes |  | 0 | 0 | 0 | 255.1186 | 0 | no | 0 | 0 | 0 | 255.1186 | 4860 | no | 15675.1686 | 0 | 24300 |  |  | 0 |  |  | 0 | 0 | 0 | 0 | 0 |  | 0 | 0 | 0 | 0 | 0 | 15675.1686 | 6897.9977 | 12702.7298 | 0 | no | Surplus | yes |  | 0 | 0 | 0 | 6011.4733 | 0 | no | 0 | 0 | 0 | 6011.4733 | 0 |  |  | 0 | 0 | 0 | 0 | 0 |  | 0 | 0 | 0 | 0 | 0
| 15973.3093 | 0 | yes | Deficit |  |  | 0 | 0 | 0 | 0 | 0 |  | 0 | 0 | 0 | 0 | 4860 | no |  | 0 | 24300 | no | 15973.3093 | 0 | no | no | 0 | 0 | 0 | 0 | 0 |  | 0 | 0 | 0 | 0 | 0 | 15973.3093 | 5985.1986 | 12944.3349 | 0 | no | Surplus | yes |  | 0 | 0 | 0 | 6717.5312 | 0 | no | 0 | 0 | 0 | 6717.5312 | 0 |  |  | 0 | 0 | 0 | 0 | 0 |  | 0 | 0 | 0 | 0 | 0
| 17483.7493 | 0 | yes | Deficit |  |  | 0 | 0 | 0 | 0 | 0 |  | 0 | 0 | 0 | 0 | 4860 | no |  | 0 | 24300 | no | 17483.7493 | 0 | no | no | 0 | 0 | 0 | 0 | 0 |  | 0 | 0 | 0 | 0 | 0 | 17483.7493 | 6667.4328 | 14168.3543 | 0 | no | Surplus | yes |  | 0 | 0 | 0 | 6276.9021 | 0 | no | 0 | 0 | 0 | 6276.9021 | 0 |  |  | 0 | 0 | 0 | 0 | 0 |  | 0 | 0 | 0 | 0 | 0
| 19382.5242 | 0 | yes | Deficit |  |  | 0 | 0 | 0 | 0 | 0 |  | 0 | 0 | 0 | 0 | 4860 | no |  | 0 | 24300 | no | 19382.5242 | 0 | no | no | 0 | 0 | 0 | 0 | 0 |  | 0 | 0 | 0 | 0 | 0 | 19382.5242 | 7059.4925 | 15707.0698 | 0 | no | Surplus | yes |  | 0 | 0 | 0 | 7108.8619 | 0 | no | 0 | 0 | 0 | 7108.8619 | 0 |  |  | 0 | 0 | 0 | 0 | 0 |  | 0 | 0 | 0 | 0 | 0
| 19547.522 | 0 | yes | Deficit |  |  | 0 | 0 | 0 | 0 | 0 |  | 0 | 0 | 0 | 0 | 4860 | no |  | 0 | 24300 | no | 19547.522 | 0 | no | no | 0 | 0 | 0 | 0 | 0 |  | 0 | 0 | 0 | 0 | 0 | 19547.522 | 7346.43 | 15840.7796 | 0 | no | Surplus | yes |  | 0 | 0 | 0 | 8360.6399 | 0 | no | 0 | 0 | 0 | 8360.6399 | 0 |  |  | 0 | 0 | 0 | 0 | 0 |  | 0 | 0 | 0 | 0 | 0
| 17741.7795 | 0 | no | Surplus | yes |  | 0 | 0 | 0 | 1805.7425 | 0 | no | 0 | 0 | 0 | 1805.7425 | 4860 | no | 17741.7795 | 0 | 24300 |  |  | 0 |  |  | 0 | 0 | 0 | 0 | 0 |  | 0 | 0 | 0 | 0 | 0 | 17741.7795 | 6581.5939 | 14377.4551 | 0 | no | Surplus | yes |  | 0 | 0 | 0 | 9259.1857 | 0 | no | 0 | 0 | 0 | 9259.1857 | 0 |  |  | 0 | 0 | 0 | 0 | 0 |  | 0 | 0 | 0 | 0 | 0
| 15731.2442 | 0 | no | Surplus | yes |  | 0 | 0 | 0 | 2010.5353 | 0 | no | 0 | 0 | 0 | 2010.5353 | 4860 | no | 15731.2442 | 0 | 24300 |  |  | 0 |  |  | 0 | 0 | 0 | 0 | 0 |  | 0 | 0 | 0 | 0 | 0 | 15731.2442 | 6329.7168 | 12748.172 | 0 | no | Surplus | yes |  | 0 | 0 | 0 | 8047.7383 | 0 | no | 0 | 0 | 0 | 8047.7383 | 0 |  |  | 0 | 0 | 0 | 0 | 0 |  | 0 | 0 | 0 | 0 | 0
| 16308.2509 | 0 | yes | Deficit |  |  | 0 | 0 | 0 | 0 | 0 |  | 0 | 0 | 0 | 0 | 4860 | no |  | 0 | 24300 | no | 16308.2509 | 0 | no | no | 0 | 0 | 0 | 0 | 0 |  | 0 | 0 | 0 | 0 | 0 | 16308.2509 | 7297.0374 | 13215.7625 | 0 | no | Surplus | yes |  | 0 | 0 | 0 | 5451.1346 | 0 | no | 0 | 0 | 0 | 5451.1346 | 0 |  |  | 0 | 0 | 0 | 0 | 0 |  | 0 | 0 | 0 | 0 | 0
| 18016.2508 | 0 | yes | Deficit |  |  | 0 | 0 | 0 | 0 | 0 |  | 0 | 0 | 0 | 0 | 4860 | no |  | 0 | 24300 | no | 18016.2508 | 0 | no | no | 0 | 0 | 0 | 0 | 0 |  | 0 | 0 | 0 | 0 | 0 | 18016.2508 | 7504.3755 | 14599.8791 | 0 | no | Surplus | yes |  | 0 | 0 | 0 | 5711.387 | 0 | no | 0 | 0 | 0 | 5711.387 | 0 |  |  | 0 | 0 | 0 | 0 | 0 |  | 0 | 0 | 0 | 0 | 0
| 17942.7516 | 0 | no | Surplus | yes |  | 0 | 0 | 0 | 73.4992 | 0 | no | 0 | 0 | 0 | 73.4992 | 4860 | no | 17942.7516 | 0 | 24300 |  |  | 0 |  |  | 0 | 0 | 0 | 0 | 0 |  | 0 | 0 | 0 | 0 | 0 | 17942.7516 | 6952.3354 | 14540.3173 | 0 | no | Surplus | yes |  | 0 | 0 | 0 | 7647.5437 | 0 | no | 0 | 0 | 0 | 7647.5437 | 0 |  |  | 0 | 0 | 0 | 0 | 0 |  | 0 | 0 | 0 | 0 | 0
| 15358.1643 | 0 | no | Surplus | yes |  | 0 | 0 | 0 | 2584.5873 | 0 | no | 0 | 0 | 0 | 2584.5873 | 4860 | no | 15358.1643 | 0 | 24300 |  |  | 0 |  |  | 0 | 0 | 0 | 0 | 0 |  | 0 | 0 | 0 | 0 | 0 | 15358.1643 | 7098.0976 | 12445.8382 | 0 | no | Surplus | yes |  | 0 | 0 | 0 | 7442.2197 | 0 | no | 0 | 0 | 0 | 7442.2197 | 0 |  |  | 0 | 0 | 0 | 0 | 0 |  | 0 | 0 | 0 | 0 | 0
| 17792.7155 | 0 | yes | Deficit |  |  | 0 | 0 | 0 | 0 | 0 |  | 0 | 0 | 0 | 0 | 4860 | no |  | 0 | 24300 | no | 17792.7155 | 0 | no | no | 0 | 0 | 0 | 0 | 0 |  | 0 | 0 | 0 | 0 | 0 | 17792.7155 | 6941.764 | 14418.7321 | 0 | no | Surplus | yes |  | 0 | 0 | 0 | 5504.0742 | 0 | no | 0 | 0 | 0 | 5504.0742 | 0 |  |  | 0 | 0 | 0 | 0 | 0 |  | 0 | 0 | 0 | 0 | 0
| 17867.7985 | 0 | yes | Deficit |  |  | 0 | 0 | 0 | 0 | 0 |  | 0 | 0 | 0 | 0 | 4860 | no |  | 0 | 24300 | no | 17867.7985 | 0 | no | no | 0 | 0 | 0 | 0 | 0 |  | 0 | 0 | 0 | 0 | 0 | 17867.7985 | 7393.1133 | 14479.5774 | 0 | no | Surplus | yes |  | 0 | 0 | 0 | 7025.6188 | 0 | no | 0 | 0 | 0 | 7025.6188 | 0 |  |  | 0 | 0 | 0 | 0 | 0 |  | 0 | 0 | 0 | 0 | 0
| 14684.0689 | 0 | no | Surplus | yes |  | 0 | 0 | 0 | 3183.7296 | 0 | no | 0 | 0 | 0 | 3183.7296 | 4860 | no | 14684.0689 | 0 | 24300 |  |  | 0 |  |  | 0 | 0 | 0 | 0 | 0 |  | 0 | 0 | 0 | 0 | 0 | 14684.0689 | 7128.2686 | 11899.5696 | 0 | no | Surplus | yes |  | 0 | 0 | 0 | 7351.3088 | 0 | no | 0 | 0 | 0 | 7351.3088 | 0 |  |  | 0 | 0 | 0 | 0 | 0 |  | 0 | 0 | 0 | 0 | 0
| 16309.0846 | 0 | yes | Deficit |  |  | 0 | 0 | 0 | 0 | 0 |  | 0 | 0 | 0 | 0 | 4860 | no |  | 0 | 24300 | no | 16309.0846 | 0 | no | no | 0 | 0 | 0 | 0 | 0 |  | 0 | 0 | 0 | 0 | 0 | 16309.0846 | 7276.3659 | 13216.4381 | 0 | no | Surplus | yes |  | 0 | 0 | 0 | 4623.2037 | 0 | no | 0 | 0 | 0 | 4623.2037 | 0 |  |  | 0 | 0 | 0 | 0 | 0 |  | 0 | 0 | 0 | 0 | 0
| 15456.5747 | 0 | no | Surplus | yes |  | 0 | 0 | 0 | 852.5099 | 0 | no | 0 | 0 | 0 | 852.5099 | 4860 | no | 15456.5747 | 0 | 24300 |  |  | 0 |  |  | 0 | 0 | 0 | 0 | 0 |  | 0 | 0 | 0 | 0 | 0 | 15456.5747 | 9030.4453 | 12525.5872 | 0 | no | Surplus | yes |  | 0 | 0 | 0 | 4185.9928 | 0 | no | 0 | 0 | 0 | 4185.9928 | 0 |  |  | 0 | 0 | 0 | 0 | 0 |  | 0 | 0 | 0 | 0 | 0
| 18488.227 | 0 | yes | Deficit |  |  | 0 | 0 | 0 | 0 | 0 |  | 0 | 0 | 0 | 0 | 4860 | no |  | 0 | 24300 | no | 18488.227 | 0 | no | no | 0 | 0 | 0 | 0 | 0 |  | 0 | 0 | 0 | 0 | 0 | 18488.227 | 13037.2377 | 14982.3557 | 0 | yes | Deficit |  |  | 0 | 0 | 0 | 0 | 0 |  | 0 | 0 | 0 | 0 | 511.6504 | yes |  | 0 | 0 | 0 | 511.6504 | 0 | no | 0 | 0 | 0 | 511.6504 | 0
| 19550.722 | 0 | yes | Deficit |  |  | 0 | 0 | 0 | 0 | 0 |  | 0 | 0 | 0 | 0 | 4860 | no |  | 0 | 24300 | no | 19550.722 | 0 | no | no | 0 | 0 | 0 | 0 | 0 |  | 0 | 0 | 0 | 0 | 0 | 19550.722 | 13871.6284 | 15843.3728 | 0 | no | Surplus | yes |  | 0 | 0 | 0 | 1110.7273 | 0 | no | 0 | 0 | 0 | 1110.7273 | 0 |  |  | 0 | 0 | 0 | 0 | 0 |  | 0 | 0 | 0 | 0 | 0
| 20019.0807 | 0 | yes | Deficit |  |  | 0 | 0 | 0 | 0 | 0 |  | 0 | 0 | 0 | 0 | 4860 | no |  | 0 | 24300 | no | 20019.0807 | 0 | no | no | 0 | 0 | 0 | 0 | 0 |  | 0 | 0 | 0 | 0 | 0 | 20019.0807 | 15273.4153 | 16222.9179 | 0 | no | Surplus | yes |  | 0 | 0 | 0 | 569.9575 | 0 | no | 0 | 0 | 0 | 569.9575 | 0 |  |  | 0 | 0 | 0 | 0 | 0 |  | 0 | 0 | 0 | 0 | 0
| 19533.772 | 0 | no | Surplus | yes |  | 0 | 0 | 0 | 485.3086 | 0 | no | 0 | 0 | 0 | 485.3086 | 4860 | no | 19533.772 | 0 | 24300 |  |  | 0 |  |  | 0 | 0 | 0 | 0 | 0 |  | 0 | 0 | 0 | 0 | 0 | 19533.772 | 13463.5626 | 15829.637 | 0 | no | Surplus | yes |  | 0 | 0 | 0 | 2759.3553 | 0 | no | 0 | 0 | 0 | 2759.3553 | 0 |  |  | 0 | 0 | 0 | 0 | 0 |  | 0 | 0 | 0 | 0 | 0
| 18268.3147 | 0 | no | Surplus | yes |  | 0 | 0 | 0 | 1265.4573 | 0 | no | 0 | 0 | 0 | 1265.4573 | 4860 | no | 18268.3147 | 0 | 24300 |  |  | 0 |  |  | 0 | 0 | 0 | 0 | 0 |  | 0 | 0 | 0 | 0 | 0 | 18268.3147 | 14394.5514 | 14804.1449 | 0 | no | Surplus | yes |  | 0 | 0 | 0 | 1435.0856 | 0 | no | 0 | 0 | 0 | 1435.0856 | 0 |  |  | 0 | 0 | 0 | 0 | 0 |  | 0 | 0 | 0 | 0 | 0
| 17278.9174 | 0 | no | Surplus | yes |  | 0 | 0 | 0 | 989.3973 | 0 | no | 0 | 0 | 0 | 989.3973 | 4860 | no | 17278.9174 | 0 | 24300 |  |  | 0 |  |  | 0 | 0 | 0 | 0 | 0 |  | 0 | 0 | 0 | 0 | 0 | 17278.9174 | 15221.7564 | 14002.3642 | 0 | yes | Deficit |  |  | 0 | 0 | 0 | 0 | 0 |  | 0 | 0 | 0 | 0 | 417.6116 | yes |  | 0 | 0 | 0 | 417.6116 | 0 | no | 0 | 0 | 0 | 417.6116 | 0
| 19641.2756 | 0 | yes | Deficit |  |  | 0 | 0 | 0 | 0 | 0 |  | 0 | 0 | 0 | 0 | 4860 | no |  | 0 | 24300 | no | 19641.2756 | 0 | no | no | 0 | 0 | 0 | 0 | 0 |  | 0 | 0 | 0 | 0 | 0 | 19641.2756 | 14012.8691 | 15916.755 | 0 | yes | Deficit |  |  | 0 | 0 | 0 | 0 | 0 |  | 0 | 0 | 0 | 0 | 10.5049 | yes |  | 0 | 0 | 0 | 10.5049 | 0 | no | 0 | 0 | 0 | 10.5049 | 0
| 16723.4907 | 0 | no | Surplus | yes |  | 0 | 0 | 0 | 2917.7849 | 0 | no | 0 | 0 | 0 | 2917.7849 | 4860 | no | 16723.4907 | 0 | 24300 |  |  | 0 |  |  | 0 | 0 | 0 | 0 | 0 |  | 0 | 0 | 0 | 0 | 0 | 16723.4907 | 14054.5188 | 13552.2615 | 0 | no | Surplus | yes |  | 0 | 0 | 0 | 1862.2362 | 0 | no | 0 | 0 | 0 | 1862.2362 | 0 |  |  | 0 | 0 | 0 | 0 | 0 |  | 0 | 0 | 0 | 0 | 0
| 18968.8329 | 0 | yes | Deficit |  |  | 0 | 0 | 0 | 0 | 0 |  | 0 | 0 | 0 | 0 | 4860 | no |  | 0 | 24300 | no | 18968.8329 | 0 | no | no | 0 | 0 | 0 | 0 | 0 |  | 0 | 0 | 0 | 0 | 0 | 18968.8329 | 14012.4055 | 15371.8257 | 0 | yes | Deficit |  |  | 0 | 0 | 0 | 0 | 0 |  | 0 | 0 | 0 | 0 | 460.1441 | yes |  | 0 | 0 | 0 | 460.1441 | 0 | no | 0 | 0 | 0 | 460.1441 | 0
| 17451.807 | 0 | no | Surplus | yes |  | 0 | 0 | 0 | 1517.0259 | 0 | no | 0 | 0 | 0 | 1517.0259 | 4860 | no | 17451.807 | 0 | 24300 |  |  | 0 |  |  | 0 | 0 | 0 | 0 | 0 |  | 0 | 0 | 0 | 0 | 0 | 17451.807 | 14370.4301 | 14142.4692 | 0 | no | Surplus | yes |  | 0 | 0 | 0 | 1001.3956 | 0 | no | 0 | 0 | 0 | 1001.3956 | 0 |  |  | 0 | 0 | 0 | 0 | 0 |  | 0 | 0 | 0 | 0 | 0
| 18038.5965 | 0 | yes | Deficit |  |  | 0 | 0 | 0 | 0 | 0 |  | 0 | 0 | 0 | 0 | 4860 | no |  | 0 | 24300 | no | 18038.5965 | 0 | no | no | 0 | 0 | 0 | 0 | 0 |  | 0 | 0 | 0 | 0 | 0 | 18038.5965 | 14470.8501 | 14617.9874 | 0 | yes | Deficit |  |  | 0 | 0 | 0 | 0 | 0 |  | 0 | 0 | 0 | 0 | 328.3808 | yes |  | 0 | 0 | 0 | 328.3808 | 0 | no | 0 | 0 | 0 | 328.3808 | 0
| 18947.5666 | 0 | yes | Deficit |  |  | 0 | 0 | 0 | 0 | 0 |  | 0 | 0 | 0 | 0 | 4860 | no |  | 0 | 24300 | no | 18947.5666 | 0 | no | no | 0 | 0 | 0 | 0 | 0 |  | 0 | 0 | 0 | 0 | 0 | 18947.5666 | 15172.85 | 15354.5921 | 0 | yes | Deficit |  |  | 0 | 0 | 0 | 0 | 0 |  | 0 | 0 | 0 | 0 | 554.8626 | yes |  | 0 | 0 | 0 | 554.8626 | 0 | no | 0 | 0 | 0 | 554.8626 | 0
| 18330.6774 | 0 | no | Surplus | yes |  | 0 | 0 | 0 | 616.8892 | 0 | no | 0 | 0 | 0 | 616.8892 | 4860 | no | 18330.6774 | 0 | 24300 |  |  | 0 |  |  | 0 | 0 | 0 | 0 | 0 |  | 0 | 0 | 0 | 0 | 0 | 18330.6774 | 14023.5246 | 14854.6819 | 0 | no | Surplus | yes |  | 0 | 0 | 0 | 1331.0675 | 0 | no | 0 | 0 | 0 | 1331.0675 | 0 |  |  | 0 | 0 | 0 | 0 | 0 |  | 0 | 0 | 0 | 0 | 0
| 16715.3248 | 0 | no | Surplus | yes |  | 0 | 0 | 0 | 1615.3527 | 0 | no | 0 | 0 | 0 | 1615.3527 | 4860 | no | 16715.3248 | 0 | 24300 |  |  | 0 |  |  | 0 | 0 | 0 | 0 | 0 |  | 0 | 0 | 0 | 0 | 0 | 16715.3248 | 15074.1459 | 13545.6441 | 0 | yes | Deficit |  |  | 0 | 0 | 0 | 0 | 0 |  | 0 | 0 | 0 | 0 | 219.464 | yes |  | 0 | 0 | 0 | 219.464 | 0 | no | 0 | 0 | 0 | 219.464 | 0
| 15452.4464 | 0 | no | Surplus | yes |  | 0 | 0 | 0 | 1262.8784 | 0 | no | 0 | 0 | 0 | 1262.8784 | 4860 | no | 15452.4464 | 0 | 24300 |  |  | 0 |  |  | 0 | 0 | 0 | 0 | 0 |  | 0 | 0 | 0 | 0 | 0 | 15452.4464 | 14606.0495 | 12522.2418 | 0 | yes | Deficit |  |  | 0 | 0 | 0 | 0 | 0 |  | 0 | 0 | 0 | 0 | 1060.4054 | yes |  | 0 | 0 | 0 | 1060.4054 | 0 | no | 0 | 0 | 0 | 1060.4054 | 0
| 17191.5512 | 0 | yes | Deficit |  |  | 0 | 0 | 0 | 0 | 0 |  | 0 | 0 | 0 | 0 | 4860 | no |  | 0 | 24300 | no | 17191.5512 | 0 | no | no | 0 | 0 | 0 | 0 | 0 |  | 0 | 0 | 0 | 0 | 0 | 17191.5512 | 14298.0704 | 13931.565 | 0 | yes | Deficit |  |  | 0 | 0 | 0 | 0 | 0 |  | 0 | 0 | 0 | 0 | 1775.8286 | yes |  | 0 | 0 | 0 | 1775.8286 | 0 | no | 0 | 0 | 0 | 1775.8286 | 0
| 17853.3863 | 0 | yes | Deficit |  |  | 0 | 0 | 0 | 0 | 0 |  | 0 | 0 | 0 | 0 | 4860 | no |  | 0 | 24300 | no | 17853.3863 | 0 | no | no | 0 | 0 | 0 | 0 | 0 |  | 0 | 0 | 0 | 0 | 0 | 17853.3863 | 11502.6609 | 14467.8981 | 0 | no | Surplus | yes |  | 0 | 0 | 0 | 2428.9041 | 0 | no | 0 | 0 | 0 | 2428.9041 | 0 |  |  | 0 | 0 | 0 | 0 | 0 |  | 0 | 0 | 0 | 0 | 0
| 15414.1648 | 0 | no | Surplus | yes |  | 0 | 0 | 0 | 2439.2215 | 0 | no | 0 | 0 | 0 | 2439.2215 | 4860 | no | 15414.1648 | 0 | 24300 |  |  | 0 |  |  | 0 | 0 | 0 | 0 | 0 |  | 0 | 0 | 0 | 0 | 0 | 15414.1648 | 13330.9775 | 12491.2194 | 0 | no | Surplus | yes |  | 0 | 0 | 0 | 1136.9207 | 0 | no | 0 | 0 | 0 | 1136.9207 | 0 |  |  | 0 | 0 | 0 | 0 | 0 |  | 0 | 0 | 0 | 0 | 0
| 14037.0143 | 0 | no | Surplus | yes |  | 0 | 0 | 0 | 1377.1505 | 0 | no | 0 | 0 | 0 | 1377.1505 | 4860 | no | 14037.0143 | 0 | 24300 |  |  | 0 |  |  | 0 | 0 | 0 | 0 | 0 |  | 0 | 0 | 0 | 0 | 0 | 14037.0143 | 13693.0038 | 11375.2142 | 0 | yes | Deficit |  |  | 0 | 0 | 0 | 0 | 0 |  | 0 | 0 | 0 | 0 | 1201.7843 | yes |  | 0 | 0 | 0 | 1201.7843 | 0 | no | 0 | 0 | 0 | 1201.7843 | 0
| 16621.6922 | 0 | yes | Deficit |  |  | 0 | 0 | 0 | 0 | 0 |  | 0 | 0 | 0 | 0 | 4860 | no |  | 0 | 24300 | no | 16621.6922 | 0 | no | no | 0 | 0 | 0 | 0 | 0 |  | 0 | 0 | 0 | 0 | 0 | 16621.6922 | 13676.3706 | 13469.7668 | 0 | yes | Deficit |  |  | 0 | 0 | 0 | 0 | 0 |  | 0 | 0 | 0 | 0 | 2301.1564 | yes |  | 0 | 0 | 0 | 2301.1564 | 0 | no | 0 | 0 | 0 | 2301.1564 | 0
| 15301.5587 | 0 | no | Surplus | yes |  | 0 | 0 | 0 | 1320.1335 | 0 | no | 0 | 0 | 0 | 1320.1335 | 4860 | no | 15301.5587 | 0 | 24300 |  |  | 0 |  |  | 0 | 0 | 0 | 0 | 0 |  | 0 | 0 | 0 | 0 | 0 | 15301.5587 | 11670.7101 | 12399.9665 | 0 | no | Surplus | yes |  | 0 | 0 | 0 | 1799.0566 | 0 | no | 0 | 0 | 0 | 1799.0566 | 0 |  |  | 0 | 0 | 0 | 0 | 0 |  | 0 | 0 | 0 | 0 | 0
| 15200.7775 | 0 | no | Surplus | yes |  | 0 | 0 | 0 | 100.7812 | 0 | no | 0 | 0 | 0 | 100.7812 | 4860 | no | 15200.7775 | 0 | 24300 |  |  | 0 |  |  | 0 | 0 | 0 | 0 | 0 |  | 0 | 0 | 0 | 0 | 0 | 15200.7775 | 10828.5725 | 12318.2962 | 0 | no | Surplus | yes |  | 0 | 0 | 0 | 1571.394 | 0 | no | 0 | 0 | 0 | 1571.394 | 0 |  |  | 0 | 0 | 0 | 0 | 0 |  | 0 | 0 | 0 | 0 | 0
| 14042.2247 | 0 | no | Surplus | yes |  | 0 | 0 | 0 | 1158.5527 | 0 | no | 0 | 0 | 0 | 1158.5527 | 4860 | no | 14042.2247 | 0 | 24300 |  |  | 0 |  |  | 0 | 0 | 0 | 0 | 0 |  | 0 | 0 | 0 | 0 | 0 | 14042.2247 | 12140.0929 | 11379.4366 | 0 | no | Surplus | yes |  | 0 | 0 | 0 | 178.2033 | 0 | no | 0 | 0 | 0 | 178.2033 | 0 |  |  | 0 | 0 | 0 | 0 | 0 |  | 0 | 0 | 0 | 0 | 0
| 16115.4895 | 0 | yes | Deficit |  |  | 0 | 0 | 0 | 0 | 0 |  | 0 | 0 | 0 | 0 | 4860 | no |  | 0 | 24300 | no | 16115.4895 | 0 | no | no | 0 | 0 | 0 | 0 | 0 |  | 0 | 0 | 0 | 0 | 0 | 16115.4895 | 10754.8788 | 13059.5539 | 0 | no | Surplus | yes |  | 0 | 0 | 0 | 624.5578 | 0 | no | 0 | 0 | 0 | 624.5578 | 0 |  |  | 0 | 0 | 0 | 0 | 0 |  | 0 | 0 | 0 | 0 | 0
| 13936.9176 | 0 | no | Surplus | yes |  | 0 | 0 | 0 | 2178.5719 | 0 | no | 0 | 0 | 0 | 2178.5719 | 4860 | no | 13936.9176 | 0 | 24300 |  |  | 0 |  |  | 0 | 0 | 0 | 0 | 0 |  | 0 | 0 | 0 | 0 | 0 | 13936.9176 | 12029.8444 | 11294.0985 | 0 | no | Surplus | yes |  | 0 | 0 | 0 | 1029.7095 | 0 | no | 0 | 0 | 0 | 1029.7095 | 0 |  |  | 0 | 0 | 0 | 0 | 0 |  | 0 | 0 | 0 | 0 | 0
| 13362.4758 | 0 | no | Surplus | yes |  | 0 | 0 | 0 | 574.4418 | 0 | no | 0 | 0 | 0 | 574.4418 | 4860 | no | 13362.4758 | 0 | 24300 |  |  | 0 |  |  | 0 | 0 | 0 | 0 | 0 |  | 0 | 0 | 0 | 0 | 0 | 13362.4758 | 10393.9956 | 10828.5865 | 0 | no | Surplus | yes |  | 0 | 0 | 0 | 900.1029 | 0 | no | 0 | 0 | 0 | 900.1029 | 0 |  |  | 0 | 0 | 0 | 0 | 0 |  | 0 | 0 | 0 | 0 | 0
| 13941.5024 | 0 | yes | Deficit |  |  | 0 | 0 | 0 | 0 | 0 |  | 0 | 0 | 0 | 0 | 4860 | no |  | 0 | 24300 | no | 13941.5024 | 0 | no | no | 0 | 0 | 0 | 0 | 0 |  | 0 | 0 | 0 | 0 | 0 | 13941.5024 | 13229.9196 | 11297.8139 | 0 | yes | Deficit |  |  | 0 | 0 | 0 | 0 | 0 |  | 0 | 0 | 0 | 0 | 2401.3331 | yes |  | 0 | 0 | 0 | 2401.3331 | 0 | no | 0 | 0 | 0 | 2401.3331 | 0
| 13083.7685 | 0 | no | Surplus | yes |  | 0 | 0 | 0 | 857.7339 | 0 | no | 0 | 0 | 0 | 857.7339 | 4860 | no | 13083.7685 | 0 | 24300 |  |  | 0 |  |  | 0 | 0 | 0 | 0 | 0 |  | 0 | 0 | 0 | 0 | 0 | 13083.7685 | 12550.792 | 10602.7297 | 0 | yes | Deficit |  |  | 0 | 0 | 0 | 0 | 0 |  | 0 | 0 | 0 | 0 | 1252.9781 | yes |  | 0 | 0 | 0 | 1252.9781 | 0 | no | 0 | 0 | 0 | 1252.9781 | 0
| 14260.7271 | 0 | yes | Deficit |  |  | 0 | 0 | 0 | 0 | 0 |  | 0 | 0 | 0 | 0 | 4860 | no |  | 0 | 24300 | no | 14260.7271 | 0 | no | no | 0 | 0 | 0 | 0 | 0 |  | 0 | 0 | 0 | 0 | 0 | 14260.7271 | 9899.9895 | 11556.5049 | 0 | no | Surplus | yes |  | 0 | 0 | 0 | 702.7402 | 0 | no | 0 | 0 | 0 | 702.7402 | 0 |  |  | 0 | 0 | 0 | 0 | 0 |  | 0 | 0 | 0 | 0 | 0
| 14512.4067 | 0 | yes | Deficit |  |  | 0 | 0 | 0 | 0 | 0 |  | 0 | 0 | 0 | 0 | 4860 | no |  | 0 | 24300 | no | 14512.4067 | 0 | no | no | 0 | 0 | 0 | 0 | 0 |  | 0 | 0 | 0 | 0 | 0 | 14512.4067 | 10775.8689 | 11760.4593 | 0 | no | Surplus | yes |  | 0 | 0 | 0 | 780.636 | 0 | no | 0 | 0 | 0 | 780.636 | 0 |  |  | 0 | 0 | 0 | 0 | 0 |  | 0 | 0 | 0 | 0 | 0
| 16768.2522 | 0 | yes | Deficit |  |  | 0 | 0 | 0 | 0 | 0 |  | 0 | 0 | 0 | 0 | 4860 | no |  | 0 | 24300 | no | 16768.2522 | 0 | no | no | 0 | 0 | 0 | 0 | 0 |  | 0 | 0 | 0 | 0 | 0 | 16768.2522 | 10764.797 | 13588.535 | 0 | no | Surplus | yes |  | 0 | 0 | 0 | 995.6622 | 0 | no | 0 | 0 | 0 | 995.6622 | 0 |  |  | 0 | 0 | 0 | 0 | 0 |  | 0 | 0 | 0 | 0 | 0
| 17706.9526 | 0 | yes | Deficit |  |  | 0 | 0 | 0 | 0 | 0 |  | 0 | 0 | 0 | 0 | 4860 | no |  | 0 | 24300 | no | 17706.9526 | 0 | no | no | 0 | 0 | 0 | 0 | 0 |  | 0 | 0 | 0 | 0 | 0 | 17706.9526 | 10748.0231 | 14349.2322 | 0 | no | Surplus | yes |  | 0 | 0 | 0 | 2840.512 | 0 | no | 0 | 0 | 0 | 2840.512 | 0 |  |  | 0 | 0 | 0 | 0 | 0 |  | 0 | 0 | 0 | 0 | 0
| 15021.0348 | 0 | no | Surplus | yes |  | 0 | 0 | 0 | 2685.9178 | 0 | no | 0 | 0 | 0 | 2685.9178 | 4860 | no | 15021.0348 | 0 | 24300 |  |  | 0 |  |  | 0 | 0 | 0 | 0 | 0 |  | 0 | 0 | 0 | 0 | 0 | 15021.0348 | 10745.2008 | 12172.6376 | 0 | no | Surplus | yes |  | 0 | 0 | 0 | 3604.0314 | 0 | no | 0 | 0 | 0 | 3604.0314 | 0 |  |  | 0 | 0 | 0 | 0 | 0 |  | 0 | 0 | 0 | 0 | 0
| 12289.5844 | 0 | no | Surplus | yes |  | 0 | 0 | 0 | 2731.4504 | 0 | no | 0 | 0 | 0 | 2731.4504 | 4860 | no | 12289.5844 | 0 | 24300 |  |  | 0 |  |  | 0 | 0 | 0 | 0 | 0 |  | 0 | 0 | 0 | 0 | 0 | 12289.5844 | 11261.7321 | 9959.1446 | 0 | no | Surplus | yes |  | 0 | 0 | 0 | 910.9055 | 0 | no | 0 | 0 | 0 | 910.9055 | 0 |  |  | 0 | 0 | 0 | 0 | 0 |  | 0 | 0 | 0 | 0 | 0
| 12272.0956 | 0 | no | Surplus | yes |  | 0 | 0 | 0 | 17.4888 | 0 | no | 0 | 0 | 0 | 17.4888 | 4860 | no | 12272.0956 | 0 | 24300 |  |  | 0 |  |  | 0 | 0 | 0 | 0 | 0 |  | 0 | 0 | 0 | 0 | 0 | 12272.0956 | 10595.3336 | 9944.9721 | 0 | yes | Deficit |  |  | 0 | 0 | 0 | 0 | 0 |  | 0 | 0 | 0 | 0 | 636.189 | yes |  | 0 | 0 | 0 | 636.189 | 0 | no | 0 | 0 | 0 | 636.189 | 0
| 11532.7246 | 0 | no | Surplus | yes |  | 0 | 0 | 0 | 739.371 | 0 | no | 0 | 0 | 0 | 739.371 | 4860 | no | 11532.7246 | 0 | 24300 |  |  | 0 |  |  | 0 | 0 | 0 | 0 | 0 |  | 0 | 0 | 0 | 0 | 0 | 11532.7246 | 10757.2457 | 9345.806 | 0 | yes | Deficit |  |  | 0 | 0 | 0 | 0 | 0 |  | 0 | 0 | 0 | 0 | 812.2736 | yes |  | 0 | 0 | 0 | 812.2736 | 0 | no | 0 | 0 | 0 | 812.2736 | 0
| 12456.4148 | 0 | yes | Deficit |  |  | 0 | 0 | 0 | 0 | 0 |  | 0 | 0 | 0 | 0 | 4860 | no |  | 0 | 23065.4491 | no | 12456.4148 | 0 | no | no | 0 | 0 | 0 | 0 | 0 |  | 0 | 0 | 0 | 0 | 0 | 12456.4148 | 11191.1257 | 10094.3394 | 0 | yes | Deficit |  |  | 0 | 0 | 0 | 0 | 0 |  | 0 | 0 | 0 | 0 | 1845.3197 | yes |  | 0 | 0 | 0 | 1845.3197 | 0 | no | 0 | 0 | 0 | 1845.3197 | 0
| 13541.9567 | 0 | yes | Deficit |  |  | 0 | 0 | 0 | 0 | 0 |  | 0 | 0 | 0 | 0 | 4860 | no |  | 0 | 24300 | no | 13541.9567 | 0 | no | no | 0 | 0 | 0 | 0 | 0 |  | 0 | 0 | 0 | 0 | 0 | 13541.9567 | 11677.8574 | 10974.033 | 0 | yes | Deficit |  |  | 0 | 0 | 0 | 0 | 0 |  | 0 | 0 | 0 | 0 | 1583.518 | yes |  | 0 | 0 | 0 | 1583.518 | 0 | no | 0 | 0 | 0 | 1583.518 | 0
| 15027.8369 | 0 | yes | Deficit |  |  | 0 | 0 | 0 | 0 | 0 |  | 0 | 0 | 0 | 0 | 4860 | no |  | 0 | 24300 | no | 15027.8369 | 0 | no | no | 0 | 0 | 0 | 0 | 0 |  | 0 | 0 | 0 | 0 | 0 | 15027.8369 | 11011.1603 | 12178.1499 | 0 | yes | Deficit |  |  | 0 | 0 | 0 | 0 | 0 |  | 0 | 0 | 0 | 0 | 37.1273 | yes |  | 0 | 0 | 0 | 37.1273 | 0 | no | 0 | 0 | 0 | 37.1273 | 0
| 15849.418 | 0 | yes | Deficit |  |  | 0 | 0 | 0 | 0 | 0 |  | 0 | 0 | 0 | 0 | 4860 | no |  | 0 | 24300 | no | 15849.418 | 0 | no | no | 0 | 0 | 0 | 0 | 0 |  | 0 | 0 | 0 | 0 | 0 | 15849.418 | 12504.6183 | 12843.9368 | 0 | yes | Deficit |  |  | 0 | 0 | 0 | 0 | 0 |  | 0 | 0 | 0 | 0 | 326.4685 | yes |  | 0 | 0 | 0 | 326.4685 | 0 | no | 0 | 0 | 0 | 326.4685 | 0
| 13796.2476 | 0 | no | Surplus | yes |  | 0 | 0 | 0 | 2053.1704 | 0 | no | 0 | 0 | 0 | 2053.1704 | 4860 | no | 13796.2476 | 0 | 24300 |  |  | 0 |  |  | 0 | 0 | 0 | 0 | 0 |  | 0 | 0 | 0 | 0 | 0 | 13796.2476 | 12702.2595 | 11180.1034 | 0 | no | Surplus | yes |  | 0 | 0 | 0 | 141.6773 | 0 | no | 0 | 0 | 0 | 141.6773 | 0 |  |  | 0 | 0 | 0 | 0 | 0 |  | 0 | 0 | 0 | 0 | 0
| 15264.4483 | 0 | yes | Deficit |  |  | 0 | 0 | 0 | 0 | 0 |  | 0 | 0 | 0 | 0 | 4860 | no |  | 0 | 24300 | no | 15264.4483 | 0 | no | no | 0 | 0 | 0 | 0 | 0 |  | 0 | 0 | 0 | 0 | 0 | 15264.4483 | 14311.9962 | 12369.8933 | 0 | yes | Deficit |  |  | 0 | 0 | 0 | 0 | 0 |  | 0 | 0 | 0 | 0 | 3131.8927 | yes |  | 0 | 0 | 0 | 3131.8927 | 0 | no | 0 | 0 | 0 | 3131.8927 | 0
| 14235.4703 | 0 | no | Surplus | yes |  | 0 | 0 | 0 | 1028.978 | 0 | no | 0 | 0 | 0 | 1028.978 | 4860 | no | 14235.4703 | 0 | 24300 |  |  | 0 |  |  | 0 | 0 | 0 | 0 | 0 |  | 0 | 0 | 0 | 0 | 0 | 14235.4703 | 14207.8518 | 11536.0376 | 0 | yes | Deficit |  |  | 0 | 0 | 0 | 0 | 0 |  | 0 | 0 | 0 | 0 | 1837.9585 | yes |  | 0 | 0 | 0 | 1837.9585 | 0 | no | 0 | 0 | 0 | 1837.9585 | 0
| 14360.7981 | 0 | yes | Deficit |  |  | 0 | 0 | 0 | 0 | 0 |  | 0 | 0 | 0 | 0 | 4860 | no |  | 0 | 24300 | no | 14360.7981 | 0 | no | no | 0 | 0 | 0 | 0 | 0 |  | 0 | 0 | 0 | 0 | 0 | 14360.7981 | 13958.1362 | 11637.5998 | 0 | yes | Deficit |  |  | 0 | 0 | 0 | 0 | 0 |  | 0 | 0 | 0 | 0 | 2422.0987 | yes |  | 0 | 0 | 0 | 2422.0987 | 0 | no | 0 | 0 | 0 | 2422.0987 | 0
| 16474.2066 | 0 | yes | Deficit |  |  | 0 | 0 | 0 | 0 | 0 |  | 0 | 0 | 0 | 0 | 4860 | no |  | 0 | 24300 | no | 16474.2066 | 0 | no | no | 0 | 0 | 0 | 0 | 0 |  | 0 | 0 | 0 | 0 | 0 | 16474.2066 | 14299.1778 | 13350.2484 | 0 | yes | Deficit |  |  | 0 | 0 | 0 | 0 | 0 |  | 0 | 0 | 0 | 0 | 2661.578 | yes |  | 0 | 0 | 0 | 2661.578 | 0 | no | 0 | 0 | 0 | 2661.578 | 0
| 17933.6327 | 0 | yes | Deficit |  |  | 0 | 0 | 0 | 0 | 0 |  | 0 | 0 | 0 | 0 | 4860 | no |  | 0 | 24300 | no | 17933.6327 | 0 | no | no | 0 | 0 | 0 | 0 | 0 |  | 0 | 0 | 0 | 0 | 0 | 17933.6327 | 14844.325 | 14532.9276 | 0 | yes | Deficit |  |  | 0 | 0 | 0 | 0 | 0 |  | 0 | 0 | 0 | 0 | 1494.0766 | yes |  | 0 | 0 | 0 | 1494.0766 | 0 | no | 0 | 0 | 0 | 1494.0766 | 0
| 18546.3862 | 0 | yes | Deficit |  |  | 0 | 0 | 0 | 0 | 0 |  | 0 | 0 | 0 | 0 | 4860 | no |  | 0 | 24300 | no | 18546.3862 | 0 | no | no | 0 | 0 | 0 | 0 | 0 |  | 0 | 0 | 0 | 0 | 0 | 18546.3862 | 15434.6988 | 15029.4864 | 0 | yes | Deficit |  |  | 0 | 0 | 0 | 0 | 0 |  | 0 | 0 | 0 | 0 | 901.7712 | yes |  | 0 | 0 | 0 | 901.7712 | 0 | no | 0 | 0 | 0 | 901.7712 | 0
| 15028.5495 | 0 | no | Surplus | yes |  | 0 | 0 | 0 | 3517.8366 | 0 | no | 0 | 0 | 0 | 3517.8366 | 4860 | no | 15028.5495 | 0 | 24300 |  |  | 0 |  |  | 0 | 0 | 0 | 0 | 0 |  | 0 | 0 | 0 | 0 | 0 | 15028.5495 | 14033.7206 | 12178.7273 | 0 | no | Surplus | yes |  | 0 | 0 | 0 | 995.7657 | 0 | no | 0 | 0 | 0 | 995.7657 | 0 |  |  | 0 | 0 | 0 | 0 | 0 |  | 0 | 0 | 0 | 0 | 0
| 14978.2738 | 0 | no | Surplus | yes |  | 0 | 0 | 0 | 50.2757 | 0 | no | 0 | 0 | 0 | 50.2757 | 4860 | no | 14978.2738 | 0 | 24300 |  |  | 0 |  |  | 0 | 0 | 0 | 0 | 0 |  | 0 | 0 | 0 | 0 | 0 | 14978.2738 | 13084.8515 | 12137.9853 | 0 | yes | Deficit |  |  | 0 | 0 | 0 | 0 | 0 |  | 0 | 0 | 0 | 0 | 906.1242 | yes |  | 0 | 0 | 0 | 906.1242 | 0 | no | 0 | 0 | 0 | 906.1242 | 0
| 16933.5153 | 0 | yes | Deficit |  |  | 0 | 0 | 0 | 0 | 0 |  | 0 | 0 | 0 | 0 | 4860 | no |  | 0 | 24300 | no | 16933.5153 | 0 | no | no | 0 | 0 | 0 | 0 | 0 |  | 0 | 0 | 0 | 0 | 0 | 16933.5153 | 10975.6931 | 13722.4597 | 0 | no | Surplus | yes |  | 0 | 0 | 0 | 1162.2922 | 0 | no | 0 | 0 | 0 | 1162.2922 | 0 |  |  | 0 | 0 | 0 | 0 | 0 |  | 0 | 0 | 0 | 0 | 0
| 15574.2514 | 0 | no | Surplus | yes |  | 0 | 0 | 0 | 1359.2639 | 0 | no | 0 | 0 | 0 | 1359.2639 | 4860 | no | 15574.2514 | 0 | 24300 |  |  | 0 |  |  | 0 | 0 | 0 | 0 | 0 |  | 0 | 0 | 0 | 0 | 0 | 15574.2514 | 10156.684 | 12620.9493 | 0 | no | Surplus | yes |  | 0 | 0 | 0 | 3565.7757 | 0 | no | 0 | 0 | 0 | 3565.7757 | 0 |  |  | 0 | 0 | 0 | 0 | 0 |  | 0 | 0 | 0 | 0 | 0
| 15945.9471 | 0 | yes | Deficit |  |  | 0 | 0 | 0 | 0 | 0 |  | 0 | 0 | 0 | 0 | 4860 | no |  | 0 | 24300 | no | 15945.9471 | 0 | no | no | 0 | 0 | 0 | 0 | 0 |  | 0 | 0 | 0 | 0 | 0 | 15945.9471 | 10480.164 | 12922.1613 | 0 | no | Surplus | yes |  | 0 | 0 | 0 | 2140.7853 | 0 | no | 0 | 0 | 0 | 2140.7853 | 0 |  |  | 0 | 0 | 0 | 0 | 0 |  | 0 | 0 | 0 | 0 | 0
| 15614.638 | 0 | no | Surplus | yes |  | 0 | 0 | 0 | 331.309 | 0 | no | 0 | 0 | 0 | 331.309 | 4860 | no | 15614.638 | 0 | 24300 |  |  | 0 |  |  | 0 | 0 | 0 | 0 | 0 |  | 0 | 0 | 0 | 0 | 0 | 15614.638 | 14344.7565 | 12653.6775 | 0 | yes | Deficit |  |  | 0 | 0 | 0 | 0 | 0 |  | 0 | 0 | 0 | 0 | 1422.5951 | yes |  | 0 | 0 | 0 | 1422.5951 | 0 | no | 0 | 0 | 0 | 1422.5951 | 0
| 6004.035 | 0 | no | Surplus | yes |  | 0 | 0 | 0 | 9610.603 | 0 | no | 0 | 0 | 0 | 9610.603 | 4860 | no | 6004.035 | 0 | 24300 |  |  | 0 |  |  | 0 | 0 | 0 | 0 | 0 |  | 0 | 0 | 0 | 0 | 0 | 6004.035 | 11950.4967 | 4865.5065 | 0 | no | Surplus | yes |  | 0 | 0 | 0 | 703.1808 | 0 | no | 0 | 0 | 0 | 703.1808 | 0 |  |  | 0 | 0 | 0 | 0 | 0 |  | 0 | 0 | 0 | 0 | 0
| 8259.4757 | 0 | yes | Deficit |  |  | 0 | 0 | 0 | 0 | 0 |  | 0 | 0 | 0 | 0 | 4860 | no |  | 0 | 12008.07 | no | 8259.4757 | 0 | no | no | 0 | 0 | 0 | 0 | 0 |  | 0 | 0 | 0 | 0 | 0 | 8259.4757 | 11433.3064 | 6693.2542 | 0 | yes | Deficit |  |  | 0 | 0 | 0 | 0 | 0 |  | 0 | 0 | 0 | 0 | 6567.7999 | yes |  | 0 | 0 | 0 | 6567.7999 | 0 | no | 0 | 0 | 0 | 6567.7999 | 0
| 14908.2305 | 0 | yes | Deficit |  |  | 0 | 0 | 0 | 0 | 0 |  | 0 | 0 | 0 | 0 | 4860 | no |  | 0 | 16518.9514 | no | 14908.2305 | 0 | no | no | 0 | 0 | 0 | 0 | 0 |  | 0 | 0 | 0 | 0 | 0 | 14908.2305 | 10851.5159 | 12081.224 | 0 | yes | Deficit |  |  | 0 | 0 | 0 | 0 | 0 |  | 0 | 0 | 0 | 0 | 4158.2617 | yes |  | 0 | 0 | 0 | 4158.2617 | 0 | no | 0 | 0 | 0 | 4158.2617 | 0
| 17985.607 | 0 | yes | Deficit |  |  | 0 | 0 | 0 | 0 | 0 |  | 0 | 0 | 0 | 0 | 4860 | no |  | 0 | 24300 | no | 17985.607 | 0 | no | no | 0 | 0 | 0 | 0 | 0 |  | 0 | 0 | 0 | 0 | 0 | 17985.607 | 9481.5388 | 14575.0462 | 0 | no | Surplus | yes |  | 0 | 0 | 0 | 2599.6853 | 0 | no | 0 | 0 | 0 | 2599.6853 | 0 |  |  | 0 | 0 | 0 | 0 | 0 |  | 0 | 0 | 0 | 0 | 0
| 15925.2415 | 0 | no | Surplus | yes |  | 0 | 0 | 0 | 2060.3655 | 0 | no | 0 | 0 | 0 | 2060.3655 | 4860 | no | 15925.2415 | 0 | 24300 |  |  | 0 |  |  | 0 | 0 | 0 | 0 | 0 |  | 0 | 0 | 0 | 0 | 0 | 15925.2415 | 12604.1056 | 12905.3821 | 0 | no | Surplus | yes |  | 0 | 0 | 0 | 1970.9406 | 0 | no | 0 | 0 | 0 | 1970.9406 | 0 |  |  | 0 | 0 | 0 | 0 | 0 |  | 0 | 0 | 0 | 0 | 0
| 14251.3361 | 0 | no | Surplus | yes |  | 0 | 0 | 0 | 1673.9054 | 0 | no | 0 | 0 | 0 | 1673.9054 | 4860 | no | 14251.3361 | 0 | 24300 |  |  | 0 |  |  | 0 | 0 | 0 | 0 | 0 |  | 0 | 0 | 0 | 0 | 0 | 14251.3361 | 13475.0559 | 11548.8947 | 0 | yes | Deficit |  |  | 0 | 0 | 0 | 0 | 0 |  | 0 | 0 | 0 | 0 | 569.6738 | yes |  | 0 | 0 | 0 | 569.6738 | 0 | no | 0 | 0 | 0 | 569.6738 | 0
| 15589.7671 | 0 | yes | Deficit |  |  | 0 | 0 | 0 | 0 | 0 |  | 0 | 0 | 0 | 0 | 4860 | no |  | 0 | 24300 | no | 15589.7671 | 0 | no | no | 0 | 0 | 0 | 0 | 0 |  | 0 | 0 | 0 | 0 | 0 | 15589.7671 | 12310.6602 | 12633.5228 | 0 | yes | Deficit |  |  | 0 | 0 | 0 | 0 | 0 |  | 0 | 0 | 0 | 0 | 761.7655 | yes |  | 0 | 0 | 0 | 761.7655 | 0 | no | 0 | 0 | 0 | 761.7655 | 0
| 13792.2334 | 0 | no | Surplus | yes |  | 0 | 0 | 0 | 1797.5337 | 0 | no | 0 | 0 | 0 | 1797.5337 | 4860 | no | 13792.2334 | 0 | 24300 |  |  | 0 |  |  | 0 | 0 | 0 | 0 | 0 |  | 0 | 0 | 0 | 0 | 0 | 13792.2334 | 12231.6573 | 11176.8504 | 0 | no | Surplus | yes |  | 0 | 0 | 0 | 401.8654 | 0 | no | 0 | 0 | 0 | 401.8654 | 0 |  |  | 0 | 0 | 0 | 0 | 0 |  | 0 | 0 | 0 | 0 | 0
| 12954.0494 | 0 | no | Surplus | yes |  | 0 | 0 | 0 | 838.184 | 0 | no | 0 | 0 | 0 | 838.184 | 4860 | no | 12954.0494 | 0 | 24300 |  |  | 0 |  |  | 0 | 0 | 0 | 0 | 0 |  | 0 | 0 | 0 | 0 | 0 | 12954.0494 | 12874.023 | 10497.6089 | 0 | yes | Deficit |  |  | 0 | 0 | 0 | 0 | 0 |  | 0 | 0 | 0 | 0 | 1697.1726 | yes |  | 0 | 0 | 0 | 1697.1726 | 0 | no | 0 | 0 | 0 | 1697.1726 | 0
| 13949.0634 | 0 | yes | Deficit |  |  | 0 | 0 | 0 | 0 | 0 |  | 0 | 0 | 0 | 0 | 4860 | no |  | 0 | 24300 | no | 13949.0634 | 0 | no | no | 0 | 0 | 0 | 0 | 0 |  | 0 | 0 | 0 | 0 | 0 | 13949.0634 | 13216.9203 | 11303.9411 | 0 | yes | Deficit |  |  | 0 | 0 | 0 | 0 | 0 |  | 0 | 0 | 0 | 0 | 2719.3114 | yes |  | 0 | 0 | 0 | 2719.3114 | 0 | no | 0 | 0 | 0 | 2719.3114 | 0
| 15842.321 | 0 | yes | Deficit |  |  | 0 | 0 | 0 | 0 | 0 |  | 0 | 0 | 0 | 0 | 4860 | no |  | 0 | 24300 | no | 15842.321 | 0 | no | no | 0 | 0 | 0 | 0 | 0 |  | 0 | 0 | 0 | 0 | 0 | 15842.321 | 14873.0853 | 12838.1856 | 0 | yes | Deficit |  |  | 0 | 0 | 0 | 0 | 0 |  | 0 | 0 | 0 | 0 | 3569.1442 | yes |  | 0 | 0 | 0 | 3569.1442 | 0 | no | 0 | 0 | 0 | 3569.1442 | 0
| 14007.7751 | 0 | no | Surplus | yes |  | 0 | 0 | 0 | 1834.5459 | 0 | no | 0 | 0 | 0 | 1834.5459 | 4860 | no | 14007.7751 | 0 | 24300 |  |  | 0 |  |  | 0 | 0 | 0 | 0 | 0 |  | 0 | 0 | 0 | 0 | 0 | 14007.7751 | 16078.2294 | 11351.5195 | 0 | yes | Deficit |  |  | 0 | 0 | 0 | 0 | 0 |  | 0 | 0 | 0 | 0 | 3240.0438 | yes |  | 0 | 0 | 0 | 3240.0438 | 0 | no | 0 | 0 | 0 | 3240.0438 | 0
| 13968.3051 | 0 | no | Surplus | yes |  | 0 | 0 | 0 | 39.4699 | 0 | no | 0 | 0 | 0 | 39.4699 | 4860 | no | 13968.3051 | 0 | 24300 |  |  | 0 |  |  | 0 | 0 | 0 | 0 | 0 |  | 0 | 0 | 0 | 0 | 0 | 13968.3051 | 16214.7021 | 11319.5341 | 0 | yes | Deficit |  |  | 0 | 0 | 0 | 0 | 0 |  | 0 | 0 | 0 | 0 | 4863.1826 | yes |  | 0 | 0 | 0 | 4863.1826 | 0 | no | 0 | 0 | 0 | 4863.1826 | 0
| 14255.3299 | 0 | yes | Deficit |  |  | 0 | 0 | 0 | 0 | 0 |  | 0 | 0 | 0 | 0 | 4860 | no |  | 0 | 24300 | no | 14255.3299 | 0 | no | no | 0 | 0 | 0 | 0 | 0 |  | 0 | 0 | 0 | 0 | 0 | 14255.3299 | 13740.3172 | 11552.1312 | 0 | yes | Deficit |  |  | 0 | 0 | 0 | 0 | 0 |  | 0 | 0 | 0 | 0 | 2420.783 | yes |  | 0 | 0 | 0 | 2420.783 | 0 | no | 0 | 0 | 0 | 2420.783 | 0
| 12264.317 | 0 | no | Surplus | yes |  | 0 | 0 | 0 | 1991.0129 | 0 | no | 0 | 0 | 0 | 1991.0129 | 4860 | no | 12264.317 | 0 | 24300 |  |  | 0 |  |  | 0 | 0 | 0 | 0 | 0 |  | 0 | 0 | 0 | 0 | 0 | 12264.317 | 11982.9715 | 9938.6686 | 0 | yes | Deficit |  |  | 0 | 0 | 0 | 0 | 0 |  | 0 | 0 | 0 | 0 | 430.8403 | yes |  | 0 | 0 | 0 | 430.8403 | 0 | no | 0 | 0 | 0 | 430.8403 | 0
| 12977.5998 | 0 | yes | Deficit |  |  | 0 | 0 | 0 | 0 | 0 |  | 0 | 0 | 0 | 0 | 4860 | no |  | 0 | 24300 | no | 12977.5998 | 0 | no | no | 0 | 0 | 0 | 0 | 0 |  | 0 | 0 | 0 | 0 | 0 | 12977.5998 | 12331.7922 | 10516.6936 | 0 | yes | Deficit |  |  | 0 | 0 | 0 | 0 | 0 |  | 0 | 0 | 0 | 0 | 2393.1237 | yes |  | 0 | 0 | 0 | 2393.1237 | 0 | no | 0 | 0 | 0 | 2393.1237 | 0
| 15298.2525 | 0 | yes | Deficit |  |  | 0 | 0 | 0 | 0 | 0 |  | 0 | 0 | 0 | 0 | 4860 | no |  | 0 | 24300 | no | 15298.2525 | 0 | no | no | 0 | 0 | 0 | 0 | 0 |  | 0 | 0 | 0 | 0 | 0 | 15298.2525 | 11699.2107 | 12397.2872 | 0 | yes | Deficit |  |  | 0 | 0 | 0 | 0 | 0 |  | 0 | 0 | 0 | 0 | 1182.5172 | yes |  | 0 | 0 | 0 | 1182.5172 | 0 | no | 0 | 0 | 0 | 1182.5172 | 0
| 15917.5051 | 0 | yes | Deficit |  |  | 0 | 0 | 0 | 0 | 0 |  | 0 | 0 | 0 | 0 | 4860 | no |  | 0 | 24300 | no | 15917.5051 | 0 | no | no | 0 | 0 | 0 | 0 | 0 |  | 0 | 0 | 0 | 0 | 0 | 15917.5051 | 13344.7877 | 12899.1127 | 0 | yes | Deficit |  |  | 0 | 0 | 0 | 0 | 0 |  | 0 | 0 | 0 | 0 | 947.5004 | yes |  | 0 | 0 | 0 | 947.5004 | 0 | no | 0 | 0 | 0 | 947.5004 | 0
| 12758.7417 | 0 | no | Surplus | yes |  | 0 | 0 | 0 | 3158.7634 | 0 | no | 0 | 0 | 0 | 3158.7634 | 4860 | no | 12758.7417 | 0 | 24300 |  |  | 0 |  |  | 0 | 0 | 0 | 0 | 0 |  | 0 | 0 | 0 | 0 | 0 | 12758.7417 | 11827.1393 | 10339.3369 | 0 | no | Surplus | yes |  | 0 | 0 | 0 | 1071.9734 | 0 | no | 0 | 0 | 0 | 1071.9734 | 0 |  |  | 0 | 0 | 0 | 0 | 0 |  | 0 | 0 | 0 | 0 | 0
| 13986.119 | 0 | yes | Deficit |  |  | 0 | 0 | 0 | 0 | 0 |  | 0 | 0 | 0 | 0 | 4860 | no |  | 0 | 24300 | no | 13986.119 | 0 | no | no | 0 | 0 | 0 | 0 | 0 |  | 0 | 0 | 0 | 0 | 0 | 13986.119 | 11469.6686 | 11333.97 | 0 | yes | Deficit |  |  | 0 | 0 | 0 | 0 | 0 |  | 0 | 0 | 0 | 0 | 1130.3316 | yes |  | 0 | 0 | 0 | 1130.3316 | 0 | no | 0 | 0 | 0 | 1130.3316 | 0
| 12917.2558 | 0 | no | Surplus | yes |  | 0 | 0 | 0 | 1068.8631 | 0 | no | 0 | 0 | 0 | 1068.8631 | 4860 | no | 12917.2558 | 0 | 24300 |  |  | 0 |  |  | 0 | 0 | 0 | 0 | 0 |  | 0 | 0 | 0 | 0 | 0 | 12917.2558 | 11482.2414 | 10467.7924 | 0 | yes | Deficit |  |  | 0 | 0 | 0 | 0 | 0 |  | 0 | 0 | 0 | 0 | 148.2714 | yes |  | 0 | 0 | 0 | 148.2714 | 0 | no | 0 | 0 | 0 | 148.2714 | 0
| 12854.3408 | 0 | no | Surplus | yes |  | 0 | 0 | 0 | 62.9151 | 0 | no | 0 | 0 | 0 | 62.9151 | 4860 | no | 12854.3408 | 0 | 24300 |  |  | 0 |  |  | 0 | 0 | 0 | 0 | 0 |  | 0 | 0 | 0 | 0 | 0 | 12854.3408 | 11666.602 | 10416.8078 | 0 | yes | Deficit |  |  | 0 | 0 | 0 | 0 | 0 |  | 0 | 0 | 0 | 0 | 1198.8096 | yes |  | 0 | 0 | 0 | 1198.8096 | 0 | no | 0 | 0 | 0 | 1198.8096 | 0
| 15230.9544 | 0 | yes | Deficit |  |  | 0 | 0 | 0 | 0 | 0 |  | 0 | 0 | 0 | 0 | 4860 | no |  | 0 | 24300 | no | 15230.9544 | 0 | no | no | 0 | 0 | 0 | 0 | 0 |  | 0 | 0 | 0 | 0 | 0 | 15230.9544 | 11536.9843 | 12342.7507 | 0 | yes | Deficit |  |  | 0 | 0 | 0 | 0 | 0 |  | 0 | 0 | 0 | 0 | 1120.1765 | yes |  | 0 | 0 | 0 | 1120.1765 | 0 | no | 0 | 0 | 0 | 1120.1765 | 0
| 12116.2704 | 0 | no | Surplus | yes |  | 0 | 0 | 0 | 3114.684 | 0 | no | 0 | 0 | 0 | 3114.684 | 4860 | no | 12116.2704 | 0 | 24300 |  |  | 0 |  |  | 0 | 0 | 0 | 0 | 0 |  | 0 | 0 | 0 | 0 | 0 | 12116.2704 | 11855.0838 | 9818.6956 | 0 | no | Surplus | yes |  | 0 | 0 | 0 | 487.6669 | 0 | no | 0 | 0 | 0 | 487.6669 | 0 |  |  | 0 | 0 | 0 | 0 | 0 |  | 0 | 0 | 0 | 0 | 0
| 13154.6548 | 0 | yes | Deficit |  |  | 0 | 0 | 0 | 0 | 0 |  | 0 | 0 | 0 | 0 | 4860 | no |  | 0 | 24232.5407 | no | 13154.6548 | 0 | no | no | 0 | 0 | 0 | 0 | 0 |  | 0 | 0 | 0 | 0 | 0 | 13154.6548 | 12084.2921 | 10660.1741 | 0 | yes | Deficit |  |  | 0 | 0 | 0 | 0 | 0 |  | 0 | 0 | 0 | 0 | 2265.5965 | yes |  | 0 | 0 | 0 | 2265.5965 | 0 | no | 0 | 0 | 0 | 2265.5965 | 0
| 14620.7036 | 0 | yes | Deficit |  |  | 0 | 0 | 0 | 0 | 0 |  | 0 | 0 | 0 | 0 | 4860 | no |  | 0 | 24300 | no | 14620.7036 | 0 | no | no | 0 | 0 | 0 | 0 | 0 |  | 0 | 0 | 0 | 0 | 0 | 14620.7036 | 11949.9693 | 11848.2201 | 0 | yes | Deficit |  |  | 0 | 0 | 0 | 0 | 0 |  | 0 | 0 | 0 | 0 | 1289.7952 | yes |  | 0 | 0 | 0 | 1289.7952 | 0 | no | 0 | 0 | 0 | 1289.7952 | 0
| 14650.6515 | 0 | yes | Deficit |  |  | 0 | 0 | 0 | 0 | 0 |  | 0 | 0 | 0 | 0 | 4860 | no |  | 0 | 24300 | no | 14650.6515 | 0 | no | no | 0 | 0 | 0 | 0 | 0 |  | 0 | 0 | 0 | 0 | 0 | 14650.6515 | 11166.5726 | 11872.4891 | 0 | no | Surplus | yes |  | 0 | 0 | 0 | 681.6475 | 0 | no | 0 | 0 | 0 | 681.6475 | 0 |  |  | 0 | 0 | 0 | 0 | 0 |  | 0 | 0 | 0 | 0 | 0
| 11991.8697 | 0 | no | Surplus | yes |  | 0 | 0 | 0 | 2658.7818 | 0 | no | 0 | 0 | 0 | 2658.7818 | 4860 | no | 11991.8697 | 0 | 24300 |  |  | 0 |  |  | 0 | 0 | 0 | 0 | 0 |  | 0 | 0 | 0 | 0 | 0 | 11991.8697 | 10943.892 | 9717.8847 | 0 | no | Surplus | yes |  | 0 | 0 | 0 | 928.5971 | 0 | no | 0 | 0 | 0 | 928.5971 | 0 |  |  | 0 | 0 | 0 | 0 | 0 |  | 0 | 0 | 0 | 0 | 0
| 13424.1019 | 0 | yes | Deficit |  |  | 0 | 0 | 0 | 0 | 0 |  | 0 | 0 | 0 | 0 | 4860 | no |  | 0 | 23983.7394 | no | 13424.1019 | 0 | no | no | 0 | 0 | 0 | 0 | 0 |  | 0 | 0 | 0 | 0 | 0 | 13424.1019 | 10255.0217 | 10878.5267 | 0 | yes | Deficit |  |  | 0 | 0 | 0 | 0 | 0 |  | 0 | 0 | 0 | 0 | 537.137 | yes |  | 0 | 0 | 0 | 537.137 | 0 | no | 0 | 0 | 0 | 537.137 | 0
| 14299.0332 | 0 | yes | Deficit |  |  | 0 | 0 | 0 | 0 | 0 |  | 0 | 0 | 0 | 0 | 4860 | no |  | 0 | 24300 | no | 14299.0332 | 0 | no | no | 0 | 0 | 0 | 0 | 0 |  | 0 | 0 | 0 | 0 | 0 | 14299.0332 | 10017.0972 | 11587.5472 | 0 | no | Surplus | yes |  | 0 | 0 | 0 | 861.4295 | 0 | no | 0 | 0 | 0 | 861.4295 | 0 |  |  | 0 | 0 | 0 | 0 | 0 |  | 0 | 0 | 0 | 0 | 0
| 13524.4856 | 0 | no | Surplus | yes |  | 0 | 0 | 0 | 774.5476 | 0 | no | 0 | 0 | 0 | 774.5476 | 4860 | no | 13524.4856 | 0 | 24300 |  |  | 0 |  |  | 0 | 0 | 0 | 0 | 0 |  | 0 | 0 | 0 | 0 | 0 | 13524.4856 | 10027.1576 | 10959.8749 | 0 | no | Surplus | yes |  | 0 | 0 | 0 | 1560.3896 | 0 | no | 0 | 0 | 0 | 1560.3896 | 0 |  |  | 0 | 0 | 0 | 0 | 0 |  | 0 | 0 | 0 | 0 | 0
| 13874.5343 | 0 | yes | Deficit |  |  | 0 | 0 | 0 | 0 | 0 |  | 0 | 0 | 0 | 0 | 4860 | no |  | 0 | 24300 | no | 13874.5343 | 0 | no | no | 0 | 0 | 0 | 0 | 0 |  | 0 | 0 | 0 | 0 | 0 | 13874.5343 | 10261.3888 | 11243.5448 | 0 | no | Surplus | yes |  | 0 | 0 | 0 | 698.4861 | 0 | no | 0 | 0 | 0 | 698.4861 | 0 |  |  | 0 | 0 | 0 | 0 | 0 |  | 0 | 0 | 0 | 0 | 0
| 16069.2421 | 0 | yes | Deficit |  |  | 0 | 0 | 0 | 0 | 0 |  | 0 | 0 | 0 | 0 | 4860 | no |  | 0 | 24300 | no | 16069.2421 | 0 | no | no | 0 | 0 | 0 | 0 | 0 |  | 0 | 0 | 0 | 0 | 0 | 16069.2421 | 10277.0454 | 13022.0763 | 0 | no | Surplus | yes |  | 0 | 0 | 0 | 966.4994 | 0 | no | 0 | 0 | 0 | 966.4994 | 0 |  |  | 0 | 0 | 0 | 0 | 0 |  | 0 | 0 | 0 | 0 | 0
| 16118.3809 | 0 | yes | Deficit |  |  | 0 | 0 | 0 | 0 | 0 |  | 0 | 0 | 0 | 0 | 4860 | no |  | 0 | 24300 | no | 16118.3809 | 0 | no | no | 0 | 0 | 0 | 0 | 0 |  | 0 | 0 | 0 | 0 | 0 | 16118.3809 | 10863.0303 | 13061.897 | 0 | no | Surplus | yes |  | 0 | 0 | 0 | 2159.046 | 0 | no | 0 | 0 | 0 | 2159.046 | 0 |  |  | 0 | 0 | 0 | 0 | 0 |  | 0 | 0 | 0 | 0 | 0
| 18036.4082 | 0 | yes | Deficit |  |  | 0 | 0 | 0 | 0 | 0 |  | 0 | 0 | 0 | 0 | 4860 | no |  | 0 | 24300 | no | 18036.4082 | 0 | no | no | 0 | 0 | 0 | 0 | 0 |  | 0 | 0 | 0 | 0 | 0 | 18036.4082 | 12081.5799 | 14616.2141 | 0 | no | Surplus | yes |  | 0 | 0 | 0 | 980.3171 | 0 | no | 0 | 0 | 0 | 980.3171 | 0 |  |  | 0 | 0 | 0 | 0 | 0 |  | 0 | 0 | 0 | 0 | 0
| 17389.5147 | 0 | no | Surplus | yes |  | 0 | 0 | 0 | 646.8936 | 0 | no | 0 | 0 | 0 | 646.8936 | 4860 | no | 17389.5147 | 0 | 24300 |  |  | 0 |  |  | 0 | 0 | 0 | 0 | 0 |  | 0 | 0 | 0 | 0 | 0 | 17389.5147 | 11753.4179 | 14091.9892 | 0 | no | Surplus | yes |  | 0 | 0 | 0 | 2862.7962 | 0 | no | 0 | 0 | 0 | 2862.7962 | 0 |  |  | 0 | 0 | 0 | 0 | 0 |  | 0 | 0 | 0 | 0 | 0
| 17217.7085 | 0 | no | Surplus | yes |  | 0 | 0 | 0 | 171.8062 | 0 | no | 0 | 0 | 0 | 171.8062 | 4860 | no | 17217.7085 | 0 | 24300 |  |  | 0 |  |  | 0 | 0 | 0 | 0 | 0 |  | 0 | 0 | 0 | 0 | 0 | 17217.7085 | 12443.9969 | 13952.7621 | 0 | no | Surplus | yes |  | 0 | 0 | 0 | 1647.9923 | 0 | no | 0 | 0 | 0 | 1647.9923 | 0 |  |  | 0 | 0 | 0 | 0 | 0 |  | 0 | 0 | 0 | 0 | 0
| 16847.6301 | 0 | no | Surplus | yes |  | 0 | 0 | 0 | 370.0784 | 0 | no | 0 | 0 | 0 | 370.0784 | 4860 | no | 16847.6301 | 0 | 24300 |  |  | 0 |  |  | 0 | 0 | 0 | 0 | 0 |  | 0 | 0 | 0 | 0 | 0 | 16847.6301 | 12677.0739 | 13652.8607 | 0 | no | Surplus | yes |  | 0 | 0 | 0 | 1275.6883 | 0 | no | 0 | 0 | 0 | 1275.6883 | 0 |  |  | 0 | 0 | 0 | 0 | 0 |  | 0 | 0 | 0 | 0 | 0
| 16102.3712 | 0 | no | Surplus | yes |  | 0 | 0 | 0 | 745.2589 | 0 | no | 0 | 0 | 0 | 745.2589 | 4860 | no | 16102.3712 | 0 | 24300 |  |  | 0 |  |  | 0 | 0 | 0 | 0 | 0 |  | 0 | 0 | 0 | 0 | 0 | 16102.3712 | 12687.1301 | 13048.9232 | 0 | no | Surplus | yes |  | 0 | 0 | 0 | 965.7306 | 0 | no | 0 | 0 | 0 | 965.7306 | 0 |  |  | 0 | 0 | 0 | 0 | 0 |  | 0 | 0 | 0 | 0 | 0
| 16491.9098 | 0 | yes | Deficit |  |  | 0 | 0 | 0 | 0 | 0 |  | 0 | 0 | 0 | 0 | 4860 | no |  | 0 | 24300 | no | 16491.9098 | 0 | no | no | 0 | 0 | 0 | 0 | 0 |  | 0 | 0 | 0 | 0 | 0 | 16491.9098 | 12221.4311 | 13364.5947 | 0 | no | Surplus | yes |  | 0 | 0 | 0 | 827.4921 | 0 | no | 0 | 0 | 0 | 827.4921 | 0 |  |  | 0 | 0 | 0 | 0 | 0 |  | 0 | 0 | 0 | 0 | 0
| 16975.752 | 0 | yes | Deficit |  |  | 0 | 0 | 0 | 0 | 0 |  | 0 | 0 | 0 | 0 | 4860 | no |  | 0 | 24300 | no | 16975.752 | 0 | no | no | 0 | 0 | 0 | 0 | 0 |  | 0 | 0 | 0 | 0 | 0 | 16975.752 | 12743.8365 | 13756.6872 | 0 | no | Surplus | yes |  | 0 | 0 | 0 | 620.7581 | 0 | no | 0 | 0 | 0 | 620.7581 | 0 |  |  | 0 | 0 | 0 | 0 | 0 |  | 0 | 0 | 0 | 0 | 0
| 21189.1887 | 0 | yes | Deficit |  |  | 0 | 0 | 0 | 0 | 0 |  | 0 | 0 | 0 | 0 | 4860 | no |  | 0 | 24300 | no | 21189.1887 | 0 | no | no | 0 | 0 | 0 | 0 | 0 |  | 0 | 0 | 0 | 0 | 0 | 21189.1887 | 12862.8002 | 17171.1415 | 0 | no | Surplus | yes |  | 0 | 0 | 0 | 893.887 | 0 | no | 0 | 0 | 0 | 893.887 | 0 |  |  | 0 | 0 | 0 | 0 | 0 |  | 0 | 0 | 0 | 0 | 0
| 17192.0092 | 0 | no | Surplus | yes |  | 0 | 0 | 0 | 3997.1795 | 0 | no | 0 | 0 | 0 | 3997.1795 | 4860 | no | 17192.0092 | 0 | 24300 |  |  | 0 |  |  | 0 | 0 | 0 | 0 | 0 |  | 0 | 0 | 0 | 0 | 0 | 17192.0092 | 14567.9207 | 13931.9361 | 0 | no | Surplus | yes |  | 0 | 0 | 0 | 2603.2208 | 0 | no | 0 | 0 | 0 | 2603.2208 | 0 |  |  | 0 | 0 | 0 | 0 | 0 |  | 0 | 0 | 0 | 0 | 0
| 18466.0129 | 0 | yes | Deficit |  |  | 0 | 0 | 0 | 0 | 0 |  | 0 | 0 | 0 | 0 | 4860 | no |  | 0 | 24300 | no | 18466.0129 | 0 | no | no | 0 | 0 | 0 | 0 | 0 |  | 0 | 0 | 0 | 0 | 0 | 18466.0129 | 15149.3522 | 14964.3541 | 0 | yes | Deficit |  |  | 0 | 0 | 0 | 0 | 0 |  | 0 | 0 | 0 | 0 | 1217.4161 | yes |  | 0 | 0 | 0 | 1217.4161 | 0 | no | 0 | 0 | 0 | 1217.4161 | 0
| 16326.8356 | 0 | no | Surplus | yes |  | 0 | 0 | 0 | 2139.1773 | 0 | no | 0 | 0 | 0 | 2139.1773 | 4860 | no | 16326.8356 | 0 | 24300 |  |  | 0 |  |  | 0 | 0 | 0 | 0 | 0 |  | 0 | 0 | 0 | 0 | 0 | 16326.8356 | 15370.9959 | 13230.8231 | 0 | yes | Deficit |  |  | 0 | 0 | 0 | 0 | 0 |  | 0 | 0 | 0 | 0 | 406.6419 | yes |  | 0 | 0 | 0 | 406.6419 | 0 | no | 0 | 0 | 0 | 406.6419 | 0
| 15325.0627 | 0 | no | Surplus | yes |  | 0 | 0 | 0 | 1001.7729 | 0 | no | 0 | 0 | 0 | 1001.7729 | 4860 | no | 15325.0627 | 0 | 24300 |  |  | 0 |  |  | 0 | 0 | 0 | 0 | 0 |  | 0 | 0 | 0 | 0 | 0 | 15325.0627 | 15021.7564 | 12419.0136 | 0 | yes | Deficit |  |  | 0 | 0 | 0 | 0 | 0 |  | 0 | 0 | 0 | 0 | 1790.9334 | yes |  | 0 | 0 | 0 | 1790.9334 | 0 | no | 0 | 0 | 0 | 1790.9334 | 0
| 16022.0785 | 0 | yes | Deficit |  |  | 0 | 0 | 0 | 0 | 0 |  | 0 | 0 | 0 | 0 | 4860 | no |  | 0 | 24300 | no | 16022.0785 | 0 | no | no | 0 | 0 | 0 | 0 | 0 |  | 0 | 0 | 0 | 0 | 0 | 16022.0785 | 14749.4749 | 12983.8562 | 0 | yes | Deficit |  |  | 0 | 0 | 0 | 0 | 0 |  | 0 | 0 | 0 | 0 | 2330.4614 | yes |  | 0 | 0 | 0 | 2330.4614 | 0 | no | 0 | 0 | 0 | 2330.4614 | 0
| 16775.1578 | 0 | yes | Deficit |  |  | 0 | 0 | 0 | 0 | 0 |  | 0 | 0 | 0 | 0 | 4860 | no |  | 0 | 24300 | no | 16775.1578 | 0 | no | no | 0 | 0 | 0 | 0 | 0 |  | 0 | 0 | 0 | 0 | 0 | 16775.1578 | 14934.6105 | 13594.1311 | 0 | yes | Deficit |  |  | 0 | 0 | 0 | 0 | 0 |  | 0 | 0 | 0 | 0 | 1950.7543 | yes |  | 0 | 0 | 0 | 1950.7543 | 0 | no | 0 | 0 | 0 | 1950.7543 | 0
| 14032.5981 | 0 | no | Surplus | yes |  | 0 | 0 | 0 | 2742.5597 | 0 | no | 0 | 0 | 0 | 2742.5597 | 4860 | no | 14032.5981 | 0 | 24300 |  |  | 0 |  |  | 0 | 0 | 0 | 0 | 0 |  | 0 | 0 | 0 | 0 | 0 | 14032.5981 | 13878.7671 | 11371.6354 | 0 | yes | Deficit |  |  | 0 | 0 | 0 | 0 | 0 |  | 0 | 0 | 0 | 0 | 284.636 | yes |  | 0 | 0 | 0 | 284.636 | 0 | no | 0 | 0 | 0 | 284.636 | 0
| 13972.5902 | 0 | no | Surplus | yes |  | 0 | 0 | 0 | 60.0079 | 0 | no | 0 | 0 | 0 | 60.0079 | 4860 | no | 13972.5902 | 0 | 24300 |  |  | 0 |  |  | 0 | 0 | 0 | 0 | 0 |  | 0 | 0 | 0 | 0 | 0 | 13972.5902 | 14645.4449 | 11323.0067 | 0 | yes | Deficit |  |  | 0 | 0 | 0 | 0 | 0 |  | 0 | 0 | 0 | 0 | 3273.8095 | yes |  | 0 | 0 | 0 | 3273.8095 | 0 | no | 0 | 0 | 0 | 3273.8095 | 0
| 14938.0313 | 0 | yes | Deficit |  |  | 0 | 0 | 0 | 0 | 0 |  | 0 | 0 | 0 | 0 | 4860 | no |  | 0 | 24300 | no | 14938.0313 | 0 | no | no | 0 | 0 | 0 | 0 | 0 |  | 0 | 0 | 0 | 0 | 0 | 14938.0313 | 11767.6175 | 12105.3738 | 0 | yes | Deficit |  |  | 0 | 0 | 0 | 0 | 0 |  | 0 | 0 | 0 | 0 | 444.6109 | yes |  | 0 | 0 | 0 | 444.6109 | 0 | no | 0 | 0 | 0 | 444.6109 | 0
| 16081.3255 | 0 | yes | Deficit |  |  | 0 | 0 | 0 | 0 | 0 |  | 0 | 0 | 0 | 0 | 4860 | no |  | 0 | 24300 | no | 16081.3255 | 0 | no | no | 0 | 0 | 0 | 0 | 0 |  | 0 | 0 | 0 | 0 | 0 | 16081.3255 | 11176.6181 | 13031.8683 | 0 | no | Surplus | yes |  | 0 | 0 | 0 | 928.7557 | 0 | no | 0 | 0 | 0 | 928.7557 | 0 |  |  | 0 | 0 | 0 | 0 | 0 |  | 0 | 0 | 0 | 0 | 0
| 14603.7729 | 0 | no | Surplus | yes |  | 0 | 0 | 0 | 1477.5527 | 0 | no | 0 | 0 | 0 | 1477.5527 | 4860 | no | 14603.7729 | 0 | 24300 |  |  | 0 |  |  | 0 | 0 | 0 | 0 | 0 |  | 0 | 0 | 0 | 0 | 0 | 14603.7729 | 11929.7781 | 11834.4999 | 0 | no | Surplus | yes |  | 0 | 0 | 0 | 1102.0903 | 0 | no | 0 | 0 | 0 | 1102.0903 | 0 |  |  | 0 | 0 | 0 | 0 | 0 |  | 0 | 0 | 0 | 0 | 0
| 15742.6814 | 0 | yes | Deficit |  |  | 0 | 0 | 0 | 0 | 0 |  | 0 | 0 | 0 | 0 | 4860 | no |  | 0 | 24300 | no | 15742.6814 | 0 | no | no | 0 | 0 | 0 | 0 | 0 |  | 0 | 0 | 0 | 0 | 0 | 15742.6814 | 13080.482 | 12757.4404 | 0 | yes | Deficit |  |  | 0 | 0 | 0 | 0 | 0 |  | 0 | 0 | 0 | 0 | 1245.9821 | yes |  | 0 | 0 | 0 | 1245.9821 | 0 | no | 0 | 0 | 0 | 1245.9821 | 0
| 15850.4854 | 0 | yes | Deficit |  |  | 0 | 0 | 0 | 0 | 0 |  | 0 | 0 | 0 | 0 | 4860 | no |  | 0 | 24300 | no | 15850.4854 | 0 | no | no | 0 | 0 | 0 | 0 | 0 |  | 0 | 0 | 0 | 0 | 0 | 15850.4854 | 14505.0457 | 12844.8018 | 0 | yes | Deficit |  |  | 0 | 0 | 0 | 0 | 0 |  | 0 | 0 | 0 | 0 | 1747.6053 | yes |  | 0 | 0 | 0 | 1747.6053 | 0 | no | 0 | 0 | 0 | 1747.6053 | 0
| 18182.1852 | 0 | yes | Deficit |  |  | 0 | 0 | 0 | 0 | 0 |  | 0 | 0 | 0 | 0 | 4860 | no |  | 0 | 24300 | no | 18182.1852 | 0 | no | no | 0 | 0 | 0 | 0 | 0 |  | 0 | 0 | 0 | 0 | 0 | 18182.1852 | 14474.0288 | 14734.3478 | 0 | yes | Deficit |  |  | 0 | 0 | 0 | 0 | 0 |  | 0 | 0 | 0 | 0 | 1629.2271 | yes |  | 0 | 0 | 0 | 1629.2271 | 0 | no | 0 | 0 | 0 | 1629.2271 | 0
| 16827.9275 | 0 | no | Surplus | yes |  | 0 | 0 | 0 | 1354.2577 | 0 | no | 0 | 0 | 0 | 1354.2577 | 4860 | no | 16827.9275 | 0 | 24300 |  |  | 0 |  |  | 0 | 0 | 0 | 0 | 0 |  | 0 | 0 | 0 | 0 | 0 | 16827.9275 | 12218.3056 | 13636.8942 | 0 | no | Surplus | yes |  | 0 | 0 | 0 | 2516.0423 | 0 | no | 0 | 0 | 0 | 2516.0423 | 0 |  |  | 0 | 0 | 0 | 0 | 0 |  | 0 | 0 | 0 | 0 | 0
| 18218.8157 | 0 | yes | Deficit |  |  | 0 | 0 | 0 | 0 | 0 |  | 0 | 0 | 0 | 0 | 4860 | no |  | 0 | 24300 | no | 18218.8157 | 0 | no | no | 0 | 0 | 0 | 0 | 0 |  | 0 | 0 | 0 | 0 | 0 | 18218.8157 | 13774.9188 | 14764.0322 | 0 | yes | Deficit |  |  | 0 | 0 | 0 | 0 | 0 |  | 0 | 0 | 0 | 0 | 138.0246 | yes |  | 0 | 0 | 0 | 138.0246 | 0 | no | 0 | 0 | 0 | 138.0246 | 0
| 19089.0328 | 0 | yes | Deficit |  |  | 0 | 0 | 0 | 0 | 0 |  | 0 | 0 | 0 | 0 | 4860 | no |  | 0 | 24300 | no | 19089.0328 | 0 | no | no | 0 | 0 | 0 | 0 | 0 |  | 0 | 0 | 0 | 0 | 0 | 19089.0328 | 13191.9353 | 15469.2324 | 0 | no | Surplus | yes |  | 0 | 0 | 0 | 1572.0969 | 0 | no | 0 | 0 | 0 | 1572.0969 | 0 |  |  | 0 | 0 | 0 | 0 | 0 |  | 0 | 0 | 0 | 0 | 0
| 18262.3224 | 0 | no | Surplus | yes |  | 0 | 0 | 0 | 826.7104 | 0 | no | 0 | 0 | 0 | 826.7104 | 4860 | no | 18262.3224 | 0 | 24300 |  |  | 0 |  |  | 0 | 0 | 0 | 0 | 0 |  | 0 | 0 | 0 | 0 | 0 | 18262.3224 | 11842.8501 | 14799.2888 | 0 | no | Surplus | yes |  | 0 | 0 | 0 | 3626.3823 | 0 | no | 0 | 0 | 0 | 3626.3823 | 0 |  |  | 0 | 0 | 0 | 0 | 0 |  | 0 | 0 | 0 | 0 | 0
| 17742.5163 | 0 | no | Surplus | yes |  | 0 | 0 | 0 | 519.8062 | 0 | no | 0 | 0 | 0 | 519.8062 | 4860 | no | 17742.5163 | 0 | 24300 |  |  | 0 |  |  | 0 | 0 | 0 | 0 | 0 |  | 0 | 0 | 0 | 0 | 0 | 17742.5163 | 13484.4368 | 14378.0521 | 0 | no | Surplus | yes |  | 0 | 0 | 0 | 1314.852 | 0 | no | 0 | 0 | 0 | 1314.852 | 0 |  |  | 0 | 0 | 0 | 0 | 0 |  | 0 | 0 | 0 | 0 | 0
| 14876.6502 | 0 | no | Surplus | yes |  | 0 | 0 | 0 | 2865.866 | 0 | no | 0 | 0 | 0 | 2865.866 | 4860 | no | 14876.6502 | 0 | 24300 |  |  | 0 |  |  | 0 | 0 | 0 | 0 | 0 |  | 0 | 0 | 0 | 0 | 0 | 14876.6502 | 14805.8547 | 12055.6323 | 0 | yes | Deficit |  |  | 0 | 0 | 0 | 0 | 0 |  | 0 | 0 | 0 | 0 | 427.8027 | yes |  | 0 | 0 | 0 | 427.8027 | 0 | no | 0 | 0 | 0 | 427.8027 | 0
| 15431.902 | 0 | yes | Deficit |  |  | 0 | 0 | 0 | 0 | 0 |  | 0 | 0 | 0 | 0 | 4860 | no |  | 0 | 24300 | no | 15431.902 | 0 | no | no | 0 | 0 | 0 | 0 | 0 |  | 0 | 0 | 0 | 0 | 0 | 15431.902 | 14274.9301 | 12505.5932 | 0 | yes | Deficit |  |  | 0 | 0 | 0 | 0 | 0 |  | 0 | 0 | 0 | 0 | 2219.2978 | yes |  | 0 | 0 | 0 | 2219.2978 | 0 | no | 0 | 0 | 0 | 2219.2978 | 0
| 14321.287 | 0 | no | Surplus | yes |  | 0 | 0 | 0 | 1110.615 | 0 | no | 0 | 0 | 0 | 1110.615 | 4860 | no | 14321.287 | 0 | 24300 |  |  | 0 |  |  | 0 | 0 | 0 | 0 | 0 |  | 0 | 0 | 0 | 0 | 0 | 14321.287 | 14913.3614 | 11605.581 | 0 | yes | Deficit |  |  | 0 | 0 | 0 | 0 | 0 |  | 0 | 0 | 0 | 0 | 2407.7683 | yes |  | 0 | 0 | 0 | 2407.7683 | 0 | no | 0 | 0 | 0 | 2407.7683 | 0
| 14638.2783 | 0 | yes | Deficit |  |  | 0 | 0 | 0 | 0 | 0 |  | 0 | 0 | 0 | 0 | 4860 | no |  | 0 | 24300 | no | 14638.2783 | 0 | no | no | 0 | 0 | 0 | 0 | 0 |  | 0 | 0 | 0 | 0 | 0 | 14638.2783 | 12203.4049 | 11862.4622 | 0 | yes | Deficit |  |  | 0 | 0 | 0 | 0 | 0 |  | 0 | 0 | 0 | 0 | 597.8239 | yes |  | 0 | 0 | 0 | 597.8239 | 0 | no | 0 | 0 | 0 | 597.8239 | 0
| 16423.2333 | 0 | yes | Deficit |  |  | 0 | 0 | 0 | 0 | 0 |  | 0 | 0 | 0 | 0 | 4860 | no |  | 0 | 24300 | no | 16423.2333 | 0 | no | no | 0 | 0 | 0 | 0 | 0 |  | 0 | 0 | 0 | 0 | 0 | 16423.2333 | 14710.6197 | 13308.9411 | 0 | yes | Deficit |  |  | 0 | 0 | 0 | 0 | 0 |  | 0 | 0 | 0 | 0 | 2848.1575 | yes |  | 0 | 0 | 0 | 2848.1575 | 0 | no | 0 | 0 | 0 | 2848.1575 | 0
| 14744.0903 | 0 | no | Surplus | yes |  | 0 | 0 | 0 | 1679.143 | 0 | no | 0 | 0 | 0 | 1679.143 | 4860 | no | 14744.0903 | 0 | 24300 |  |  | 0 |  |  | 0 | 0 | 0 | 0 | 0 |  | 0 | 0 | 0 | 0 | 0 | 14744.0903 | 12915.289 | 11948.2093 | 0 | no | Surplus | yes |  | 0 | 0 | 0 | 393.652 | 0 | no | 0 | 0 | 0 | 393.652 | 0 |  |  | 0 | 0 | 0 | 0 | 0 |  | 0 | 0 | 0 | 0 | 0
| 14971.5937 | 0 | yes | Deficit |  |  | 0 | 0 | 0 | 0 | 0 |  | 0 | 0 | 0 | 0 | 4860 | no |  | 0 | 24300 | no | 14971.5937 | 0 | no | no | 0 | 0 | 0 | 0 | 0 |  | 0 | 0 | 0 | 0 | 0 | 14971.5937 | 14009.6369 | 12132.5719 | 0 | yes | Deficit |  |  | 0 | 0 | 0 | 0 | 0 |  | 0 | 0 | 0 | 0 | 2061.4276 | yes |  | 0 | 0 | 0 | 2061.4276 | 0 | no | 0 | 0 | 0 | 2061.4276 | 0
| 14197.3447 | 0 | no | Surplus | yes |  | 0 | 0 | 0 | 774.249 | 0 | no | 0 | 0 | 0 | 774.249 | 4860 | no | 14197.3447 | 0 | 24300 |  |  | 0 |  |  | 0 | 0 | 0 | 0 | 0 |  | 0 | 0 | 0 | 0 | 0 | 14197.3447 | 12978.109 | 11505.1416 | 0 | yes | Deficit |  |  | 0 | 0 | 0 | 0 | 0 |  | 0 | 0 | 0 | 0 | 845.5371 | yes |  | 0 | 0 | 0 | 845.5371 | 0 | no | 0 | 0 | 0 | 845.5371 | 0
| 17249.2334 | 0 | yes | Deficit |  |  | 0 | 0 | 0 | 0 | 0 |  | 0 | 0 | 0 | 0 | 4860 | no |  | 0 | 24300 | no | 17249.2334 | 0 | no | no | 0 | 0 | 0 | 0 | 0 |  | 0 | 0 | 0 | 0 | 0 | 17249.2334 | 12652.6787 | 13978.3091 | 0 | yes | Deficit |  |  | 0 | 0 | 0 | 0 | 0 |  | 0 | 0 | 0 | 0 | 1147.5371 | yes |  | 0 | 0 | 0 | 1147.5371 | 0 | no | 0 | 0 | 0 | 1147.5371 | 0
| 13515.923 | 0 | no | Surplus | yes |  | 0 | 0 | 0 | 3733.3103 | 0 | no | 0 | 0 | 0 | 3733.3103 | 4860 | no | 13515.923 | 0 | 24300 |  |  | 0 |  |  | 0 | 0 | 0 | 0 | 0 |  | 0 | 0 | 0 | 0 | 0 | 13515.923 | 12523.8055 | 10952.936 | 0 | no | Surplus | yes |  | 0 | 0 | 0 | 1454.5036 | 0 | no | 0 | 0 | 0 | 1454.5036 | 0 |  |  | 0 | 0 | 0 | 0 | 0 |  | 0 | 0 | 0 | 0 | 0
| 15886.6582 | 0 | yes | Deficit |  |  | 0 | 0 | 0 | 0 | 0 |  | 0 | 0 | 0 | 0 | 4860 | no |  | 0 | 24300 | no | 15886.6582 | 0 | no | no | 0 | 0 | 0 | 0 | 0 |  | 0 | 0 | 0 | 0 | 0 | 15886.6582 | 11446.0569 | 12874.1153 | 0 | yes | Deficit |  |  | 0 | 0 | 0 | 0 | 0 |  | 0 | 0 | 0 | 0 | 493.1209 | yes |  | 0 | 0 | 0 | 493.1209 | 0 | no | 0 | 0 | 0 | 493.1209 | 0
| 15785.704 | 0 | no | Surplus | yes |  | 0 | 0 | 0 | 100.9543 | 0 | no | 0 | 0 | 0 | 100.9543 | 4860 | no | 15785.704 | 0 | 24300 |  |  | 0 |  |  | 0 | 0 | 0 | 0 | 0 |  | 0 | 0 | 0 | 0 | 0 | 15785.704 | 13224.6558 | 12792.3047 | 0 | yes | Deficit |  |  | 0 | 0 | 0 | 0 | 0 |  | 0 | 0 | 0 | 0 | 350.5406 | yes |  | 0 | 0 | 0 | 350.5406 | 0 | no | 0 | 0 | 0 | 350.5406 | 0
| 15499.6059 | 0 | no | Surplus | yes |  | 0 | 0 | 0 | 286.0981 | 0 | no | 0 | 0 | 0 | 286.0981 | 4860 | no | 15499.6059 | 0 | 24300 |  |  | 0 |  |  | 0 | 0 | 0 | 0 | 0 |  | 0 | 0 | 0 | 0 | 0 | 15499.6059 | 13504.3439 | 12560.4586 | 0 | yes | Deficit |  |  | 0 | 0 | 0 | 0 | 0 |  | 0 | 0 | 0 | 0 | 712.0392 | yes |  | 0 | 0 | 0 | 712.0392 | 0 | no | 0 | 0 | 0 | 712.0392 | 0
| 14909.7648 | 0 | no | Surplus | yes |  | 0 | 0 | 0 | 589.8411 | 0 | no | 0 | 0 | 0 | 589.8411 | 4860 | no | 14909.7648 | 0 | 24300 |  |  | 0 |  |  | 0 | 0 | 0 | 0 | 0 |  | 0 | 0 | 0 | 0 | 0 | 14909.7648 | 14996.8598 | 12082.4675 | 0 | yes | Deficit |  |  | 0 | 0 | 0 | 0 | 0 |  | 0 | 0 | 0 | 0 | 2436.4012 | yes |  | 0 | 0 | 0 | 2436.4012 | 0 | no | 0 | 0 | 0 | 2436.4012 | 0
| 15856.9232 | 0 | yes | Deficit |  |  | 0 | 0 | 0 | 0 | 0 |  | 0 | 0 | 0 | 0 | 4860 | no |  | 0 | 24300 | no | 15856.9232 | 0 | no | no | 0 | 0 | 0 | 0 | 0 |  | 0 | 0 | 0 | 0 | 0 | 15856.9232 | 15029.4338 | 12850.0188 | 0 | yes | Deficit |  |  | 0 | 0 | 0 | 0 | 0 |  | 0 | 0 | 0 | 0 | 2946.9664 | yes |  | 0 | 0 | 0 | 2946.9664 | 0 | no | 0 | 0 | 0 | 2946.9664 | 0
| 17949.9999 | 0 | yes | Deficit |  |  | 0 | 0 | 0 | 0 | 0 |  | 0 | 0 | 0 | 0 | 4860 | no |  | 0 | 24300 | no | 17949.9999 | 0 | no | no | 0 | 0 | 0 | 0 | 0 |  | 0 | 0 | 0 | 0 | 0 | 17949.9999 | 15134.4635 | 14546.1911 | 0 | yes | Deficit |  |  | 0 | 0 | 0 | 0 | 0 |  | 0 | 0 | 0 | 0 | 2284.4447 | yes |  | 0 | 0 | 0 | 2284.4447 | 0 | no | 0 | 0 | 0 | 2284.4447 | 0
| 15963.9683 | 0 | no | Surplus | yes |  | 0 | 0 | 0 | 1986.0316 | 0 | no | 0 | 0 | 0 | 1986.0316 | 4860 | no | 15963.9683 | 0 | 24300 |  |  | 0 |  |  | 0 | 0 | 0 | 0 | 0 |  | 0 | 0 | 0 | 0 | 0 | 15963.9683 | 14283.0773 | 12936.7652 | 0 | no | Surplus | yes |  | 0 | 0 | 0 | 263.1138 | 0 | no | 0 | 0 | 0 | 263.1138 | 0 |  |  | 0 | 0 | 0 | 0 | 0 |  | 0 | 0 | 0 | 0 | 0
| 15535.7669 | 0 | no | Surplus | yes |  | 0 | 0 | 0 | 428.2014 | 0 | no | 0 | 0 | 0 | 428.2014 | 4860 | no | 15535.7669 | 0 | 24300 |  |  | 0 |  |  | 0 | 0 | 0 | 0 | 0 |  | 0 | 0 | 0 | 0 | 0 | 15535.7669 | 15036.0442 | 12589.7624 | 0 | yes | Deficit |  |  | 0 | 0 | 0 | 0 | 0 |  | 0 | 0 | 0 | 0 | 2099.279 | yes |  | 0 | 0 | 0 | 2099.279 | 0 | no | 0 | 0 | 0 | 2099.279 | 0
| 15489.5912 | 0 | no | Surplus | yes |  | 0 | 0 | 0 | 46.1757 | 0 | no | 0 | 0 | 0 | 46.1757 | 4860 | no | 15489.5912 | 0 | 24300 |  |  | 0 |  |  | 0 | 0 | 0 | 0 | 0 |  | 0 | 0 | 0 | 0 | 0 | 15489.5912 | 14603.6533 | 12552.3429 | 0 | yes | Deficit |  |  | 0 | 0 | 0 | 0 | 0 |  | 0 | 0 | 0 | 0 | 2013.8909 | yes |  | 0 | 0 | 0 | 2013.8909 | 0 | no | 0 | 0 | 0 | 2013.8909 | 0
| 17403.7238 | 0 | yes | Deficit |  |  | 0 | 0 | 0 | 0 | 0 |  | 0 | 0 | 0 | 0 | 4860 | no |  | 0 | 24300 | no | 17403.7238 | 0 | no | no | 0 | 0 | 0 | 0 | 0 |  | 0 | 0 | 0 | 0 | 0 | 17403.7238 | 13806.1814 | 14103.5039 | 0 | yes | Deficit |  |  | 0 | 0 | 0 | 0 | 0 |  | 0 | 0 | 0 | 0 | 1253.8384 | yes |  | 0 | 0 | 0 | 1253.8384 | 0 | no | 0 | 0 | 0 | 1253.8384 | 0
| 19312.8095 | 0 | yes | Deficit |  |  | 0 | 0 | 0 | 0 | 0 |  | 0 | 0 | 0 | 0 | 4860 | no |  | 0 | 24300 | no | 19312.8095 | 0 | no | no | 0 | 0 | 0 | 0 | 0 |  | 0 | 0 | 0 | 0 | 0 | 19312.8095 | 14411.0383 | 15650.575 | 0 | yes | Deficit |  |  | 0 | 0 | 0 | 0 | 0 |  | 0 | 0 | 0 | 0 | 307.5345 | yes |  | 0 | 0 | 0 | 307.5345 | 0 | no | 0 | 0 | 0 | 307.5345 | 0
| 17593.2241 | 0 | no | Surplus | yes |  | 0 | 0 | 0 | 1719.5854 | 0 | no | 0 | 0 | 0 | 1719.5854 | 4860 | no | 17593.2241 | 0 | 24300 |  |  | 0 |  |  | 0 | 0 | 0 | 0 | 0 |  | 0 | 0 | 0 | 0 | 0 | 17593.2241 | 14241.8804 | 14257.0698 | 0 | no | Surplus | yes |  | 0 | 0 | 0 | 1408.6946 | 0 | no | 0 | 0 | 0 | 1408.6946 | 0 |  |  | 0 | 0 | 0 | 0 | 0 |  | 0 | 0 | 0 | 0 | 0
| 15200.5887 | 0 | no | Surplus | yes |  | 0 | 0 | 0 | 2392.6355 | 0 | no | 0 | 0 | 0 | 2392.6355 | 4860 | no | 15200.5887 | 0 | 24300 |  |  | 0 |  |  | 0 | 0 | 0 | 0 | 0 |  | 0 | 0 | 0 | 0 | 0 | 15200.5887 | 14821.4277 | 12318.1432 | 0 | yes | Deficit |  |  | 0 | 0 | 0 | 0 | 0 |  | 0 | 0 | 0 | 0 | 564.3579 | yes |  | 0 | 0 | 0 | 564.3579 | 0 | no | 0 | 0 | 0 | 564.3579 | 0
| 15317.0234 | 0 | yes | Deficit |  |  | 0 | 0 | 0 | 0 | 0 |  | 0 | 0 | 0 | 0 | 4860 | no |  | 0 | 24300 | no | 15317.0234 | 0 | no | no | 0 | 0 | 0 | 0 | 0 |  | 0 | 0 | 0 | 0 | 0 | 15317.0234 | 14305.4093 | 12412.4987 | 0 | yes | Deficit |  |  | 0 | 0 | 0 | 0 | 0 |  | 0 | 0 | 0 | 0 | 1987.2661 | yes |  | 0 | 0 | 0 | 1987.2661 | 0 | no | 0 | 0 | 0 | 1987.2661 | 0
| 14668.2407 | 0 | no | Surplus | yes |  | 0 | 0 | 0 | 648.7827 | 0 | no | 0 | 0 | 0 | 648.7827 | 4860 | no | 14668.2407 | 0 | 24300 |  |  | 0 |  |  | 0 | 0 | 0 | 0 | 0 |  | 0 | 0 | 0 | 0 | 0 | 14668.2407 | 14927.7468 | 11886.7429 | 0 | yes | Deficit |  |  | 0 | 0 | 0 | 0 | 0 |  | 0 | 0 | 0 | 0 | 2515.248 | yes |  | 0 | 0 | 0 | 2515.248 | 0 | no | 0 | 0 | 0 | 2515.248 | 0
| 13588.3893 | 0 | no | Surplus | yes |  | 0 | 0 | 0 | 1079.8514 | 0 | no | 0 | 0 | 0 | 1079.8514 | 4860 | no | 13588.3893 | 0 | 24300 |  |  | 0 |  |  | 0 | 0 | 0 | 0 | 0 |  | 0 | 0 | 0 | 0 | 0 | 13588.3893 | 15476.7793 | 11011.6607 | 0 | yes | Deficit |  |  | 0 | 0 | 0 | 0 | 0 |  | 0 | 0 | 0 | 0 | 3590.0364 | yes |  | 0 | 0 | 0 | 3590.0364 | 0 | no | 0 | 0 | 0 | 3590.0364 | 0
| 13061.5121 | 0 | no | Surplus | yes |  | 0 | 0 | 0 | 526.8772 | 0 | no | 0 | 0 | 0 | 526.8772 | 4860 | no | 13061.5121 | 0 | 24300 |  |  | 0 |  |  | 0 | 0 | 0 | 0 | 0 |  | 0 | 0 | 0 | 0 | 0 | 13061.5121 | 14934.3527 | 10584.6937 | 0 | yes | Deficit |  |  | 0 | 0 | 0 | 0 | 0 |  | 0 | 0 | 0 | 0 | 3922.692 | yes |  | 0 | 0 | 0 | 3922.692 | 0 | no | 0 | 0 | 0 | 3922.692 | 0
| 16568.4138 | 0 | yes | Deficit |  |  | 0 | 0 | 0 | 0 | 0 |  | 0 | 0 | 0 | 0 | 4860 | no |  | 0 | 24300 | no | 16568.4138 | 0 | no | no | 0 | 0 | 0 | 0 | 0 |  | 0 | 0 | 0 | 0 | 0 | 16568.4138 | 14735.7612 | 13426.5914 | 0 | yes | Deficit |  |  | 0 | 0 | 0 | 0 | 0 |  | 0 | 0 | 0 | 0 | 4151.0674 | yes |  | 0 | 0 | 0 | 4151.0674 | 0 | no | 0 | 0 | 0 | 4151.0674 | 0
| 15080.3586 | 0 | no | Surplus | yes |  | 0 | 0 | 0 | 1488.0552 | 0 | no | 0 | 0 | 0 | 1488.0552 | 4860 | no | 15080.3586 | 0 | 24300 |  |  | 0 |  |  | 0 | 0 | 0 | 0 | 0 |  | 0 | 0 | 0 | 0 | 0 | 15080.3586 | 14669.3307 | 12220.712 | 0 | yes | Deficit |  |  | 0 | 0 | 0 | 0 | 0 |  | 0 | 0 | 0 | 0 | 1242.7393 | yes |  | 0 | 0 | 0 | 1242.7393 | 0 | no | 0 | 0 | 0 | 1242.7393 | 0
| 15407.6577 | 0 | yes | Deficit |  |  | 0 | 0 | 0 | 0 | 0 |  | 0 | 0 | 0 | 0 | 4860 | no |  | 0 | 24300 | no | 15407.6577 | 0 | no | no | 0 | 0 | 0 | 0 | 0 |  | 0 | 0 | 0 | 0 | 0 | 15407.6577 | 14614.7696 | 12485.9463 | 0 | yes | Deficit |  |  | 0 | 0 | 0 | 0 | 0 |  | 0 | 0 | 0 | 0 | 2394.0576 | yes |  | 0 | 0 | 0 | 2394.0576 | 0 | no | 0 | 0 | 0 | 2394.0576 | 0
| 15854.7902 | 0 | yes | Deficit |  |  | 0 | 0 | 0 | 0 | 0 |  | 0 | 0 | 0 | 0 | 4860 | no |  | 0 | 24300 | no | 15854.7902 | 0 | no | no | 0 | 0 | 0 | 0 | 0 |  | 0 | 0 | 0 | 0 | 0 | 15854.7902 | 14469.4442 | 12848.2903 | 0 | yes | Deficit |  |  | 0 | 0 | 0 | 0 | 0 |  | 0 | 0 | 0 | 0 | 1983.4979 | yes |  | 0 | 0 | 0 | 1983.4979 | 0 | no | 0 | 0 | 0 | 1983.4979 | 0
| 13065.9451 | 0 | no | Surplus | yes |  | 0 | 0 | 0 | 2788.8451 | 0 | no | 0 | 0 | 0 | 2788.8451 | 4860 | no | 13065.9451 | 0 | 24300 |  |  | 0 |  |  | 0 | 0 | 0 | 0 | 0 |  | 0 | 0 | 0 | 0 | 0 | 13065.9451 | 14425.0852 | 10588.2862 | 0 | yes | Deficit |  |  | 0 | 0 | 0 | 0 | 0 |  | 0 | 0 | 0 | 0 | 1576.7949 | yes |  | 0 | 0 | 0 | 1576.7949 | 0 | no | 0 | 0 | 0 | 1576.7949 | 0
| 12506.4381 | 0 | no | Surplus | yes |  | 0 | 0 | 0 | 559.5071 | 0 | no | 0 | 0 | 0 | 559.5071 | 4860 | no | 12506.4381 | 0 | 24300 |  |  | 0 |  |  | 0 | 0 | 0 | 0 | 0 |  | 0 | 0 | 0 | 0 | 0 | 12506.4381 | 13997.2123 | 10134.8769 | 0 | yes | Deficit |  |  | 0 | 0 | 0 | 0 | 0 |  | 0 | 0 | 0 | 0 | 3408.9262 | yes |  | 0 | 0 | 0 | 3408.9262 | 0 | no | 0 | 0 | 0 | 3408.9262 | 0
| 14741.0162 | 0 | yes | Deficit |  |  | 0 | 0 | 0 | 0 | 0 |  | 0 | 0 | 0 | 0 | 4860 | no |  | 0 | 24300 | no | 14741.0162 | 0 | no | no | 0 | 0 | 0 | 0 | 0 |  | 0 | 0 | 0 | 0 | 0 | 14741.0162 | 14480.1809 | 11945.7181 | 0 | yes | Deficit |  |  | 0 | 0 | 0 | 0 | 0 |  | 0 | 0 | 0 | 0 | 4345.304 | yes |  | 0 | 0 | 0 | 4345.304 | 0 | no | 0 | 0 | 0 | 4345.304 | 0
| 12915.9863 | 0 | no | Surplus | yes |  | 0 | 0 | 0 | 1825.0299 | 0 | no | 0 | 0 | 0 | 1825.0299 | 4860 | no | 12915.9863 | 0 | 24300 |  |  | 0 |  |  | 0 | 0 | 0 | 0 | 0 |  | 0 | 0 | 0 | 0 | 0 | 12915.9863 | 13562.3582 | 10466.7636 | 0 | yes | Deficit |  |  | 0 | 0 | 0 | 0 | 0 |  | 0 | 0 | 0 | 0 | 1616.64 | yes |  | 0 | 0 | 0 | 1616.64 | 0 | no | 0 | 0 | 0 | 1616.64 | 0
| 12942.9221 | 0 | yes | Deficit |  |  | 0 | 0 | 0 | 0 | 0 |  | 0 | 0 | 0 | 0 | 4860 | no |  | 0 | 24300 | no | 12942.9221 | 0 | no | no | 0 | 0 | 0 | 0 | 0 |  | 0 | 0 | 0 | 0 | 0 | 12942.9221 | 14124.3589 | 10488.5917 | 0 | yes | Deficit |  |  | 0 | 0 | 0 | 0 | 0 |  | 0 | 0 | 0 | 0 | 3657.5953 | yes |  | 0 | 0 | 0 | 3657.5953 | 0 | no | 0 | 0 | 0 | 3657.5953 | 0
| 15693.4493 | 0 | yes | Deficit |  |  | 0 | 0 | 0 | 0 | 0 |  | 0 | 0 | 0 | 0 | 4860 | no |  | 0 | 24300 | no | 15693.4493 | 0 | no | no | 0 | 0 | 0 | 0 | 0 |  | 0 | 0 | 0 | 0 | 0 | 15693.4493 | 14277.8955 | 12717.544 | 0 | yes | Deficit |  |  | 0 | 0 | 0 | 0 | 0 |  | 0 | 0 | 0 | 0 | 3789.3039 | yes |  | 0 | 0 | 0 | 3789.3039 | 0 | no | 0 | 0 | 0 | 3789.3039 | 0
| 17178.013 | 0 | yes | Deficit |  |  | 0 | 0 | 0 | 0 | 0 |  | 0 | 0 | 0 | 0 | 4860 | no |  | 0 | 24300 | no | 17178.013 | 0 | no | no | 0 | 0 | 0 | 0 | 0 |  | 0 | 0 | 0 | 0 | 0 | 17178.013 | 15397.8822 | 13920.594 | 0 | yes | Deficit |  |  | 0 | 0 | 0 | 0 | 0 |  | 0 | 0 | 0 | 0 | 2680.3383 | yes |  | 0 | 0 | 0 | 2680.3383 | 0 | no | 0 | 0 | 0 | 2680.3383 | 0
| 17558.1192 | 0 | yes | Deficit |  |  | 0 | 0 | 0 | 0 | 0 |  | 0 | 0 | 0 | 0 | 4860 | no |  | 0 | 24300 | no | 17558.1192 | 0 | no | no | 0 | 0 | 0 | 0 | 0 |  | 0 | 0 | 0 | 0 | 0 | 17558.1192 | 15292.4256 | 14228.6217 | 0 | yes | Deficit |  |  | 0 | 0 | 0 | 0 | 0 |  | 0 | 0 | 0 | 0 | 1371.8316 | yes |  | 0 | 0 | 0 | 1371.8316 | 0 | no | 0 | 0 | 0 | 1371.8316 | 0
| 18173.3491 | 0 | yes | Deficit |  |  | 0 | 0 | 0 | 0 | 0 |  | 0 | 0 | 0 | 0 | 4860 | no |  | 0 | 24300 | no | 18173.3491 | 0 | no | no | 0 | 0 | 0 | 0 | 0 |  | 0 | 0 | 0 | 0 | 0 | 18173.3491 | 15008.2632 | 14727.1872 | 0 | yes | Deficit |  |  | 0 | 0 | 0 | 0 | 0 |  | 0 | 0 | 0 | 0 | 779.6415 | yes |  | 0 | 0 | 0 | 779.6415 | 0 | no | 0 | 0 | 0 | 779.6415 | 0
| 22199.0937 | 0 | yes | Deficit |  |  | 0 | 0 | 0 | 0 | 0 |  | 0 | 0 | 0 | 0 | 4860 | no |  | 0 | 24300 | no | 22199.0937 | 0 | no | no | 0 | 0 | 0 | 0 | 0 |  | 0 | 0 | 0 | 0 | 0 | 22199.0937 | 15685.939 | 17989.541 | 0 | yes | Deficit |  |  | 0 | 0 | 0 | 0 | 0 |  | 0 | 0 | 0 | 0 | 958.7518 | yes |  | 0 | 0 | 0 | 958.7518 | 0 | no | 0 | 0 | 0 | 958.7518 | 0
| 20951.9567 | 0 | no | Surplus | yes |  | 0 | 0 | 0 | 1247.1369 | 0 | no | 0 | 0 | 0 | 1247.1369 | 4860 | no | 20951.9567 | 0 | 24300 |  |  | 0 |  |  | 0 | 0 | 0 | 0 | 0 |  | 0 | 0 | 0 | 0 | 0 | 20951.9567 | 15697.7301 | 16978.8952 | 0 | no | Surplus | yes |  | 0 | 0 | 0 | 2291.811 | 0 | no | 0 | 0 | 0 | 2291.811 | 0 |  |  | 0 | 0 | 0 | 0 | 0 |  | 0 | 0 | 0 | 0 | 0
| 18720.0799 | 0 | no | Surplus | yes |  | 0 | 0 | 0 | 2231.8768 | 0 | no | 0 | 0 | 0 | 2231.8768 | 4860 | no | 18720.0799 | 0 | 24300 |  |  | 0 |  |  | 0 | 0 | 0 | 0 | 0 |  | 0 | 0 | 0 | 0 | 0 | 18720.0799 | 16378.851 | 15170.243 | 0 | no | Surplus | yes |  | 0 | 0 | 0 | 600.0442 | 0 | no | 0 | 0 | 0 | 600.0442 | 0 |  |  | 0 | 0 | 0 | 0 | 0 |  | 0 | 0 | 0 | 0 | 0
| 18532.9461 | 0 | no | Surplus | yes |  | 0 | 0 | 0 | 187.1338 | 0 | no | 0 | 0 | 0 | 187.1338 | 4860 | no | 18532.9461 | 0 | 24300 |  |  | 0 |  |  | 0 | 0 | 0 | 0 | 0 |  | 0 | 0 | 0 | 0 | 0 | 18532.9461 | 17320.5374 | 15018.5949 | 0 | yes | Deficit |  |  | 0 | 0 | 0 | 0 | 0 |  | 0 | 0 | 0 | 0 | 2150.2944 | yes |  | 0 | 0 | 0 | 2150.2944 | 0 | no | 0 | 0 | 0 | 2150.2944 | 0
| 17563.5857 | 0 | no | Surplus | yes |  | 0 | 0 | 0 | 969.3604 | 0 | no | 0 | 0 | 0 | 969.3604 | 4860 | no | 17563.5857 | 0 | 24300 |  |  | 0 |  |  | 0 | 0 | 0 | 0 | 0 |  | 0 | 0 | 0 | 0 | 0 | 17563.5857 | 16250.1626 | 14233.0517 | 0 | yes | Deficit |  |  | 0 | 0 | 0 | 0 | 0 |  | 0 | 0 | 0 | 0 | 1231.5677 | yes |  | 0 | 0 | 0 | 1231.5677 | 0 | no | 0 | 0 | 0 | 1231.5677 | 0
| 19998.0602 | 0 | yes | Deficit |  |  | 0 | 0 | 0 | 0 | 0 |  | 0 | 0 | 0 | 0 | 4860 | no |  | 0 | 24300 | no | 19998.0602 | 0 | no | no | 0 | 0 | 0 | 0 | 0 |  | 0 | 0 | 0 | 0 | 0 | 19998.0602 | 16768.3319 | 16205.8835 | 0 | yes | Deficit |  |  | 0 | 0 | 0 | 0 | 0 |  | 0 | 0 | 0 | 0 | 2535.2803 | yes |  | 0 | 0 | 0 | 2535.2803 | 0 | no | 0 | 0 | 0 | 2535.2803 | 0
| 16805.7618 | 0 | no | Surplus | yes |  | 0 | 0 | 0 | 3192.2984 | 0 | no | 0 | 0 | 0 | 3192.2984 | 4860 | no | 16805.7618 | 0 | 24300 |  |  | 0 |  |  | 0 | 0 | 0 | 0 | 0 |  | 0 | 0 | 0 | 0 | 0 | 16805.7618 | 16479.044 | 13618.9318 | 0 | yes | Deficit |  |  | 0 | 0 | 0 | 0 | 0 |  | 0 | 0 | 0 | 0 | 273.1605 | yes |  | 0 | 0 | 0 | 273.1605 | 0 | no | 0 | 0 | 0 | 273.1605 | 0
| 15867.7053 | 0 | no | Surplus | yes |  | 0 | 0 | 0 | 938.0565 | 0 | no | 0 | 0 | 0 | 938.0565 | 4860 | no | 15867.7053 | 0 | 24300 |  |  | 0 |  |  | 0 | 0 | 0 | 0 | 0 |  | 0 | 0 | 0 | 0 | 0 | 15867.7053 | 16232.2842 | 12858.7564 | 0 | yes | Deficit |  |  | 0 | 0 | 0 | 0 | 0 |  | 0 | 0 | 0 | 0 | 2613.3524 | yes |  | 0 | 0 | 0 | 2613.3524 | 0 | no | 0 | 0 | 0 | 2613.3524 | 0
| 15745.5316 | 0 | no | Surplus | yes |  | 0 | 0 | 0 | 122.1738 | 0 | no | 0 | 0 | 0 | 122.1738 | 4860 | no | 15745.5316 | 0 | 24300 |  |  | 0 |  |  | 0 | 0 | 0 | 0 | 0 |  | 0 | 0 | 0 | 0 | 0 | 15745.5316 | 16430.053 | 12759.7501 | 0 | yes | Deficit |  |  | 0 | 0 | 0 | 0 | 0 |  | 0 | 0 | 0 | 0 | 3571.2967 | yes |  | 0 | 0 | 0 | 3571.2967 | 0 | no | 0 | 0 | 0 | 3571.2967 | 0
| 16010.8732 | 0 | yes | Deficit |  |  | 0 | 0 | 0 | 0 | 0 |  | 0 | 0 | 0 | 0 | 4860 | no |  | 0 | 24300 | no | 16010.8732 | 0 | no | no | 0 | 0 | 0 | 0 | 0 |  | 0 | 0 | 0 | 0 | 0 | 16010.8732 | 16358.506 | 12974.7757 | 0 | yes | Deficit |  |  | 0 | 0 | 0 | 0 | 0 |  | 0 | 0 | 0 | 0 | 3598.7559 | yes |  | 0 | 0 | 0 | 3598.7559 | 0 | no | 0 | 0 | 0 | 3598.7559 | 0
| 16440.8935 | 0 | yes | Deficit |  |  | 0 | 0 | 0 | 0 | 0 |  | 0 | 0 | 0 | 0 | 4860 | no |  | 0 | 24300 | no | 16440.8935 | 0 | no | no | 0 | 0 | 0 | 0 | 0 |  | 0 | 0 | 0 | 0 | 0 | 16440.8935 | 16295.5759 | 13323.2525 | 0 | yes | Deficit |  |  | 0 | 0 | 0 | 0 | 0 |  | 0 | 0 | 0 | 0 | 3320.8002 | yes |  | 0 | 0 | 0 | 3320.8002 | 0 | no | 0 | 0 | 0 | 3320.8002 | 0
| 19947.2887 | 0 | yes | Deficit |  |  | 0 | 0 | 0 | 0 | 0 |  | 0 | 0 | 0 | 0 | 4860 | no |  | 0 | 24300 | no | 19947.2887 | 0 | no | no | 0 | 0 | 0 | 0 | 0 |  | 0 | 0 | 0 | 0 | 0 | 19947.2887 | 16636.7714 | 16164.7396 | 0 | yes | Deficit |  |  | 0 | 0 | 0 | 0 | 0 |  | 0 | 0 | 0 | 0 | 3313.519 | yes |  | 0 | 0 | 0 | 3313.519 | 0 | no | 0 | 0 | 0 | 3313.519 | 0
| 17430.2719 | 0 | no | Surplus | yes |  | 0 | 0 | 0 | 2517.0168 | 0 | no | 0 | 0 | 0 | 2517.0168 | 4860 | no | 17430.2719 | 0 | 24300 |  |  | 0 |  |  | 0 | 0 | 0 | 0 | 0 |  | 0 | 0 | 0 | 0 | 0 | 17430.2719 | 16949.6809 | 14125.0177 | 0 | yes | Deficit |  |  | 0 | 0 | 0 | 0 | 0 |  | 0 | 0 | 0 | 0 | 784.9413 | yes |  | 0 | 0 | 0 | 784.9413 | 0 | no | 0 | 0 | 0 | 784.9413 | 0
| 17921.9345 | 0 | yes | Deficit |  |  | 0 | 0 | 0 | 0 | 0 |  | 0 | 0 | 0 | 0 | 4860 | no |  | 0 | 24300 | no | 17921.9345 | 0 | no | no | 0 | 0 | 0 | 0 | 0 |  | 0 | 0 | 0 | 0 | 0 | 17921.9345 | 16908.1983 | 14523.4477 | 0 | yes | Deficit |  |  | 0 | 0 | 0 | 0 | 0 |  | 0 | 0 | 0 | 0 | 2783.1805 | yes |  | 0 | 0 | 0 | 2783.1805 | 0 | no | 0 | 0 | 0 | 2783.1805 | 0
| 18339.1395 | 0 | yes | Deficit |  |  | 0 | 0 | 0 | 0 | 0 |  | 0 | 0 | 0 | 0 | 4860 | no |  | 0 | 24300 | no | 18339.1395 | 0 | no | no | 0 | 0 | 0 | 0 | 0 |  | 0 | 0 | 0 | 0 | 0 | 18339.1395 | 15948.1144 | 14861.5393 | 0 | yes | Deficit |  |  | 0 | 0 | 0 | 0 | 0 |  | 0 | 0 | 0 | 0 | 1424.6667 | yes |  | 0 | 0 | 0 | 1424.6667 | 0 | no | 0 | 0 | 0 | 1424.6667 | 0
| 18510.2824 | 0 | yes | Deficit |  |  | 0 | 0 | 0 | 0 | 0 |  | 0 | 0 | 0 | 0 | 4860 | no |  | 0 | 24300 | no | 18510.2824 | 0 | no | no | 0 | 0 | 0 | 0 | 0 |  | 0 | 0 | 0 | 0 | 0 | 18510.2824 | 15637.0583 | 15000.2289 | 0 | yes | Deficit |  |  | 0 | 0 | 0 | 0 | 0 |  | 0 | 0 | 0 | 0 | 775.519 | yes |  | 0 | 0 | 0 | 775.519 | 0 | no | 0 | 0 | 0 | 775.519 | 0
| 18640.2288 | 0 | yes | Deficit |  |  | 0 | 0 | 0 | 0 | 0 |  | 0 | 0 | 0 | 0 | 4860 | no |  | 0 | 24300 | no | 18640.2288 | 0 | no | no | 0 | 0 | 0 | 0 | 0 |  | 0 | 0 | 0 | 0 | 0 | 18640.2288 | 15787.4836 | 15105.5339 | 0 | yes | Deficit |  |  | 0 | 0 | 0 | 0 | 0 |  | 0 | 0 | 0 | 0 | 787.2547 | yes |  | 0 | 0 | 0 | 787.2547 | 0 | no | 0 | 0 | 0 | 787.2547 | 0
| 18343.6143 | 0 | no | Surplus | yes |  | 0 | 0 | 0 | 296.6145 | 0 | no | 0 | 0 | 0 | 296.6145 | 4860 | no | 18343.6143 | 0 | 24300 |  |  | 0 |  |  | 0 | 0 | 0 | 0 | 0 |  | 0 | 0 | 0 | 0 | 0 | 18343.6143 | 16430.9127 | 14865.1655 | 0 | yes | Deficit |  |  | 0 | 0 | 0 | 0 | 0 |  | 0 | 0 | 0 | 0 | 1325.3789 | yes |  | 0 | 0 | 0 | 1325.3789 | 0 | no | 0 | 0 | 0 | 1325.3789 | 0
| 18278.5269 | 0 | no | Surplus | yes |  | 0 | 0 | 0 | 65.0874 | 0 | no | 0 | 0 | 0 | 65.0874 | 4860 | no | 18278.5269 | 0 | 24300 |  |  | 0 |  |  | 0 | 0 | 0 | 0 | 0 |  | 0 | 0 | 0 | 0 | 0 | 18278.5269 | 17338.46 | 14812.4205 | 0 | yes | Deficit |  |  | 0 | 0 | 0 | 0 | 0 |  | 0 | 0 | 0 | 0 | 2473.2945 | yes |  | 0 | 0 | 0 | 2473.2945 | 0 | no | 0 | 0 | 0 | 2473.2945 | 0
| 18128.2136 | 0 | no | Surplus | yes |  | 0 | 0 | 0 | 150.3132 | 0 | no | 0 | 0 | 0 | 150.3132 | 4860 | no | 18128.2136 | 0 | 24300 |  |  | 0 |  |  | 0 | 0 | 0 | 0 | 0 |  | 0 | 0 | 0 | 0 | 0 | 18128.2136 | 15995.4031 | 14690.6107 | 0 | yes | Deficit |  |  | 0 | 0 | 0 | 0 | 0 |  | 0 | 0 | 0 | 0 | 1182.9826 | yes |  | 0 | 0 | 0 | 1182.9826 | 0 | no | 0 | 0 | 0 | 1182.9826 | 0
| 13968.2719 | 0 | no | Surplus | yes |  | 0 | 0 | 0 | 4159.9417 | 0 | no | 0 | 0 | 0 | 4159.9417 | 4860 | no | 13968.2719 | 0 | 24300 |  |  | 0 |  |  | 0 | 0 | 0 | 0 | 0 |  | 0 | 0 | 0 | 0 | 0 | 13968.2719 | 16601.1679 | 11319.5072 | 0 | yes | Deficit |  |  | 0 | 0 | 0 | 0 | 0 |  | 0 | 0 | 0 | 0 | 1910.5572 | yes |  | 0 | 0 | 0 | 1910.5572 | 0 | no | 0 | 0 | 0 | 1910.5572 | 0
| 14417.6236 | 0 | yes | Deficit |  |  | 0 | 0 | 0 | 0 | 0 |  | 0 | 0 | 0 | 0 | 4860 | no |  | 0 | 24300 | no | 14417.6236 | 0 | no | no | 0 | 0 | 0 | 0 | 0 |  | 0 | 0 | 0 | 0 | 0 | 14417.6236 | 15716.8663 | 11683.6496 | 0 | yes | Deficit |  |  | 0 | 0 | 0 | 0 | 0 |  | 0 | 0 | 0 | 0 | 4397.359 | yes |  | 0 | 0 | 0 | 4397.359 | 0 | no | 0 | 0 | 0 | 4397.359 | 0
| 16000.8168 | 0 | yes | Deficit |  |  | 0 | 0 | 0 | 0 | 0 |  | 0 | 0 | 0 | 0 | 4860 | no |  | 0 | 24300 | no | 16000.8168 | 0 | no | no | 0 | 0 | 0 | 0 | 0 |  | 0 | 0 | 0 | 0 | 0 | 16000.8168 | 16578.9186 | 12966.6263 | 0 | yes | Deficit |  |  | 0 | 0 | 0 | 0 | 0 |  | 0 | 0 | 0 | 0 | 4895.2691 | yes |  | 0 | 0 | 0 | 4895.2691 | 0 | no | 0 | 0 | 0 | 4895.2691 | 0
| 15182.8997 | 0 | no | Surplus | yes |  | 0 | 0 | 0 | 817.9172 | 0 | no | 0 | 0 | 0 | 817.9172 | 4860 | no | 15182.8997 | 0 | 24300 |  |  | 0 |  |  | 0 | 0 | 0 | 0 | 0 |  | 0 | 0 | 0 | 0 | 0 | 15182.8997 | 16937.9883 | 12303.8085 | 0 | yes | Deficit |  |  | 0 | 0 | 0 | 0 | 0 |  | 0 | 0 | 0 | 0 | 3971.362 | yes |  | 0 | 0 | 0 | 3971.362 | 0 | no | 0 | 0 | 0 | 3971.362 | 0
| 12684.1941 | 0 | no | Surplus | yes |  | 0 | 0 | 0 | 2498.7056 | 0 | no | 0 | 0 | 0 | 2498.7056 | 4860 | no | 12684.1941 | 0 | 24300 |  |  | 0 |  |  | 0 | 0 | 0 | 0 | 0 |  | 0 | 0 | 0 | 0 | 0 | 12684.1941 | 16405.1853 | 10278.9255 | 0 | yes | Deficit |  |  | 0 | 0 | 0 | 0 | 0 |  | 0 | 0 | 0 | 0 | 4101.3768 | yes |  | 0 | 0 | 0 | 4101.3768 | 0 | no | 0 | 0 | 0 | 4101.3768 | 0
| 13086.7906 | 0 | yes | Deficit |  |  | 0 | 0 | 0 | 0 | 0 |  | 0 | 0 | 0 | 0 | 4860 | no |  | 0 | 24300 | no | 13086.7906 | 0 | no | no | 0 | 0 | 0 | 0 | 0 |  | 0 | 0 | 0 | 0 | 0 | 13086.7906 | 16587.2638 | 10605.1788 | 0 | yes | Deficit |  |  | 0 | 0 | 0 | 0 | 0 |  | 0 | 0 | 0 | 0 | 6308.3384 | yes |  | 0 | 0 | 0 | 6308.3384 | 0 | no | 0 | 0 | 0 | 6308.3384 | 0
| 11815.4471 | 0 | no | Surplus | yes |  | 0 | 0 | 0 | 1271.3435 | 0 | no | 0 | 0 | 0 | 1271.3435 | 4860 | no | 11815.4471 | 0 | 24300 |  |  | 0 |  |  | 0 | 0 | 0 | 0 | 0 |  | 0 | 0 | 0 | 0 | 0 | 11815.4471 | 16602.3448 | 9574.9166 | 0 | yes | Deficit |  |  | 0 | 0 | 0 | 0 | 0 |  | 0 | 0 | 0 | 0 | 5997.1661 | yes |  | 0 | 0 | 0 | 5997.1661 | 0 | no | 0 | 0 | 0 | 5997.1661 | 0
| 13828.996 | 0 | yes | Deficit |  |  | 0 | 0 | 0 | 0 | 0 |  | 0 | 0 | 0 | 0 | 4860 | no |  | 0 | 23630.8942 | no | 13828.996 | 0 | no | no | 0 | 0 | 0 | 0 | 0 |  | 0 | 0 | 0 | 0 | 0 | 13828.996 | 16422.2833 | 11206.6418 | 0 | yes | Deficit |  |  | 0 | 0 | 0 | 0 | 0 |  | 0 | 0 | 0 | 0 | 6847.3667 | yes |  | 0 | 0 | 0 | 6847.3667 | 0 | no | 0 | 0 | 0 | 6847.3667 | 0
| 13376.4289 | 0 | no | Surplus | yes |  | 0 | 0 | 0 | 452.5671 | 0 | no | 0 | 0 | 0 | 452.5671 | 4860 | no | 13376.4289 | 0 | 24300 |  |  | 0 |  |  | 0 | 0 | 0 | 0 | 0 |  | 0 | 0 | 0 | 0 | 0 | 13376.4289 | 17236.8433 | 10839.8937 | 0 | yes | Deficit |  |  | 0 | 0 | 0 | 0 | 0 |  | 0 | 0 | 0 | 0 | 6030.2016 | yes |  | 0 | 0 | 0 | 6030.2016 | 0 | no | 0 | 0 | 0 | 6030.2016 | 0
| 12309.3618 | 0 | no | Surplus | yes |  | 0 | 0 | 0 | 1067.0671 | 0 | no | 0 | 0 | 0 | 1067.0671 | 4860 | no | 12309.3618 | 0 | 24300 |  |  | 0 |  |  | 0 | 0 | 0 | 0 | 0 |  | 0 | 0 | 0 | 0 | 0 | 12309.3618 | 17106.7558 | 9975.1716 | 0 | yes | Deficit |  |  | 0 | 0 | 0 | 0 | 0 |  | 0 | 0 | 0 | 0 | 6266.862 | yes |  | 0 | 0 | 0 | 6266.862 | 0 | no | 0 | 0 | 0 | 6266.862 | 0
| 15387.7415 | 0 | yes | Deficit |  |  | 0 | 0 | 0 | 0 | 0 |  | 0 | 0 | 0 | 0 | 4860 | no |  | 0 | 24300 | no | 15387.7415 | 0 | no | no | 0 | 0 | 0 | 0 | 0 |  | 0 | 0 | 0 | 0 | 0 | 15387.7415 | 16003.4299 | 12469.8067 | 0 | yes | Deficit |  |  | 0 | 0 | 0 | 0 | 0 |  | 0 | 0 | 0 | 0 | 6028.2583 | yes |  | 0 | 0 | 0 | 6028.2583 | 0 | no | 0 | 0 | 0 | 6028.2583 | 0
| 14075.5773 | 0 | no | Surplus | yes |  | 0 | 0 | 0 | 1312.1642 | 0 | no | 0 | 0 | 0 | 1312.1642 | 4860 | no | 14075.5773 | 0 | 24300 |  |  | 0 |  |  | 0 | 0 | 0 | 0 | 0 |  | 0 | 0 | 0 | 0 | 0 | 14075.5773 | 15548.0046 | 11406.4646 | 0 | yes | Deficit |  |  | 0 | 0 | 0 | 0 | 0 |  | 0 | 0 | 0 | 0 | 3078.1979 | yes |  | 0 | 0 | 0 | 3078.1979 | 0 | no | 0 | 0 | 0 | 3078.1979 | 0
| 13287.2413 | 0 | no | Surplus | yes |  | 0 | 0 | 0 | 788.3361 | 0 | no | 0 | 0 | 0 | 788.3361 | 4860 | no | 13287.2413 | 0 | 24300 |  |  | 0 |  |  | 0 | 0 | 0 | 0 | 0 |  | 0 | 0 | 0 | 0 | 0 | 13287.2413 | 14087.6002 | 10767.6185 | 0 | yes | Deficit |  |  | 0 | 0 | 0 | 0 | 0 |  | 0 | 0 | 0 | 0 | 2681.1356 | yes |  | 0 | 0 | 0 | 2681.1356 | 0 | no | 0 | 0 | 0 | 2681.1356 | 0
| 13977.6131 | 0 | yes | Deficit |  |  | 0 | 0 | 0 | 0 | 0 |  | 0 | 0 | 0 | 0 | 4860 | no |  | 0 | 24300 | no | 13977.6131 | 0 | no | no | 0 | 0 | 0 | 0 | 0 |  | 0 | 0 | 0 | 0 | 0 | 13977.6131 | 15245.6436 | 11327.0771 | 0 | yes | Deficit |  |  | 0 | 0 | 0 | 0 | 0 |  | 0 | 0 | 0 | 0 | 4478.025 | yes |  | 0 | 0 | 0 | 4478.025 | 0 | no | 0 | 0 | 0 | 4478.025 | 0
| 13880.2813 | 0 | no | Surplus | yes |  | 0 | 0 | 0 | 97.3318 | 0 | no | 0 | 0 | 0 | 97.3318 | 4860 | no | 13880.2813 | 0 | 24300 |  |  | 0 |  |  | 0 | 0 | 0 | 0 | 0 |  | 0 | 0 | 0 | 0 | 0 | 13880.2813 | 14572.05 | 11248.202 | 0 | yes | Deficit |  |  | 0 | 0 | 0 | 0 | 0 |  | 0 | 0 | 0 | 0 | 3244.9729 | yes |  | 0 | 0 | 0 | 3244.9729 | 0 | no | 0 | 0 | 0 | 3244.9729 | 0
| 11402.4862 | 0 | no | Surplus | yes |  | 0 | 0 | 0 | 2477.7952 | 0 | no | 0 | 0 | 0 | 2477.7952 | 4860 | no | 11402.4862 | 0 | 24300 |  |  | 0 |  |  | 0 | 0 | 0 | 0 | 0 |  | 0 | 0 | 0 | 0 | 0 | 11402.4862 | 15174.302 | 9240.2643 | 0 | yes | Deficit |  |  | 0 | 0 | 0 | 0 | 0 |  | 0 | 0 | 0 | 0 | 3926.1 | yes |  | 0 | 0 | 0 | 3926.1 | 0 | no | 0 | 0 | 0 | 3926.1 | 0
| 11498.7229 | 0 | yes | Deficit |  |  | 0 | 0 | 0 | 0 | 0 |  | 0 | 0 | 0 | 0 | 4860 | no |  | 0 | 22804.9723 | no | 11498.7229 | 0 | no | no | 0 | 0 | 0 | 0 | 0 |  | 0 | 0 | 0 | 0 | 0 | 11498.7229 | 14974.9403 | 9318.2519 | 0 | yes | Deficit |  |  | 0 | 0 | 0 | 0 | 0 |  | 0 | 0 | 0 | 0 | 5734.6759 | yes |  | 0 | 0 | 0 | 5734.6759 | 0 | no | 0 | 0 | 0 | 5734.6759 | 0
| 11484.0877 | 0 | no | Surplus | yes |  | 0 | 0 | 0 | 14.6352 | 0 | no | 0 | 0 | 0 | 14.6352 | 4860 | no | 11484.0877 | 0 | 22997.4458 |  |  | 0 |  |  | 0 | 0 | 0 | 0 | 0 |  | 0 | 0 | 0 | 0 | 0 | 11484.0877 | 14657.5622 | 9306.392 | 0 | yes | Deficit |  |  | 0 | 0 | 0 | 0 | 0 |  | 0 | 0 | 0 | 0 | 5339.3102 | yes |  | 0 | 0 | 0 | 5339.3102 | 0 | no | 0 | 0 | 0 | 5339.3102 | 0
| 10317.1525 | 0 | no | Surplus | yes |  | 0 | 0 | 0 | 1166.9351 | 0 | no | 0 | 0 | 0 | 1166.9351 | 4860 | no | 10317.1525 | 0 | 22968.1753 |  |  | 0 |  |  | 0 | 0 | 0 | 0 | 0 |  | 0 | 0 | 0 | 0 | 0 | 10317.1525 | 15220.3692 | 8360.7395 | 0 | yes | Deficit |  |  | 0 | 0 | 0 | 0 | 0 |  | 0 | 0 | 0 | 0 | 5913.9773 | yes |  | 0 | 0 | 0 | 5913.9773 | 0 | no | 0 | 0 | 0 | 5913.9773 | 0
| 11222.0599 | 0 | yes | Deficit |  |  | 0 | 0 | 0 | 0 | 0 |  | 0 | 0 | 0 | 0 | 4860 | no |  | 0 | 20634.3051 | no | 11222.0599 | 0 | no | no | 0 | 0 | 0 | 0 | 0 |  | 0 | 0 | 0 | 0 | 0 | 11222.0599 | 13519.3882 | 9094.0518 | 0 | yes | Deficit |  |  | 0 | 0 | 0 | 0 | 0 |  | 0 | 0 | 0 | 0 | 5158.6487 | yes |  | 0 | 0 | 0 | 5158.6487 | 0 | no | 0 | 0 | 0 | 5158.6487 | 0
| 8690.216 | 0 | no | Surplus | yes |  | 0 | 0 | 0 | 2531.8439 | 0 | no | 0 | 0 | 0 | 2531.8439 | 4860 | no | 8690.216 | 0 | 22444.1198 |  |  | 0 |  |  | 0 | 0 | 0 | 0 | 0 |  | 0 | 0 | 0 | 0 | 0 | 8690.216 | 16276.2988 | 7042.3144 | 0 | yes | Deficit |  |  | 0 | 0 | 0 | 0 | 0 |  | 0 | 0 | 0 | 0 | 7182.247 | yes |  | 0 | 0 | 0 | 7182.247 | 0 | no | 0 | 0 | 0 | 7182.247 | 0
| 9281.3599 | 0 | yes | Deficit |  |  | 0 | 0 | 0 | 0 | 0 |  | 0 | 0 | 0 | 0 | 4860 | no |  | 0 | 17380.432 | no | 9281.3599 | 0 | no | no | 0 | 0 | 0 | 0 | 0 |  | 0 | 0 | 0 | 0 | 0 | 9281.3599 | 16670.7083 | 7521.3614 | 0 | yes | Deficit |  |  | 0 | 0 | 0 | 0 | 0 |  | 0 | 0 | 0 | 0 | 9628.3938 | yes |  | 0 | 0 | 0 | 9628.3938 | 0 | no | 0 | 0 | 0 | 9628.3938 | 0
| 9566.7885 | 0 | yes | Deficit |  |  | 0 | 0 | 0 | 0 | 0 |  | 0 | 0 | 0 | 0 | 4860 | no |  | 0 | 18562.7199 | no | 9566.7885 | 0 | no | no | 0 | 0 | 0 | 0 | 0 |  | 0 | 0 | 0 | 0 | 0 | 9566.7885 | 15924.4075 | 7752.6649 | 0 | yes | Deficit |  |  | 0 | 0 | 0 | 0 | 0 |  | 0 | 0 | 0 | 0 | 8403.0461 | yes |  | 0 | 0 | 0 | 8403.0461 | 0 | no | 0 | 0 | 0 | 8403.0461 | 0
| 11260.9379 | 0 | yes | Deficit |  |  | 0 | 0 | 0 | 0 | 0 |  | 0 | 0 | 0 | 0 | 4860 | no |  | 0 | 19133.577 | no | 11260.9379 | 0 | no | no | 0 | 0 | 0 | 0 | 0 |  | 0 | 0 | 0 | 0 | 0 | 11260.9379 | 14840.3597 | 9125.5574 | 0 | yes | Deficit |  |  | 0 | 0 | 0 | 0 | 0 |  | 0 | 0 | 0 | 0 | 7087.6948 | yes |  | 0 | 0 | 0 | 7087.6948 | 0 | no | 0 | 0 | 0 | 7087.6948 | 0
| 10256.2238 | 0 | no | Surplus | yes |  | 0 | 0 | 0 | 1004.7141 | 0 | no | 0 | 0 | 0 | 1004.7141 | 4860 | no | 10256.2238 | 0 | 22521.8757 |  |  | 0 |  |  | 0 | 0 | 0 | 0 | 0 |  | 0 | 0 | 0 | 0 | 0 | 10256.2238 | 15935.8189 | 8311.3645 | 0 | yes | Deficit |  |  | 0 | 0 | 0 | 0 | 0 |  | 0 | 0 | 0 | 0 | 6810.2615 | yes |  | 0 | 0 | 0 | 6810.2615 | 0 | no | 0 | 0 | 0 | 6810.2615 | 0
| 12422.4335 | 0 | yes | Deficit |  |  | 0 | 0 | 0 | 0 | 0 |  | 0 | 0 | 0 | 0 | 4860 | no |  | 0 | 20512.4476 | no | 12422.4335 | 0 | no | no | 0 | 0 | 0 | 0 | 0 |  | 0 | 0 | 0 | 0 | 0 | 12422.4335 | 16973.14 | 10066.8019 | 0 | yes | Deficit |  |  | 0 | 0 | 0 | 0 | 0 |  | 0 | 0 | 0 | 0 | 8661.7755 | yes |  | 0 | 0 | 0 | 8661.7755 | 0 | no | 0 | 0 | 0 | 8661.7755 | 0
| 13377.0776 | 0 | yes | Deficit |  |  | 0 | 0 | 0 | 0 | 0 |  | 0 | 0 | 0 | 0 | 4860 | no |  | 0 | 24300 | no | 13377.0776 | 0 | no | no | 0 | 0 | 0 | 0 | 0 |  | 0 | 0 | 0 | 0 | 0 | 13377.0776 | 17225.6067 | 10840.4194 | 0 | yes | Deficit |  |  | 0 | 0 | 0 | 0 | 0 |  | 0 | 0 | 0 | 0 | 7158.8048 | yes |  | 0 | 0 | 0 | 7158.8048 | 0 | no | 0 | 0 | 0 | 7158.8048 | 0
| 13053.6508 | 0 | no | Surplus | yes |  | 0 | 0 | 0 | 323.4268 | 0 | no | 0 | 0 | 0 | 323.4268 | 4860 | no | 13053.6508 | 0 | 24300 |  |  | 0 |  |  | 0 | 0 | 0 | 0 | 0 |  | 0 | 0 | 0 | 0 | 0 | 13053.6508 | 16795.7081 | 10578.3231 | 0 | yes | Deficit |  |  | 0 | 0 | 0 | 0 | 0 |  | 0 | 0 | 0 | 0 | 5955.2887 | yes |  | 0 | 0 | 0 | 5955.2887 | 0 | no | 0 | 0 | 0 | 5955.2887 | 0
| 13283.7896 | 0 | yes | Deficit |  |  | 0 | 0 | 0 | 0 | 0 |  | 0 | 0 | 0 | 0 | 4860 | no |  | 0 | 24300 | no | 13283.7896 | 0 | no | no | 0 | 0 | 0 | 0 | 0 |  | 0 | 0 | 0 | 0 | 0 | 13283.7896 | 16603.2733 | 10764.8214 | 0 | yes | Deficit |  |  | 0 | 0 | 0 | 0 | 0 |  | 0 | 0 | 0 | 0 | 6024.9502 | yes |  | 0 | 0 | 0 | 6024.9502 | 0 | no | 0 | 0 | 0 | 6024.9502 | 0
| 17073.7062 | 0 | yes | Deficit |  |  | 0 | 0 | 0 | 0 | 0 |  | 0 | 0 | 0 | 0 | 4860 | no |  | 0 | 24300 | no | 17073.7062 | 0 | no | no | 0 | 0 | 0 | 0 | 0 |  | 0 | 0 | 0 | 0 | 0 | 17073.7062 | 16600.3753 | 13836.0666 | 0 | yes | Deficit |  |  | 0 | 0 | 0 | 0 | 0 |  | 0 | 0 | 0 | 0 | 5835.5539 | yes |  | 0 | 0 | 0 | 5835.5539 | 0 | no | 0 | 0 | 0 | 5835.5539 | 0
| 14892.4359 | 0 | no | Surplus | yes |  | 0 | 0 | 0 | 2181.2703 | 0 | no | 0 | 0 | 0 | 2181.2703 | 4860 | no | 14892.4359 | 0 | 24300 |  |  | 0 |  |  | 0 | 0 | 0 | 0 | 0 |  | 0 | 0 | 0 | 0 | 0 | 14892.4359 | 16377.4809 | 12068.4246 | 0 | yes | Deficit |  |  | 0 | 0 | 0 | 0 | 0 |  | 0 | 0 | 0 | 0 | 2541.4143 | yes |  | 0 | 0 | 0 | 2541.4143 | 0 | no | 0 | 0 | 0 | 2541.4143 | 0
| 14605.2082 | 0 | no | Surplus | yes |  | 0 | 0 | 0 | 287.2277 | 0 | no | 0 | 0 | 0 | 287.2277 | 4860 | no | 14605.2082 | 0 | 24300 |  |  | 0 |  |  | 0 | 0 | 0 | 0 | 0 |  | 0 | 0 | 0 | 0 | 0 | 14605.2082 | 16565.2023 | 11835.663 | 0 | yes | Deficit |  |  | 0 | 0 | 0 | 0 | 0 |  | 0 | 0 | 0 | 0 | 4496.7778 | yes |  | 0 | 0 | 0 | 4496.7778 | 0 | no | 0 | 0 | 0 | 4496.7778 | 0
| 14829.4005 | 0 | yes | Deficit |  |  | 0 | 0 | 0 | 0 | 0 |  | 0 | 0 | 0 | 0 | 4860 | no |  | 0 | 24300 | no | 14829.4005 | 0 | no | no | 0 | 0 | 0 | 0 | 0 |  | 0 | 0 | 0 | 0 | 0 | 14829.4005 | 16850.2555 | 12017.3424 | 0 | yes | Deficit |  |  | 0 | 0 | 0 | 0 | 0 |  | 0 | 0 | 0 | 0 | 5014.5925 | yes |  | 0 | 0 | 0 | 5014.5925 | 0 | no | 0 | 0 | 0 | 5014.5925 | 0
| 16579.5989 | 0 | yes | Deficit |  |  | 0 | 0 | 0 | 0 | 0 |  | 0 | 0 | 0 | 0 | 4860 | no |  | 0 | 24300 | no | 16579.5989 | 0 | no | no | 0 | 0 | 0 | 0 | 0 |  | 0 | 0 | 0 | 0 | 0 | 16579.5989 | 16894.8939 | 13435.6555 | 0 | yes | Deficit |  |  | 0 | 0 | 0 | 0 | 0 |  | 0 | 0 | 0 | 0 | 4877.5516 | yes |  | 0 | 0 | 0 | 4877.5516 | 0 | no | 0 | 0 | 0 | 4877.5516 | 0
| 15273.4119 | 0 | no | Surplus | yes |  | 0 | 0 | 0 | 1306.1869 | 0 | no | 0 | 0 | 0 | 1306.1869 | 4860 | no | 15273.4119 | 0 | 24300 |  |  | 0 |  |  | 0 | 0 | 0 | 0 | 0 |  | 0 | 0 | 0 | 0 | 0 | 15273.4119 | 16621.9287 | 12377.1572 | 0 | yes | Deficit |  |  | 0 | 0 | 0 | 0 | 0 |  | 0 | 0 | 0 | 0 | 3186.2732 | yes |  | 0 | 0 | 0 | 3186.2732 | 0 | no | 0 | 0 | 0 | 3186.2732 | 0
| 14271.9749 | 0 | no | Surplus | yes |  | 0 | 0 | 0 | 1001.437 | 0 | no | 0 | 0 | 0 | 1001.437 | 4860 | no | 14271.9749 | 0 | 24300 |  |  | 0 |  |  | 0 | 0 | 0 | 0 | 0 |  | 0 | 0 | 0 | 0 | 0 | 14271.9749 | 16900.9903 | 11565.6198 | 0 | yes | Deficit |  |  | 0 | 0 | 0 | 0 | 0 |  | 0 | 0 | 0 | 0 | 4523.8332 | yes |  | 0 | 0 | 0 | 4523.8332 | 0 | no | 0 | 0 | 0 | 4523.8332 | 0
| 15717.2397 | 0 | yes | Deficit |  |  | 0 | 0 | 0 | 0 | 0 |  | 0 | 0 | 0 | 0 | 4860 | no |  | 0 | 24300 | no | 15717.2397 | 0 | no | no | 0 | 0 | 0 | 0 | 0 |  | 0 | 0 | 0 | 0 | 0 | 15717.2397 | 16119.2981 | 12736.8231 | 0 | yes | Deficit |  |  | 0 | 0 | 0 | 0 | 0 |  | 0 | 0 | 0 | 0 | 4553.6782 | yes |  | 0 | 0 | 0 | 4553.6782 | 0 | no | 0 | 0 | 0 | 4553.6782 | 0
| 16046.9377 | 0 | yes | Deficit |  |  | 0 | 0 | 0 | 0 | 0 |  | 0 | 0 | 0 | 0 | 4860 | no |  | 0 | 24300 | no | 16046.9377 | 0 | no | no | 0 | 0 | 0 | 0 | 0 |  | 0 | 0 | 0 | 0 | 0 | 16046.9377 | 15667.1187 | 13004.0014 | 0 | yes | Deficit |  |  | 0 | 0 | 0 | 0 | 0 |  | 0 | 0 | 0 | 0 | 2930.2956 | yes |  | 0 | 0 | 0 | 2930.2956 | 0 | no | 0 | 0 | 0 | 2930.2956 | 0
| 14758.002 | 0 | no | Surplus | yes |  | 0 | 0 | 0 | 1288.9357 | 0 | no | 0 | 0 | 0 | 1288.9357 | 4860 | no | 14758.002 | 0 | 24300 |  |  | 0 |  |  | 0 | 0 | 0 | 0 | 0 |  | 0 | 0 | 0 | 0 | 0 | 14758.002 | 15862.9973 | 11959.483 | 0 | yes | Deficit |  |  | 0 | 0 | 0 | 0 | 0 |  | 0 | 0 | 0 | 0 | 2858.996 | yes |  | 0 | 0 | 0 | 2858.996 | 0 | no | 0 | 0 | 0 | 2858.996 | 0
| 12954.5931 | 0 | no | Surplus | yes |  | 0 | 0 | 0 | 1803.4089 | 0 | no | 0 | 0 | 0 | 1803.4089 | 4860 | no | 12954.5931 | 0 | 24300 |  |  | 0 |  |  | 0 | 0 | 0 | 0 | 0 |  | 0 | 0 | 0 | 0 | 0 | 12954.5931 | 16088.8145 | 10498.0495 | 0 | yes | Deficit |  |  | 0 | 0 | 0 | 0 | 0 |  | 0 | 0 | 0 | 0 | 4129.3315 | yes |  | 0 | 0 | 0 | 4129.3315 | 0 | no | 0 | 0 | 0 | 4129.3315 | 0
| 13986.839 | 0 | yes | Deficit |  |  | 0 | 0 | 0 | 0 | 0 |  | 0 | 0 | 0 | 0 | 4860 | no |  | 0 | 24300 | no | 13986.839 | 0 | no | no | 0 | 0 | 0 | 0 | 0 |  | 0 | 0 | 0 | 0 | 0 | 13986.839 | 15535.6581 | 11334.5535 | 0 | yes | Deficit |  |  | 0 | 0 | 0 | 0 | 0 |  | 0 | 0 | 0 | 0 | 5037.6086 | yes |  | 0 | 0 | 0 | 5037.6086 | 0 | no | 0 | 0 | 0 | 5037.6086 | 0
| 15168.5042 | 0 | yes | Deficit |  |  | 0 | 0 | 0 | 0 | 0 |  | 0 | 0 | 0 | 0 | 4860 | no |  | 0 | 24300 | no | 15168.5042 | 0 | no | no | 0 | 0 | 0 | 0 | 0 |  | 0 | 0 | 0 | 0 | 0 | 15168.5042 | 14634.5306 | 12292.1428 | 0 | yes | Deficit |  |  | 0 | 0 | 0 | 0 | 0 |  | 0 | 0 | 0 | 0 | 3299.9771 | yes |  | 0 | 0 | 0 | 3299.9771 | 0 | no | 0 | 0 | 0 | 3299.9771 | 0
| 17083.6396 | 0 | yes | Deficit |  |  | 0 | 0 | 0 | 0 | 0 |  | 0 | 0 | 0 | 0 | 4860 | no |  | 0 | 24300 | no | 17083.6396 | 0 | no | no | 0 | 0 | 0 | 0 | 0 |  | 0 | 0 | 0 | 0 | 0 | 17083.6396 | 15134.047 | 13844.1164 | 0 | yes | Deficit |  |  | 0 | 0 | 0 | 0 | 0 |  | 0 | 0 | 0 | 0 | 2841.9042 | yes |  | 0 | 0 | 0 | 2841.9042 | 0 | no | 0 | 0 | 0 | 2841.9042 | 0
| 19603.8471 | 0 | yes | Deficit |  |  | 0 | 0 | 0 | 0 | 0 |  | 0 | 0 | 0 | 0 | 4860 | no |  | 0 | 24300 | no | 19603.8471 | 0 | no | no | 0 | 0 | 0 | 0 | 0 |  | 0 | 0 | 0 | 0 | 0 | 19603.8471 | 14237.1313 | 15886.4239 | 0 | yes | Deficit |  |  | 0 | 0 | 0 | 0 | 0 |  | 0 | 0 | 0 | 0 | 393.0149 | yes |  | 0 | 0 | 0 | 393.0149 | 0 | no | 0 | 0 | 0 | 393.0149 | 0
| 16007.7524 | 0 | no | Surplus | yes |  | 0 | 0 | 0 | 3596.0947 | 0 | no | 0 | 0 | 0 | 3596.0947 | 4860 | no | 16007.7524 | 0 | 24300 |  |  | 0 |  |  | 0 | 0 | 0 | 0 | 0 |  | 0 | 0 | 0 | 0 | 0 | 16007.7524 | 15133.1761 | 12972.2467 | 0 | no | Surplus | yes |  | 0 | 0 | 0 | 753.2479 | 0 | no | 0 | 0 | 0 | 753.2479 | 0 |  |  | 0 | 0 | 0 | 0 | 0 |  | 0 | 0 | 0 | 0 | 0
| 15046.3761 | 0 | no | Surplus | yes |  | 0 | 0 | 0 | 961.3763 | 0 | no | 0 | 0 | 0 | 961.3763 | 4860 | no | 15046.3761 | 0 | 24300 |  |  | 0 |  |  | 0 | 0 | 0 | 0 | 0 |  | 0 | 0 | 0 | 0 | 0 | 15046.3761 | 15603.3462 | 12193.1735 | 0 | yes | Deficit |  |  | 0 | 0 | 0 | 0 | 0 |  | 0 | 0 | 0 | 0 | 2631.0995 | yes |  | 0 | 0 | 0 | 2631.0995 | 0 | no | 0 | 0 | 0 | 2631.0995 | 0
| 15070.0873 | 0 | yes | Deficit |  |  | 0 | 0 | 0 | 0 | 0 |  | 0 | 0 | 0 | 0 | 4860 | no |  | 0 | 24300 | no | 15070.0873 | 0 | no | no | 0 | 0 | 0 | 0 | 0 |  | 0 | 0 | 0 | 0 | 0 | 15070.0873 | 15493.7307 | 12212.3884 | 0 | yes | Deficit |  |  | 0 | 0 | 0 | 0 | 0 |  | 0 | 0 | 0 | 0 | 3300.5572 | yes |  | 0 | 0 | 0 | 3300.5572 | 0 | no | 0 | 0 | 0 | 3300.5572 | 0
| 16294.1042 | 0 | yes | Deficit |  |  | 0 | 0 | 0 | 0 | 0 |  | 0 | 0 | 0 | 0 | 4860 | no |  | 0 | 24300 | no | 16294.1042 | 0 | no | no | 0 | 0 | 0 | 0 | 0 |  | 0 | 0 | 0 | 0 | 0 | 16294.1042 | 14784.4472 | 13204.2984 | 0 | yes | Deficit |  |  | 0 | 0 | 0 | 0 | 0 |  | 0 | 0 | 0 | 0 | 2572.0588 | yes |  | 0 | 0 | 0 | 2572.0588 | 0 | no | 0 | 0 | 0 | 2572.0588 | 0
| 15818.9514 | 0 | no | Surplus | yes |  | 0 | 0 | 0 | 475.1528 | 0 | no | 0 | 0 | 0 | 475.1528 | 4860 | no | 15818.9514 | 0 | 24300 |  |  | 0 |  |  | 0 | 0 | 0 | 0 | 0 |  | 0 | 0 | 0 | 0 | 0 | 15818.9514 | 14885.6369 | 12819.2475 | 0 | yes | Deficit |  |  | 0 | 0 | 0 | 0 | 0 |  | 0 | 0 | 0 | 0 | 1681.3385 | yes |  | 0 | 0 | 0 | 1681.3385 | 0 | no | 0 | 0 | 0 | 1681.3385 | 0
| 17762.9804 | 0 | yes | Deficit |  |  | 0 | 0 | 0 | 0 | 0 |  | 0 | 0 | 0 | 0 | 4860 | no |  | 0 | 24300 | no | 17762.9804 | 0 | no | no | 0 | 0 | 0 | 0 | 0 |  | 0 | 0 | 0 | 0 | 0 | 17762.9804 | 14618.8191 | 14394.6357 | 0 | yes | Deficit |  |  | 0 | 0 | 0 | 0 | 0 |  | 0 | 0 | 0 | 0 | 1799.5716 | yes |  | 0 | 0 | 0 | 1799.5716 | 0 | no | 0 | 0 | 0 | 1799.5716 | 0
| 15325.1591 | 0 | no | Surplus | yes |  | 0 | 0 | 0 | 2437.8213 | 0 | no | 0 | 0 | 0 | 2437.8213 | 4860 | no | 15325.1591 | 0 | 24300 |  |  | 0 |  |  | 0 | 0 | 0 | 0 | 0 |  | 0 | 0 | 0 | 0 | 0 | 15325.1591 | 14203.4298 | 12419.0916 | 0 | no | Surplus | yes |  | 0 | 0 | 0 | 191.2059 | 0 | no | 0 | 0 | 0 | 191.2059 | 0 |  |  | 0 | 0 | 0 | 0 | 0 |  | 0 | 0 | 0 | 0 | 0
| 15985.3155 | 0 | yes | Deficit |  |  | 0 | 0 | 0 | 0 | 0 |  | 0 | 0 | 0 | 0 | 4860 | no |  | 0 | 24300 | no | 15985.3155 | 0 | no | no | 0 | 0 | 0 | 0 | 0 |  | 0 | 0 | 0 | 0 | 0 | 15985.3155 | 14656.9254 | 12954.0644 | 0 | yes | Deficit |  |  | 0 | 0 | 0 | 0 | 0 |  | 0 | 0 | 0 | 0 | 2237.8337 | yes |  | 0 | 0 | 0 | 2237.8337 | 0 | no | 0 | 0 | 0 | 2237.8337 | 0
| 17612.5726 | 0 | yes | Deficit |  |  | 0 | 0 | 0 | 0 | 0 |  | 0 | 0 | 0 | 0 | 4860 | no |  | 0 | 24300 | no | 17612.5726 | 0 | no | no | 0 | 0 | 0 | 0 | 0 |  | 0 | 0 | 0 | 0 | 0 | 17612.5726 | 14743.9399 | 14272.7492 | 0 | yes | Deficit |  |  | 0 | 0 | 0 | 0 | 0 |  | 0 | 0 | 0 | 0 | 1789.8754 | yes |  | 0 | 0 | 0 | 1789.8754 | 0 | no | 0 | 0 | 0 | 1789.8754 | 0
| 17770.9288 | 0 | yes | Deficit |  |  | 0 | 0 | 0 | 0 | 0 |  | 0 | 0 | 0 | 0 | 4860 | no |  | 0 | 24300 | no | 17770.9288 | 0 | no | no | 0 | 0 | 0 | 0 | 0 |  | 0 | 0 | 0 | 0 | 0 | 17770.9288 | 14182.1353 | 14401.0768 | 0 | no | Surplus | yes |  | 0 | 0 | 0 | 90.6139 | 0 | no | 0 | 0 | 0 | 90.6139 | 0 |  |  | 0 | 0 | 0 | 0 | 0 |  | 0 | 0 | 0 | 0 | 0
| 19706.4525 | 0 | yes | Deficit |  |  | 0 | 0 | 0 | 0 | 0 |  | 0 | 0 | 0 | 0 | 4860 | no |  | 0 | 24300 | no | 19706.4525 | 0 | no | no | 0 | 0 | 0 | 0 | 0 |  | 0 | 0 | 0 | 0 | 0 | 19706.4525 | 12384.0274 | 15969.5725 | 0 | no | Surplus | yes |  | 0 | 0 | 0 | 2017.0494 | 0 | no | 0 | 0 | 0 | 2017.0494 | 0 |  |  | 0 | 0 | 0 | 0 | 0 |  | 0 | 0 | 0 | 0 | 0
| 19782.7616 | 0 | yes | Deficit |  |  | 0 | 0 | 0 | 0 | 0 |  | 0 | 0 | 0 | 0 | 4860 | no |  | 0 | 24300 | no | 19782.7616 | 0 | no | no | 0 | 0 | 0 | 0 | 0 |  | 0 | 0 | 0 | 0 | 0 | 19782.7616 | 14422.5859 | 16031.4114 | 0 | no | Surplus | yes |  | 0 | 0 | 0 | 1546.9866 | 0 | no | 0 | 0 | 0 | 1546.9866 | 0 |  |  | 0 | 0 | 0 | 0 | 0 |  | 0 | 0 | 0 | 0 | 0
| 16789.8904 | 0 | no | Surplus | yes |  | 0 | 0 | 0 | 2992.8712 | 0 | no | 0 | 0 | 0 | 2992.8712 | 4860 | no | 16789.8904 | 0 | 24300 |  |  | 0 |  |  | 0 | 0 | 0 | 0 | 0 |  | 0 | 0 | 0 | 0 | 0 | 16789.8904 | 13983.5866 | 13606.07 | 0 | no | Surplus | yes |  | 0 | 0 | 0 | 2047.8248 | 0 | no | 0 | 0 | 0 | 2047.8248 | 0 |  |  | 0 | 0 | 0 | 0 | 0 |  | 0 | 0 | 0 | 0 | 0
| 16555.0596 | 0 | no | Surplus | yes |  | 0 | 0 | 0 | 234.8308 | 0 | no | 0 | 0 | 0 | 234.8308 | 4860 | no | 16555.0596 | 0 | 24300 |  |  | 0 |  |  | 0 | 0 | 0 | 0 | 0 |  | 0 | 0 | 0 | 0 | 0 | 16555.0596 | 14946.7351 | 13415.7695 | 0 | yes | Deficit |  |  | 0 | 0 | 0 | 0 | 0 |  | 0 | 0 | 0 | 0 | 1340.6651 | yes |  | 0 | 0 | 0 | 1340.6651 | 0 | no | 0 | 0 | 0 | 1340.6651 | 0
| 16631.6001 | 0 | yes | Deficit |  |  | 0 | 0 | 0 | 0 | 0 |  | 0 | 0 | 0 | 0 | 4860 | no |  | 0 | 24300 | no | 16631.6001 | 0 | no | no | 0 | 0 | 0 | 0 | 0 |  | 0 | 0 | 0 | 0 | 0 | 16631.6001 | 15266.2532 | 13477.7958 | 0 | yes | Deficit |  |  | 0 | 0 | 0 | 0 | 0 |  | 0 | 0 | 0 | 0 | 1850.4838 | yes |  | 0 | 0 | 0 | 1850.4838 | 0 | no | 0 | 0 | 0 | 1850.4838 | 0
| 14773.6636 | 0 | no | Surplus | yes |  | 0 | 0 | 0 | 1857.9365 | 0 | no | 0 | 0 | 0 | 1857.9365 | 4860 | no | 14773.6636 | 0 | 24300 |  |  | 0 |  |  | 0 | 0 | 0 | 0 | 0 |  | 0 | 0 | 0 | 0 | 0 | 14773.6636 | 15007.7549 | 11972.1747 | 0 | yes | Deficit |  |  | 0 | 0 | 0 | 0 | 0 |  | 0 | 0 | 0 | 0 | 1529.9591 | yes |  | 0 | 0 | 0 | 1529.9591 | 0 | no | 0 | 0 | 0 | 1529.9591 | 0
| 14522.8502 | 0 | no | Surplus | yes |  | 0 | 0 | 0 | 250.8134 | 0 | no | 0 | 0 | 0 | 250.8134 | 4860 | no | 14522.8502 | 0 | 24300 |  |  | 0 |  |  | 0 | 0 | 0 | 0 | 0 |  | 0 | 0 | 0 | 0 | 0 | 14522.8502 | 15361.6992 | 11768.9224 | 0 | yes | Deficit |  |  | 0 | 0 | 0 | 0 | 0 |  | 0 | 0 | 0 | 0 | 3389.5245 | yes |  | 0 | 0 | 0 | 3389.5245 | 0 | no | 0 | 0 | 0 | 3389.5245 | 0
| 15608.6828 | 0 | yes | Deficit |  |  | 0 | 0 | 0 | 0 | 0 |  | 0 | 0 | 0 | 0 | 4860 | no |  | 0 | 24300 | no | 15608.6828 | 0 | no | no | 0 | 0 | 0 | 0 | 0 |  | 0 | 0 | 0 | 0 | 0 | 15608.6828 | 15972.4824 | 12648.8515 | 0 | yes | Deficit |  |  | 0 | 0 | 0 | 0 | 0 |  | 0 | 0 | 0 | 0 | 4203.56 | yes |  | 0 | 0 | 0 | 4203.56 | 0 | no | 0 | 0 | 0 | 4203.56 | 0
| 15483.3164 | 0 | no | Surplus | yes |  | 0 | 0 | 0 | 125.3663 | 0 | no | 0 | 0 | 0 | 125.3663 | 4860 | no | 15483.3164 | 0 | 24300 |  |  | 0 |  |  | 0 | 0 | 0 | 0 | 0 |  | 0 | 0 | 0 | 0 | 0 | 15483.3164 | 16000.6162 | 12547.258 | 0 | yes | Deficit |  |  | 0 | 0 | 0 | 0 | 0 |  | 0 | 0 | 0 | 0 | 3351.7646 | yes |  | 0 | 0 | 0 | 3351.7646 | 0 | no | 0 | 0 | 0 | 3351.7646 | 0
| 11658.2288 | 0 | no | Surplus | yes |  | 0 | 0 | 0 | 3825.0876 | 0 | no | 0 | 0 | 0 | 3825.0876 | 4860 | no | 11658.2288 | 0 | 24300 |  |  | 0 |  |  | 0 | 0 | 0 | 0 | 0 |  | 0 | 0 | 0 | 0 | 0 | 11658.2288 | 15173.5541 | 9447.5112 | 0 | yes | Deficit |  |  | 0 | 0 | 0 | 0 | 0 |  | 0 | 0 | 0 | 0 | 2626.2961 | yes |  | 0 | 0 | 0 | 2626.2961 | 0 | no | 0 | 0 | 0 | 2626.2961 | 0
| 12233.4177 | 0 | yes | Deficit |  |  | 0 | 0 | 0 | 0 | 0 |  | 0 | 0 | 0 | 0 | 4860 | no |  | 0 | 23316.4576 | no | 12233.4177 | 0 | no | no | 0 | 0 | 0 | 0 | 0 |  | 0 | 0 | 0 | 0 | 0 | 12233.4177 | 16837.8227 | 9913.6286 | 0 | yes | Deficit |  |  | 0 | 0 | 0 | 0 | 0 |  | 0 | 0 | 0 | 0 | 7390.3115 | yes |  | 0 | 0 | 0 | 7390.3115 | 0 | no | 0 | 0 | 0 | 7390.3115 | 0
| 13893.4365 | 0 | yes | Deficit |  |  | 0 | 0 | 0 | 0 | 0 |  | 0 | 0 | 0 | 0 | 4860 | no |  | 0 | 24300 | no | 13893.4365 | 0 | no | no | 0 | 0 | 0 | 0 | 0 |  | 0 | 0 | 0 | 0 | 0 | 13893.4365 | 16989.3223 | 11258.8626 | 0 | yes | Deficit |  |  | 0 | 0 | 0 | 0 | 0 |  | 0 | 0 | 0 | 0 | 7075.6937 | yes |  | 0 | 0 | 0 | 7075.6937 | 0 | no | 0 | 0 | 0 | 7075.6937 | 0
| 15332.4189 | 0 | yes | Deficit |  |  | 0 | 0 | 0 | 0 | 0 |  | 0 | 0 | 0 | 0 | 4860 | no |  | 0 | 24300 | no | 15332.4189 | 0 | no | no | 0 | 0 | 0 | 0 | 0 |  | 0 | 0 | 0 | 0 | 0 | 15332.4189 | 17318.2226 | 12424.9748 | 0 | yes | Deficit |  |  | 0 | 0 | 0 | 0 | 0 |  | 0 | 0 | 0 | 0 | 6059.3599 | yes |  | 0 | 0 | 0 | 6059.3599 | 0 | no | 0 | 0 | 0 | 6059.3599 | 0
| 14655.5848 | 0 | no | Surplus | yes |  | 0 | 0 | 0 | 676.8341 | 0 | no | 0 | 0 | 0 | 676.8341 | 4860 | no | 14655.5848 | 0 | 24300 |  |  | 0 |  |  | 0 | 0 | 0 | 0 | 0 |  | 0 | 0 | 0 | 0 | 0 | 14655.5848 | 16971.4545 | 11876.4869 | 0 | yes | Deficit |  |  | 0 | 0 | 0 | 0 | 0 |  | 0 | 0 | 0 | 0 | 4546.4797 | yes |  | 0 | 0 | 0 | 4546.4797 | 0 | no | 0 | 0 | 0 | 4546.4797 | 0
| 12922.7553 | 0 | no | Surplus | yes |  | 0 | 0 | 0 | 1732.8295 | 0 | no | 0 | 0 | 0 | 1732.8295 | 4860 | no | 12922.7553 | 0 | 24300 |  |  | 0 |  |  | 0 | 0 | 0 | 0 | 0 |  | 0 | 0 | 0 | 0 | 0 | 12922.7553 | 17537.2826 | 10472.249 | 0 | yes | Deficit |  |  | 0 | 0 | 0 | 0 | 0 |  | 0 | 0 | 0 | 0 | 5660.7957 | yes |  | 0 | 0 | 0 | 5660.7957 | 0 | no | 0 | 0 | 0 | 5660.7957 | 0
| 11920.3143 | 0 | no | Surplus | yes |  | 0 | 0 | 0 | 1002.441 | 0 | no | 0 | 0 | 0 | 1002.441 | 4860 | no | 11920.3143 | 0 | 24300 |  |  | 0 |  |  | 0 | 0 | 0 | 0 | 0 |  | 0 | 0 | 0 | 0 | 0 | 11920.3143 | 17038.862 | 9659.8982 | 0 | yes | Deficit |  |  | 0 | 0 | 0 | 0 | 0 |  | 0 | 0 | 0 | 0 | 6566.6129 | yes |  | 0 | 0 | 0 | 6566.6129 | 0 | no | 0 | 0 | 0 | 6566.6129 | 0
| 10920.6329 | 0 | no | Surplus | yes |  | 0 | 0 | 0 | 999.6815 | 0 | no | 0 | 0 | 0 | 999.6815 | 4860 | no | 10920.6329 | 0 | 23840.6287 |  |  | 0 |  |  | 0 | 0 | 0 | 0 | 0 |  | 0 | 0 | 0 | 0 | 0 | 10920.6329 | 16191.4174 | 8849.7835 | 0 | yes | Deficit |  |  | 0 | 0 | 0 | 0 | 0 |  | 0 | 0 | 0 | 0 | 6531.5192 | yes |  | 0 | 0 | 0 | 6531.5192 | 0 | no | 0 | 0 | 0 | 6531.5192 | 0
| 10297.0511 | 0 | no | Surplus | yes |  | 0 | 0 | 0 | 623.5818 | 0 | no | 0 | 0 | 0 | 623.5818 | 4860 | no | 10297.0511 | 0 | 21841.2657 |  |  | 0 |  |  | 0 | 0 | 0 | 0 | 0 |  | 0 | 0 | 0 | 0 | 0 | 10297.0511 | 15663.4136 | 8344.4498 | 0 | yes | Deficit |  |  | 0 | 0 | 0 | 0 | 0 |  | 0 | 0 | 0 | 0 | 6813.6301 | yes |  | 0 | 0 | 0 | 6813.6301 | 0 | no | 0 | 0 | 0 | 6813.6301 | 0
| 12315.2544 | 0 | yes | Deficit |  |  | 0 | 0 | 0 | 0 | 0 |  | 0 | 0 | 0 | 0 | 4860 | no |  | 0 | 20594.1022 | no | 12315.2544 | 0 | no | no | 0 | 0 | 0 | 0 | 0 |  | 0 | 0 | 0 | 0 | 0 | 12315.2544 | 14893.0227 | 9979.9468 | 0 | yes | Deficit |  |  | 0 | 0 | 0 | 0 | 0 |  | 0 | 0 | 0 | 0 | 6548.5729 | yes |  | 0 | 0 | 0 | 6548.5729 | 0 | no | 0 | 0 | 0 | 6548.5729 | 0
| 16369.7089 | 0 | yes | Deficit |  |  | 0 | 0 | 0 | 0 | 0 |  | 0 | 0 | 0 | 0 | 4860 | no |  | 0 | 24300 | no | 16369.7089 | 0 | no | no | 0 | 0 | 0 | 0 | 0 |  | 0 | 0 | 0 | 0 | 0 | 16369.7089 | 14582.5853 | 13265.5664 | 0 | yes | Deficit |  |  | 0 | 0 | 0 | 0 | 0 |  | 0 | 0 | 0 | 0 | 4602.6385 | yes |  | 0 | 0 | 0 | 4602.6385 | 0 | no | 0 | 0 | 0 | 4602.6385 | 0
| 12972.4892 | 0 | no | Surplus | yes |  | 0 | 0 | 0 | 3397.2198 | 0 | no | 0 | 0 | 0 | 3397.2198 | 4860 | no | 12972.4892 | 0 | 24300 |  |  | 0 |  |  | 0 | 0 | 0 | 0 | 0 |  | 0 | 0 | 0 | 0 | 0 | 12972.4892 | 14658.7987 | 10512.552 | 0 | yes | Deficit |  |  | 0 | 0 | 0 | 0 | 0 |  | 0 | 0 | 0 | 0 | 1393.2323 | yes |  | 0 | 0 | 0 | 1393.2323 | 0 | no | 0 | 0 | 0 | 1393.2323 | 0
| 11900.3362 | 0 | no | Surplus | yes |  | 0 | 0 | 0 | 1072.153 | 0 | no | 0 | 0 | 0 | 1072.153 | 4860 | no | 11900.3362 | 0 | 24300 |  |  | 0 |  |  | 0 | 0 | 0 | 0 | 0 |  | 0 | 0 | 0 | 0 | 0 | 11900.3362 | 14952.7223 | 9643.7084 | 0 | yes | Deficit |  |  | 0 | 0 | 0 | 0 | 0 |  | 0 | 0 | 0 | 0 | 4440.1703 | yes |  | 0 | 0 | 0 | 4440.1703 | 0 | no | 0 | 0 | 0 | 4440.1703 | 0
| 11268.2806 | 0 | no | Surplus | yes |  | 0 | 0 | 0 | 632.0556 | 0 | no | 0 | 0 | 0 | 632.0556 | 4860 | no | 11268.2806 | 0 | 23800.6723 |  |  | 0 |  |  | 0 | 0 | 0 | 0 | 0 |  | 0 | 0 | 0 | 0 | 0 | 11268.2806 | 14773.2398 | 9131.5078 | 0 | yes | Deficit |  |  | 0 | 0 | 0 | 0 | 0 |  | 0 | 0 | 0 | 0 | 5129.5313 | yes |  | 0 | 0 | 0 | 5129.5313 | 0 | no | 0 | 0 | 0 | 5129.5313 | 0
| 8763.1758 | 0 | no | Surplus | yes |  | 0 | 0 | 0 | 2505.1048 | 0 | no | 0 | 0 | 0 | 2505.1048 | 4860 | no | 8763.1758 | 0 | 22536.5612 |  |  | 0 |  |  | 0 | 0 | 0 | 0 | 0 |  | 0 | 0 | 0 | 0 | 0 | 8763.1758 | 15123.1827 | 7101.4391 | 0 | yes | Deficit |  |  | 0 | 0 | 0 | 0 | 0 |  | 0 | 0 | 0 | 0 | 5991.675 | yes |  | 0 | 0 | 0 | 5991.675 | 0 | no | 0 | 0 | 0 | 5991.675 | 0
| 9914.9767 | 0 | yes | Deficit |  |  | 0 | 0 | 0 | 0 | 0 |  | 0 | 0 | 0 | 0 | 4860 | no |  | 0 | 17526.3516 | no | 9914.9767 | 0 | no | no | 0 | 0 | 0 | 0 | 0 |  | 0 | 0 | 0 | 0 | 0 | 9914.9767 | 14762.4818 | 8034.8271 | 0 | yes | Deficit |  |  | 0 | 0 | 0 | 0 | 0 |  | 0 | 0 | 0 | 0 | 7661.0427 | yes |  | 0 | 0 | 0 | 7661.0427 | 0 | no | 0 | 0 | 0 | 7661.0427 | 0
| 11449.1528 | 0 | yes | Deficit |  |  | 0 | 0 | 0 | 0 | 0 |  | 0 | 0 | 0 | 0 | 4860 | no |  | 0 | 19829.9533 | no | 11449.1528 | 0 | no | no | 0 | 0 | 0 | 0 | 0 |  | 0 | 0 | 0 | 0 | 0 | 11449.1528 | 14452.5101 | 9278.0817 | 0 | yes | Deficit |  |  | 0 | 0 | 0 | 0 | 0 |  | 0 | 0 | 0 | 0 | 6417.683 | yes |  | 0 | 0 | 0 | 6417.683 | 0 | no | 0 | 0 | 0 | 6417.683 | 0
| 13075.5914 | 0 | yes | Deficit |  |  | 0 | 0 | 0 | 0 | 0 |  | 0 | 0 | 0 | 0 | 4860 | no |  | 0 | 22898.3056 | no | 13075.5914 | 0 | no | no | 0 | 0 | 0 | 0 | 0 |  | 0 | 0 | 0 | 0 | 0 | 13075.5914 | 13587.0889 | 10596.1032 | 0 | yes | Deficit |  |  | 0 | 0 | 0 | 0 | 0 |  | 0 | 0 | 0 | 0 | 4309.0072 | yes |  | 0 | 0 | 0 | 4309.0072 | 0 | no | 0 | 0 | 0 | 4309.0072 | 0
| 11222.4063 | 0 | no | Surplus | yes |  | 0 | 0 | 0 | 1853.185 | 0 | no | 0 | 0 | 0 | 1853.185 | 4860 | no | 11222.4063 | 0 | 24300 |  |  | 0 |  |  | 0 | 0 | 0 | 0 | 0 |  | 0 | 0 | 0 | 0 | 0 | 11222.4063 | 12170.6439 | 9094.3325 | 0 | yes | Deficit |  |  | 0 | 0 | 0 | 0 | 0 |  | 0 | 0 | 0 | 0 | 1574.5407 | yes |  | 0 | 0 | 0 | 1574.5407 | 0 | no | 0 | 0 | 0 | 1574.5407 | 0
| 10698.2544 | 0 | no | Surplus | yes |  | 0 | 0 | 0 | 524.152 | 0 | no | 0 | 0 | 0 | 524.152 | 4860 | no | 10698.2544 | 0 | 22444.8127 |  |  | 0 |  |  | 0 | 0 | 0 | 0 | 0 |  | 0 | 0 | 0 | 0 | 0 | 10698.2544 | 11900.1491 | 8669.574 | 0 | yes | Deficit |  |  | 0 | 0 | 0 | 0 | 0 |  | 0 | 0 | 0 | 0 | 2805.8166 | yes |  | 0 | 0 | 0 | 2805.8166 | 0 | no | 0 | 0 | 0 | 2805.8166 | 0
| 12891.2906 | 0 | yes | Deficit |  |  | 0 | 0 | 0 | 0 | 0 |  | 0 | 0 | 0 | 0 | 4860 | no |  | 0 | 21396.5087 | no | 12891.2906 | 0 | no | no | 0 | 0 | 0 | 0 | 0 |  | 0 | 0 | 0 | 0 | 0 | 12891.2906 | 11782.5539 | 10446.7509 | 0 | yes | Deficit |  |  | 0 | 0 | 0 | 0 | 0 |  | 0 | 0 | 0 | 0 | 3112.9798 | yes |  | 0 | 0 | 0 | 3112.9798 | 0 | no | 0 | 0 | 0 | 3112.9798 | 0
| 11084.6447 | 0 | no | Surplus | yes |  | 0 | 0 | 0 | 1806.6459 | 0 | no | 0 | 0 | 0 | 1806.6459 | 4860 | no | 11084.6447 | 0 | 24300 |  |  | 0 |  |  | 0 | 0 | 0 | 0 | 0 |  | 0 | 0 | 0 | 0 | 0 | 11084.6447 | 12512.2357 | 8982.6943 | 0 | yes | Deficit |  |  | 0 | 0 | 0 | 0 | 0 |  | 0 | 0 | 0 | 0 | 2065.4848 | yes |  | 0 | 0 | 0 | 2065.4848 | 0 | no | 0 | 0 | 0 | 2065.4848 | 0
| 9469.45 | 0 | no | Surplus | yes |  | 0 | 0 | 0 | 1615.1947 | 0 | no | 0 | 0 | 0 | 1615.1947 | 4860 | no | 9469.45 | 0 | 22169.2894 |  |  | 0 |  |  | 0 | 0 | 0 | 0 | 0 |  | 0 | 0 | 0 | 0 | 0 | 9469.45 | 11652.7299 | 7673.7845 | 0 | yes | Deficit |  |  | 0 | 0 | 0 | 0 | 0 |  | 0 | 0 | 0 | 0 | 2670.0356 | yes |  | 0 | 0 | 0 | 2670.0356 | 0 | no | 0 | 0 | 0 | 2670.0356 | 0
| 14757.5437 | 0 | yes | Deficit |  |  | 0 | 0 | 0 | 0 | 0 |  | 0 | 0 | 0 | 0 | 4860 | no |  | 0 | 18938.9001 | no | 14757.5437 | 0 | no | no | 0 | 0 | 0 | 0 | 0 |  | 0 | 0 | 0 | 0 | 0 | 14757.5437 | 10675.3552 | 11959.1116 | 0 | yes | Deficit |  |  | 0 | 0 | 0 | 0 | 0 |  | 0 | 0 | 0 | 0 | 3001.5707 | yes |  | 0 | 0 | 0 | 3001.5707 | 0 | no | 0 | 0 | 0 | 3001.5707 | 0
| 8837.2575 | 0 | no | Surplus | yes |  | 0 | 0 | 0 | 5920.2862 | 0 | no | 0 | 0 | 0 | 5920.2862 | 4860 | no | 8837.2575 | 0 | 24300 |  |  | 0 |  |  | 0 | 0 | 0 | 0 | 0 |  | 0 | 0 | 0 | 0 | 0 | 8837.2575 | 12014.622 | 7161.4728 | 0 | yes | Deficit |  |  | 0 | 0 | 0 | 0 | 0 |  | 0 | 0 | 0 | 0 | 55.5104 | yes |  | 0 | 0 | 0 | 55.5104 | 0 | no | 0 | 0 | 0 | 55.5104 | 0
| 7917.1621 | 0 | no | Surplus | yes |  | 0 | 0 | 0 | 920.0954 | 0 | no | 0 | 0 | 0 | 920.0954 | 4860 | no | 7917.1621 | 0 | 17674.515 |  |  | 0 |  |  | 0 | 0 | 0 | 0 | 0 |  | 0 | 0 | 0 | 0 | 0 | 7917.1621 | 9824.6593 | 6415.8526 | 0 | yes | Deficit |  |  | 0 | 0 | 0 | 0 | 0 |  | 0 | 0 | 0 | 0 | 2663.1864 | yes |  | 0 | 0 | 0 | 2663.1864 | 0 | no | 0 | 0 | 0 | 2663.1864 | 0
| 9464.4766 | 0 | yes | Deficit |  |  | 0 | 0 | 0 | 0 | 0 |  | 0 | 0 | 0 | 0 | 4860 | no |  | 0 | 15834.3242 | no | 9464.4766 | 0 | no | no | 0 | 0 | 0 | 0 | 0 |  | 0 | 0 | 0 | 0 | 0 | 9464.4766 | 14612.631 | 7669.7541 | 0 | yes | Deficit |  |  | 0 | 0 | 0 | 0 | 0 |  | 0 | 0 | 0 | 0 | 8196.7784 | yes |  | 0 | 0 | 0 | 8196.7784 | 0 | no | 0 | 0 | 0 | 8196.7784 | 0
| 8326.4531 | 0 | no | Surplus | yes |  | 0 | 0 | 0 | 1138.0235 | 0 | no | 0 | 0 | 0 | 1138.0235 | 4860 | no | 8326.4531 | 0 | 18928.9532 |  |  | 0 |  |  | 0 | 0 | 0 | 0 | 0 |  | 0 | 0 | 0 | 0 | 0 | 8326.4531 | 15697.3468 | 6747.5309 | 0 | yes | Deficit |  |  | 0 | 0 | 0 | 0 | 0 |  | 0 | 0 | 0 | 0 | 8027.5927 | yes |  | 0 | 0 | 0 | 8027.5927 | 0 | no | 0 | 0 | 0 | 8027.5927 | 0
| 8908.9502 | 0 | yes | Deficit |  |  | 0 | 0 | 0 | 0 | 0 |  | 0 | 0 | 0 | 0 | 4860 | no |  | 0 | 16652.9062 | no | 8908.9502 | 0 | no | no | 0 | 0 | 0 | 0 | 0 |  | 0 | 0 | 0 | 0 | 0 | 8908.9502 | 17575.3742 | 7219.5707 | 0 | yes | Deficit |  |  | 0 | 0 | 0 | 0 | 0 |  | 0 | 0 | 0 | 0 | 10827.8433 | yes |  | 0 | 0 | 0 | 10827.8433 | 0 | no | 0 | 0 | 0 | 10827.8433 | 0
| 10736.4014 | 0 | yes | Deficit |  |  | 0 | 0 | 0 | 0 | 0 |  | 0 | 0 | 0 | 0 | 4860 | no |  | 0 | 17817.9004 | no | 10736.4014 | 0 | no | no | 0 | 0 | 0 | 0 | 0 |  | 0 | 0 | 0 | 0 | 0 | 10736.4014 | 17892.8343 | 8700.4874 | 0 | yes | Deficit |  |  | 0 | 0 | 0 | 0 | 0 |  | 0 | 0 | 0 | 0 | 10673.2636 | yes |  | 0 | 0 | 0 | 10673.2636 | 0 | no | 0 | 0 | 0 | 10673.2636 | 0
| 10000.7825 | 0 | no | Surplus | yes |  | 0 | 0 | 0 | 735.6189 | 0 | no | 0 | 0 | 0 | 735.6189 | 4860 | no | 10000.7825 | 0 | 21472.8028 |  |  | 0 |  |  | 0 | 0 | 0 | 0 | 0 |  | 0 | 0 | 0 | 0 | 0 | 10000.7825 | 17061.203 | 8104.3618 | 0 | yes | Deficit |  |  | 0 | 0 | 0 | 0 | 0 |  | 0 | 0 | 0 | 0 | 8360.7156 | yes |  | 0 | 0 | 0 | 8360.7156 | 0 | no | 0 | 0 | 0 | 8360.7156 | 0
| 9078.5395 | 0 | no | Surplus | yes |  | 0 | 0 | 0 | 922.243 | 0 | no | 0 | 0 | 0 | 922.243 | 4860 | no | 9078.5395 | 0 | 20001.565 |  |  | 0 |  |  | 0 | 0 | 0 | 0 | 0 |  | 0 | 0 | 0 | 0 | 0 | 9078.5395 | 14844.3152 | 7357.0012 | 0 | yes | Deficit |  |  | 0 | 0 | 0 | 0 | 0 |  | 0 | 0 | 0 | 0 | 6739.9534 | yes |  | 0 | 0 | 0 | 6739.9534 | 0 | no | 0 | 0 | 0 | 6739.9534 | 0
| 8443.3469 | 0 | no | Surplus | yes |  | 0 | 0 | 0 | 635.1926 | 0 | no | 0 | 0 | 0 | 635.1926 | 4860 | no | 8443.3469 | 0 | 18157.079 |  |  | 0 |  |  | 0 | 0 | 0 | 0 | 0 |  | 0 | 0 | 0 | 0 | 0 | 8443.3469 | 15452.614 | 6842.2584 | 0 | yes | Deficit |  |  | 0 | 0 | 0 | 0 | 0 |  | 0 | 0 | 0 | 0 | 8095.6128 | yes |  | 0 | 0 | 0 | 8095.6128 | 0 | no | 0 | 0 | 0 | 8095.6128 | 0
| 9869.7921 | 0 | yes | Deficit |  |  | 0 | 0 | 0 | 0 | 0 |  | 0 | 0 | 0 | 0 | 4860 | no |  | 0 | 16886.6938 | no | 9869.7921 | 0 | no | no | 0 | 0 | 0 | 0 | 0 |  | 0 | 0 | 0 | 0 | 0 | 9869.7921 | 16073.6256 | 7998.2108 | 0 | yes | Deficit |  |  | 0 | 0 | 0 | 0 | 0 |  | 0 | 0 | 0 | 0 | 9231.3672 | yes |  | 0 | 0 | 0 | 9231.3672 | 0 | no | 0 | 0 | 0 | 9231.3672 | 0
| 13394.0343 | 0 | yes | Deficit |  |  | 0 | 0 | 0 | 0 | 0 |  | 0 | 0 | 0 | 0 | 4860 | no |  | 0 | 19739.5842 | no | 13394.0343 | 0 | no | no | 0 | 0 | 0 | 0 | 0 |  | 0 | 0 | 0 | 0 | 0 | 13394.0343 | 15423.8088 | 10854.1607 | 0 | yes | Deficit |  |  | 0 | 0 | 0 | 0 | 0 |  | 0 | 0 | 0 | 0 | 7425.598 | yes |  | 0 | 0 | 0 | 7425.598 | 0 | no | 0 | 0 | 0 | 7425.598 | 0
| 10611.7104 | 0 | no | Surplus | yes |  | 0 | 0 | 0 | 2782.3238 | 0 | no | 0 | 0 | 0 | 2782.3238 | 4860 | no | 10611.7104 | 0 | 24300 |  |  | 0 |  |  | 0 | 0 | 0 | 0 | 0 |  | 0 | 0 | 0 | 0 | 0 | 10611.7104 | 15700.7789 | 8599.4412 | 0 | yes | Deficit |  |  | 0 | 0 | 0 | 0 | 0 |  | 0 | 0 | 0 | 0 | 4846.6183 | yes |  | 0 | 0 | 0 | 4846.6183 | 0 | no | 0 | 0 | 0 | 4846.6183 | 0
| 11301.801 | 0 | yes | Deficit |  |  | 0 | 0 | 0 | 0 | 0 |  | 0 | 0 | 0 | 0 | 4860 | no |  | 0 | 21223.4209 | no | 11301.801 | 0 | no | no | 0 | 0 | 0 | 0 | 0 |  | 0 | 0 | 0 | 0 | 0 | 11301.801 | 15320.6848 | 9158.6718 | 0 | yes | Deficit |  |  | 0 | 0 | 0 | 0 | 0 |  | 0 | 0 | 0 | 0 | 6721.2436 | yes |  | 0 | 0 | 0 | 6721.2436 | 0 | no | 0 | 0 | 0 | 6721.2436 | 0
| 14175.517 | 0 | yes | Deficit |  |  | 0 | 0 | 0 | 0 | 0 |  | 0 | 0 | 0 | 0 | 4860 | no |  | 0 | 22603.602 | no | 14175.517 | 0 | no | no | 0 | 0 | 0 | 0 | 0 |  | 0 | 0 | 0 | 0 | 0 | 14175.517 | 15971.2726 | 11487.453 | 0 | yes | Deficit |  |  | 0 | 0 | 0 | 0 | 0 |  | 0 | 0 | 0 | 0 | 6812.6008 | yes |  | 0 | 0 | 0 | 6812.6008 | 0 | no | 0 | 0 | 0 | 6812.6008 | 0
| 15242.3884 | 0 | yes | Deficit |  |  | 0 | 0 | 0 | 0 | 0 |  | 0 | 0 | 0 | 0 | 4860 | no |  | 0 | 24300 | no | 15242.3884 | 0 | no | no | 0 | 0 | 0 | 0 | 0 |  | 0 | 0 | 0 | 0 | 0 | 15242.3884 | 15536.3806 | 12352.0165 | 0 | yes | Deficit |  |  | 0 | 0 | 0 | 0 | 0 |  | 0 | 0 | 0 | 0 | 4048.9277 | yes |  | 0 | 0 | 0 | 4048.9277 | 0 | no | 0 | 0 | 0 | 4048.9277 | 0
| 17019.1633 | 0 | yes | Deficit |  |  | 0 | 0 | 0 | 0 | 0 |  | 0 | 0 | 0 | 0 | 4860 | no |  | 0 | 24300 | no | 17019.1633 | 0 | no | no | 0 | 0 | 0 | 0 | 0 |  | 0 | 0 | 0 | 0 | 0 | 17019.1633 | 15905.6458 | 13791.8665 | 0 | yes | Deficit |  |  | 0 | 0 | 0 | 0 | 0 |  | 0 | 0 | 0 | 0 | 3553.6293 | yes |  | 0 | 0 | 0 | 3553.6293 | 0 | no | 0 | 0 | 0 | 3553.6293 | 0
| 15300.5481 | 0 | no | Surplus | yes |  | 0 | 0 | 0 | 1718.6152 | 0 | no | 0 | 0 | 0 | 1718.6152 | 4860 | no | 15300.5481 | 0 | 24300 |  |  | 0 |  |  | 0 | 0 | 0 | 0 | 0 |  | 0 | 0 | 0 | 0 | 0 | 15300.5481 | 16174.27 | 12399.1476 | 0 | yes | Deficit |  |  | 0 | 0 | 0 | 0 | 0 |  | 0 | 0 | 0 | 0 | 2382.4034 | yes |  | 0 | 0 | 0 | 2382.4034 | 0 | no | 0 | 0 | 0 | 2382.4034 | 0
| 15891.3072 | 0 | yes | Deficit |  |  | 0 | 0 | 0 | 0 | 0 |  | 0 | 0 | 0 | 0 | 4860 | no |  | 0 | 24300 | no | 15891.3072 | 0 | no | no | 0 | 0 | 0 | 0 | 0 |  | 0 | 0 | 0 | 0 | 0 | 15891.3072 | 16425.8958 | 12877.8826 | 0 | yes | Deficit |  |  | 0 | 0 | 0 | 0 | 0 |  | 0 | 0 | 0 | 0 | 4026.7482 | yes |  | 0 | 0 | 0 | 4026.7482 | 0 | no | 0 | 0 | 0 | 4026.7482 | 0
| 15609.1037 | 0 | no | Surplus | yes |  | 0 | 0 | 0 | 282.2034 | 0 | no | 0 | 0 | 0 | 282.2034 | 4860 | no | 15609.1037 | 0 | 24300 |  |  | 0 |  |  | 0 | 0 | 0 | 0 | 0 |  | 0 | 0 | 0 | 0 | 0 | 15609.1037 | 16369.6848 | 12649.1927 | 0 | yes | Deficit |  |  | 0 | 0 | 0 | 0 | 0 |  | 0 | 0 | 0 | 0 | 3491.8021 | yes |  | 0 | 0 | 0 | 3491.8021 | 0 | no | 0 | 0 | 0 | 3491.8021 | 0
| 17936.7047 | 0 | yes | Deficit |  |  | 0 | 0 | 0 | 0 | 0 |  | 0 | 0 | 0 | 0 | 4860 | no |  | 0 | 24300 | no | 17936.7047 | 0 | no | no | 0 | 0 | 0 | 0 | 0 |  | 0 | 0 | 0 | 0 | 0 | 17936.7047 | 16334.967 | 14535.4171 | 0 | yes | Deficit |  |  | 0 | 0 | 0 | 0 | 0 |  | 0 | 0 | 0 | 0 | 3685.7743 | yes |  | 0 | 0 | 0 | 3685.7743 | 0 | no | 0 | 0 | 0 | 3685.7743 | 0
| 16962.5813 | 0 | no | Surplus | yes |  | 0 | 0 | 0 | 974.1233 | 0 | no | 0 | 0 | 0 | 974.1233 | 4860 | no | 16962.5813 | 0 | 24300 |  |  | 0 |  |  | 0 | 0 | 0 | 0 | 0 |  | 0 | 0 | 0 | 0 | 0 | 16962.5813 | 16133.7507 | 13746.0141 | 0 | yes | Deficit |  |  | 0 | 0 | 0 | 0 | 0 |  | 0 | 0 | 0 | 0 | 1598.3336 | yes |  | 0 | 0 | 0 | 1598.3336 | 0 | no | 0 | 0 | 0 | 1598.3336 | 0
| 17055.5299 | 0 | yes | Deficit |  |  | 0 | 0 | 0 | 0 | 0 |  | 0 | 0 | 0 | 0 | 4860 | no |  | 0 | 24300 | no | 17055.5299 | 0 | no | no | 0 | 0 | 0 | 0 | 0 |  | 0 | 0 | 0 | 0 | 0 | 17055.5299 | 17802.4815 | 13821.337 | 0 | yes | Deficit |  |  | 0 | 0 | 0 | 0 | 0 |  | 0 | 0 | 0 | 0 | 4056.4675 | yes |  | 0 | 0 | 0 | 4056.4675 | 0 | no | 0 | 0 | 0 | 4056.4675 | 0
| 15103.5587 | 0 | no | Surplus | yes |  | 0 | 0 | 0 | 1951.9712 | 0 | no | 0 | 0 | 0 | 1951.9712 | 4860 | no | 15103.5587 | 0 | 24300 |  |  | 0 |  |  | 0 | 0 | 0 | 0 | 0 |  | 0 | 0 | 0 | 0 | 0 | 15103.5587 | 18995.1628 | 12239.5127 | 0 | yes | Deficit |  |  | 0 | 0 | 0 | 0 | 0 |  | 0 | 0 | 0 | 0 | 5173.8257 | yes |  | 0 | 0 | 0 | 5173.8257 | 0 | no | 0 | 0 | 0 | 5173.8257 | 0
| 16565.2155 | 0 | yes | Deficit |  |  | 0 | 0 | 0 | 0 | 0 |  | 0 | 0 | 0 | 0 | 4860 | no |  | 0 | 24300 | no | 16565.2155 | 0 | no | no | 0 | 0 | 0 | 0 | 0 |  | 0 | 0 | 0 | 0 | 0 | 16565.2155 | 19214.13 | 13423.9996 | 0 | yes | Deficit |  |  | 0 | 0 | 0 | 0 | 0 |  | 0 | 0 | 0 | 0 | 6974.6172 | yes |  | 0 | 0 | 0 | 6974.6172 | 0 | no | 0 | 0 | 0 | 6974.6172 | 0
| 16404.9207 | 0 | no | Surplus | yes |  | 0 | 0 | 0 | 160.2948 | 0 | no | 0 | 0 | 0 | 160.2948 | 4860 | no | 16404.9207 | 0 | 24300 |  |  | 0 |  |  | 0 | 0 | 0 | 0 | 0 |  | 0 | 0 | 0 | 0 | 0 | 16404.9207 | 19250.7221 | 13294.1011 | 0 | yes | Deficit |  |  | 0 | 0 | 0 | 0 | 0 |  | 0 | 0 | 0 | 0 | 5826.7225 | yes |  | 0 | 0 | 0 | 5826.7225 | 0 | no | 0 | 0 | 0 | 5826.7225 | 0
| 17853.5709 | 0 | yes | Deficit |  |  | 0 | 0 | 0 | 0 | 0 |  | 0 | 0 | 0 | 0 | 4860 | no |  | 0 | 24300 | no | 17853.5709 | 0 | no | no | 0 | 0 | 0 | 0 | 0 |  | 0 | 0 | 0 | 0 | 0 | 17853.5709 | 19453.8848 | 14468.0478 | 0 | yes | Deficit |  |  | 0 | 0 | 0 | 0 | 0 |  | 0 | 0 | 0 | 0 | 6159.7837 | yes |  | 0 | 0 | 0 | 6159.7837 | 0 | no | 0 | 0 | 0 | 6159.7837 | 0
| 18901.1884 | 0 | yes | Deficit |  |  | 0 | 0 | 0 | 0 | 0 |  | 0 | 0 | 0 | 0 | 4860 | no |  | 0 | 24300 | no | 18901.1884 | 0 | no | no | 0 | 0 | 0 | 0 | 0 |  | 0 | 0 | 0 | 0 | 0 | 18901.1884 | 18595.769 | 15317.0084 | 0 | yes | Deficit |  |  | 0 | 0 | 0 | 0 | 0 |  | 0 | 0 | 0 | 0 | 4127.7212 | yes |  | 0 | 0 | 0 | 4127.7212 | 0 | no | 0 | 0 | 0 | 4127.7212 | 0
| 19739.3861 | 0 | yes | Deficit |  |  | 0 | 0 | 0 | 0 | 0 |  | 0 | 0 | 0 | 0 | 4860 | no |  | 0 | 24300 | no | 19739.3861 | 0 | no | no | 0 | 0 | 0 | 0 | 0 |  | 0 | 0 | 0 | 0 | 0 | 19739.3861 | 18545.9526 | 15996.261 | 0 | yes | Deficit |  |  | 0 | 0 | 0 | 0 | 0 |  | 0 | 0 | 0 | 0 | 3228.9441 | yes |  | 0 | 0 | 0 | 3228.9441 | 0 | no | 0 | 0 | 0 | 3228.9441 | 0
| 19407.5523 | 0 | no | Surplus | yes |  | 0 | 0 | 0 | 331.8337 | 0 | no | 0 | 0 | 0 | 331.8337 | 4860 | no | 19407.5523 | 0 | 24300 |  |  | 0 |  |  | 0 | 0 | 0 | 0 | 0 |  | 0 | 0 | 0 | 0 | 0 | 19407.5523 | 17817.5809 | 15727.352 | 0 | yes | Deficit |  |  | 0 | 0 | 0 | 0 | 0 |  | 0 | 0 | 0 | 0 | 1821.3199 | yes |  | 0 | 0 | 0 | 1821.3199 | 0 | no | 0 | 0 | 0 | 1821.3199 | 0
| 19725.3831 | 0 | yes | Deficit |  |  | 0 | 0 | 0 | 0 | 0 |  | 0 | 0 | 0 | 0 | 4860 | no |  | 0 | 24300 | no | 19725.3831 | 0 | no | no | 0 | 0 | 0 | 0 | 0 |  | 0 | 0 | 0 | 0 | 0 | 19725.3831 | 17712.6877 | 15984.9134 | 0 | yes | Deficit |  |  | 0 | 0 | 0 | 0 | 0 |  | 0 | 0 | 0 | 0 | 1985.3358 | yes |  | 0 | 0 | 0 | 1985.3358 | 0 | no | 0 | 0 | 0 | 1985.3358 | 0
| 19175.7625 | 0 | no | Surplus | yes |  | 0 | 0 | 0 | 549.6206 | 0 | no | 0 | 0 | 0 | 549.6206 | 4860 | no | 19175.7625 | 0 | 24300 |  |  | 0 |  |  | 0 | 0 | 0 | 0 | 0 |  | 0 | 0 | 0 | 0 | 0 | 19175.7625 | 17490.1754 | 15539.5158 | 0 | yes | Deficit |  |  | 0 | 0 | 0 | 0 | 0 |  | 0 | 0 | 0 | 0 | 1505.2621 | yes |  | 0 | 0 | 0 | 1505.2621 | 0 | no | 0 | 0 | 0 | 1505.2621 | 0
| 19036.223 | 0 | no | Surplus | yes |  | 0 | 0 | 0 | 139.5395 | 0 | no | 0 | 0 | 0 | 139.5395 | 4860 | no | 19036.223 | 0 | 24300 |  |  | 0 |  |  | 0 | 0 | 0 | 0 | 0 |  | 0 | 0 | 0 | 0 | 0 | 19036.223 | 17341.2569 | 15426.4368 | 0 | yes | Deficit |  |  | 0 | 0 | 0 | 0 | 0 |  | 0 | 0 | 0 | 0 | 1801.7412 | yes |  | 0 | 0 | 0 | 1801.7412 | 0 | no | 0 | 0 | 0 | 1801.7412 | 0
| 19480.9907 | 0 | yes | Deficit |  |  | 0 | 0 | 0 | 0 | 0 |  | 0 | 0 | 0 | 0 | 4860 | no |  | 0 | 24300 | no | 19480.9907 | 0 | no | no | 0 | 0 | 0 | 0 | 0 |  | 0 | 0 | 0 | 0 | 0 | 19480.9907 | 17393.9713 | 15786.8644 | 0 | yes | Deficit |  |  | 0 | 0 | 0 | 0 | 0 |  | 0 | 0 | 0 | 0 | 1967.5345 | yes |  | 0 | 0 | 0 | 1967.5345 | 0 | no | 0 | 0 | 0 | 1967.5345 | 0
| 20085.3808 | 0 | yes | Deficit |  |  | 0 | 0 | 0 | 0 | 0 |  | 0 | 0 | 0 | 0 | 4860 | no |  | 0 | 24300 | no | 20085.3808 | 0 | no | no | 0 | 0 | 0 | 0 | 0 |  | 0 | 0 | 0 | 0 | 0 | 20085.3808 | 17222.8004 | 16276.6457 | 0 | yes | Deficit |  |  | 0 | 0 | 0 | 0 | 0 |  | 0 | 0 | 0 | 0 | 1435.936 | yes |  | 0 | 0 | 0 | 1435.936 | 0 | no | 0 | 0 | 0 | 1435.936 | 0
| 20608.1507 | 0 | yes | Deficit |  |  | 0 | 0 | 0 | 0 | 0 |  | 0 | 0 | 0 | 0 | 4860 | no |  | 0 | 24300 | no | 20608.1507 | 0 | no | no | 0 | 0 | 0 | 0 | 0 |  | 0 | 0 | 0 | 0 | 0 | 20608.1507 | 17408.9902 | 16700.2842 | 0 | yes | Deficit |  |  | 0 | 0 | 0 | 0 | 0 |  | 0 | 0 | 0 | 0 | 1132.3446 | yes |  | 0 | 0 | 0 | 1132.3446 | 0 | no | 0 | 0 | 0 | 1132.3446 | 0
| 22792.4735 | 0 | yes | Deficit |  |  | 0 | 0 | 0 | 0 | 0 |  | 0 | 0 | 0 | 0 | 4860 | no |  | 0 | 24300 | no | 22792.4735 | 0 | no | no | 0 | 0 | 0 | 0 | 0 |  | 0 | 0 | 0 | 0 | 0 | 22792.4735 | 17595.3894 | 18470.3999 | 0 | yes | Deficit |  |  | 0 | 0 | 0 | 0 | 0 |  | 0 | 0 | 0 | 0 | 895.1052 | yes |  | 0 | 0 | 0 | 895.1052 | 0 | no | 0 | 0 | 0 | 895.1052 | 0
| 20050.1804 | 0 | no | Surplus | yes |  | 0 | 0 | 0 | 2742.2931 | 0 | no | 0 | 0 | 0 | 2742.2931 | 4860 | no | 20050.1804 | 0 | 24300 |  |  | 0 |  |  | 0 | 0 | 0 | 0 | 0 |  | 0 | 0 | 0 | 0 | 0 | 20050.1804 | 18791.3038 | 16248.1202 | 0 | yes | Deficit |  |  | 0 | 0 | 0 | 0 | 0 |  | 0 | 0 | 0 | 0 | 320.9039 | yes |  | 0 | 0 | 0 | 320.9039 | 0 | no | 0 | 0 | 0 | 320.9039 | 0
| 19746.7971 | 0 | no | Surplus | yes |  | 0 | 0 | 0 | 303.3832 | 0 | no | 0 | 0 | 0 | 303.3832 | 4860 | no | 19746.7971 | 0 | 24300 |  |  | 0 |  |  | 0 | 0 | 0 | 0 | 0 |  | 0 | 0 | 0 | 0 | 0 | 19746.7971 | 17130.7572 | 16002.2667 | 0 | yes | Deficit |  |  | 0 | 0 | 0 | 0 | 0 |  | 0 | 0 | 0 | 0 | 882.637 | yes |  | 0 | 0 | 0 | 882.637 | 0 | no | 0 | 0 | 0 | 882.637 | 0
| 21132.0144 | 0 | yes | Deficit |  |  | 0 | 0 | 0 | 0 | 0 |  | 0 | 0 | 0 | 0 | 4860 | no |  | 0 | 24300 | no | 21132.0144 | 0 | no | no | 0 | 0 | 0 | 0 | 0 |  | 0 | 0 | 0 | 0 | 0 | 21132.0144 | 16253.4301 | 17124.8091 | 0 | yes | Deficit |  |  | 0 | 0 | 0 | 0 | 0 |  | 0 | 0 | 0 | 0 | 251.1634 | yes |  | 0 | 0 | 0 | 251.1634 | 0 | no | 0 | 0 | 0 | 251.1634 | 0
| 21895.0387 | 0 | yes | Deficit |  |  | 0 | 0 | 0 | 0 | 0 |  | 0 | 0 | 0 | 0 | 4860 | no |  | 0 | 24300 | no | 21895.0387 | 0 | no | no | 0 | 0 | 0 | 0 | 0 |  | 0 | 0 | 0 | 0 | 0 | 21895.0387 | 16875.5408 | 17743.1432 | 0 | no | Surplus | yes |  | 0 | 0 | 0 | 249.2683 | 0 | no | 0 | 0 | 0 | 249.2683 | 0 |  |  | 0 | 0 | 0 | 0 | 0 |  | 0 | 0 | 0 | 0 | 0
| 22276.5576 | 0 | yes | Deficit |  |  | 0 | 0 | 0 | 0 | 0 |  | 0 | 0 | 0 | 0 | 4860 | no |  | 0 | 24300 | no | 22276.5576 | 0 | no | no | 0 | 0 | 0 | 0 | 0 |  | 0 | 0 | 0 | 0 | 0 | 22276.5576 | 16636.5624 | 18052.3157 | 0 | no | Surplus | yes |  | 0 | 0 | 0 | 1106.5808 | 0 | no | 0 | 0 | 0 | 1106.5808 | 0 |  |  | 0 | 0 | 0 | 0 | 0 |  | 0 | 0 | 0 | 0 | 0
| 21411.152 | 0 | no | Surplus | yes |  | 0 | 0 | 0 | 865.4056 | 0 | no | 0 | 0 | 0 | 865.4056 | 4860 | no | 21411.152 | 0 | 24300 |  |  | 0 |  |  | 0 | 0 | 0 | 0 | 0 |  | 0 | 0 | 0 | 0 | 0 | 21411.152 | 16294.6049 | 17351.0146 | 0 | no | Surplus | yes |  | 0 | 0 | 0 | 1757.7109 | 0 | no | 0 | 0 | 0 | 1757.7109 | 0 |  |  | 0 | 0 | 0 | 0 | 0 |  | 0 | 0 | 0 | 0 | 0
| 19623.4043 | 0 | no | Surplus | yes |  | 0 | 0 | 0 | 1787.7477 | 0 | no | 0 | 0 | 0 | 1787.7477 | 4860 | no | 19623.4043 | 0 | 24300 |  |  | 0 |  |  | 0 | 0 | 0 | 0 | 0 |  | 0 | 0 | 0 | 0 | 0 | 19623.4043 | 16969.6503 | 15902.2725 | 0 | no | Surplus | yes |  | 0 | 0 | 0 | 381.3643 | 0 | no | 0 | 0 | 0 | 381.3643 | 0 |  |  | 0 | 0 | 0 | 0 | 0 |  | 0 | 0 | 0 | 0 | 0
| 20669.5899 | 0 | yes | Deficit |  |  | 0 | 0 | 0 | 0 | 0 |  | 0 | 0 | 0 | 0 | 4860 | no |  | 0 | 24300 | no | 20669.5899 | 0 | no | no | 0 | 0 | 0 | 0 | 0 |  | 0 | 0 | 0 | 0 | 0 | 20669.5899 | 17214.6463 | 16750.0728 | 0 | yes | Deficit |  |  | 0 | 0 | 0 | 0 | 0 |  | 0 | 0 | 0 | 0 | 1312.3738 | yes |  | 0 | 0 | 0 | 1312.3738 | 0 | no | 0 | 0 | 0 | 1312.3738 | 0
| 20947.2785 | 0 | yes | Deficit |  |  | 0 | 0 | 0 | 0 | 0 |  | 0 | 0 | 0 | 0 | 4860 | no |  | 0 | 24300 | no | 20947.2785 | 0 | no | no | 0 | 0 | 0 | 0 | 0 |  | 0 | 0 | 0 | 0 | 0 | 20947.2785 | 17281.6314 | 16975.1041 | 0 | yes | Deficit |  |  | 0 | 0 | 0 | 0 | 0 |  | 0 | 0 | 0 | 0 | 531.5586 | yes |  | 0 | 0 | 0 | 531.5586 | 0 | no | 0 | 0 | 0 | 531.5586 | 0
| 22396.7383 | 0 | yes | Deficit |  |  | 0 | 0 | 0 | 0 | 0 |  | 0 | 0 | 0 | 0 | 4860 | no |  | 0 | 24300 | no | 22396.7383 | 0 | no | no | 0 | 0 | 0 | 0 | 0 |  | 0 | 0 | 0 | 0 | 0 | 22396.7383 | 16954.0657 | 18149.7069 | 0 | no | Surplus | yes |  | 0 | 0 | 0 | 21.0384 | 0 | no | 0 | 0 | 0 | 21.0384 | 0 |  |  | 0 | 0 | 0 | 0 | 0 |  | 0 | 0 | 0 | 0 | 0
| 24182.8684 | 0 | yes | Deficit |  |  | 0 | 0 | 0 | 0 | 0 |  | 0 | 0 | 0 | 0 | 4860 | no |  | 0 | 24300 | no | 24182.8684 | 0 | no | no | 0 | 0 | 0 | 0 | 0 |  | 0 | 0 | 0 | 0 | 0 | 24182.8684 | 16938.0971 | 19597.1381 | 0 | no | Surplus | yes |  | 0 | 0 | 0 | 1211.6098 | 0 | no | 0 | 0 | 0 | 1211.6098 | 0 |  |  | 0 | 0 | 0 | 0 | 0 |  | 0 | 0 | 0 | 0 | 0
| 21276.9069 | 0 | no | Surplus | yes |  | 0 | 0 | 0 | 2905.9615 | 0 | no | 0 | 0 | 0 | 2905.9615 | 4860 | no | 21276.9069 | 0 | 24300 |  |  | 0 |  |  | 0 | 0 | 0 | 0 | 0 |  | 0 | 0 | 0 | 0 | 0 | 21276.9069 | 17987.2067 | 17242.226 | 0 | no | Surplus | yes |  | 0 | 0 | 0 | 1609.9314 | 0 | no | 0 | 0 | 0 | 1609.9314 | 0 |  |  | 0 | 0 | 0 | 0 | 0 |  | 0 | 0 | 0 | 0 | 0
| 22280.5457 | 0 | yes | Deficit |  |  | 0 | 0 | 0 | 0 | 0 |  | 0 | 0 | 0 | 0 | 4860 | no |  | 0 | 24300 | no | 22280.5457 | 0 | no | no | 0 | 0 | 0 | 0 | 0 |  | 0 | 0 | 0 | 0 | 0 | 22280.5457 | 18101.1281 | 18055.5476 | 0 | yes | Deficit |  |  | 0 | 0 | 0 | 0 | 0 |  | 0 | 0 | 0 | 0 | 858.902 | yes |  | 0 | 0 | 0 | 858.902 | 0 | no | 0 | 0 | 0 | 858.902 | 0
| 21628.1533 | 0 | no | Surplus | yes |  | 0 | 0 | 0 | 652.3924 | 0 | no | 0 | 0 | 0 | 652.3924 | 4860 | no | 21628.1533 | 0 | 24300 |  |  | 0 |  |  | 0 | 0 | 0 | 0 | 0 |  | 0 | 0 | 0 | 0 | 0 | 21628.1533 | 17488.9555 | 17526.8666 | 0 | no | Surplus | yes |  | 0 | 0 | 0 | 566.592 | 0 | no | 0 | 0 | 0 | 566.592 | 0 |  |  | 0 | 0 | 0 | 0 | 0 |  | 0 | 0 | 0 | 0 | 0
| 22090.704 | 0 | yes | Deficit |  |  | 0 | 0 | 0 | 0 | 0 |  | 0 | 0 | 0 | 0 | 4860 | no |  | 0 | 24300 | no | 22090.704 | 0 | no | no | 0 | 0 | 0 | 0 | 0 |  | 0 | 0 | 0 | 0 | 0 | 22090.704 | 17315.626 | 17901.7051 | 0 | no | Surplus | yes |  | 0 | 0 | 0 | 211.2406 | 0 | no | 0 | 0 | 0 | 211.2406 | 0 |  |  | 0 | 0 | 0 | 0 | 0 |  | 0 | 0 | 0 | 0 | 0
| 21446.3784 | 0 | no | Surplus | yes |  | 0 | 0 | 0 | 644.3256 | 0 | no | 0 | 0 | 0 | 644.3256 | 4860 | no | 21446.3784 | 0 | 24300 |  |  | 0 |  |  | 0 | 0 | 0 | 0 | 0 |  | 0 | 0 | 0 | 0 | 0 | 21446.3784 | 16082.8565 | 17379.5611 | 0 | no | Surplus | yes |  | 0 | 0 | 0 | 1818.8486 | 0 | no | 0 | 0 | 0 | 1818.8486 | 0 |  |  | 0 | 0 | 0 | 0 | 0 |  | 0 | 0 | 0 | 0 | 0
| 24959.6769 | 0 | yes | Deficit |  |  | 0 | 0 | 0 | 0 | 0 |  | 0 | 0 | 0 | 0 | 4860 | no |  | 0 | 24300 | yes | 24300 | 659.6769 | yes |  | 0 | 0 | 0 | 659.6769 | 0 | no | 0 | 0 | 0 | 659.6769 | 0 | 24300 | 15791.7171 | 19692.0583 | 0 | no | Surplus | yes |  | 0 | 0 | 0 | 1587.844 | 0 | no | 0 | 0 | 0 | 1587.844 | 0 |  |  | 0 | 0 | 0 | 0 | 0 |  | 0 | 0 | 0 | 0 | 0
| 24734.793 | 0 | yes | Deficit |  |  | 0 | 0 | 0 | 0 | 0 |  | 0 | 0 | 0 | 0 | 4860 | no |  | 0 | 24300 | yes | 24300 | 434.793 | yes |  | 0 | 0 | 0 | 434.793 | 0 | no | 0 | 0 | 0 | 434.793 | 0 | 24300 | 15054.4197 | 19692.0583 | 0 | no | Surplus | yes |  | 0 | 0 | 0 | 4637.6386 | 0 | no | 0 | 0 | 0 | 4637.6386 | 0 |  |  | 0 | 0 | 0 | 0 | 0 |  | 0 | 0 | 0 | 0 | 0
| 21745.8801 | 0 | no | Surplus | yes |  | 0 | 0 | 0 | 2554.1199 | 0 | no | 0 | 0 | 0 | 2554.1199 | 4860 | no | 21745.8801 | 0 | 24300 |  |  | 0 |  |  | 0 | 0 | 0 | 0 | 0 |  | 0 | 0 | 0 | 0 | 0 | 21745.8801 | 16576.8048 | 17622.2691 | 0 | no | Surplus | yes |  | 0 | 0 | 0 | 3115.2536 | 0 | no | 0 | 0 | 0 | 3115.2536 | 0 |  |  | 0 | 0 | 0 | 0 | 0 |  | 0 | 0 | 0 | 0 | 0
| 20776.791 | 0 | no | Surplus | yes |  | 0 | 0 | 0 | 969.0891 | 0 | no | 0 | 0 | 0 | 969.0891 | 4860 | no | 20776.791 | 0 | 24300 |  |  | 0 |  |  | 0 | 0 | 0 | 0 | 0 |  | 0 | 0 | 0 | 0 | 0 | 20776.791 | 16845.6924 | 16836.9457 | 0 | no | Surplus | yes |  | 0 | 0 | 0 | 776.5767 | 0 | no | 0 | 0 | 0 | 776.5767 | 0 |  |  | 0 | 0 | 0 | 0 | 0 |  | 0 | 0 | 0 | 0 | 0
| 21158.7361 | 0 | yes | Deficit |  |  | 0 | 0 | 0 | 0 | 0 |  | 0 | 0 | 0 | 0 | 4860 | no |  | 0 | 24300 | no | 21158.7361 | 0 | no | no | 0 | 0 | 0 | 0 | 0 |  | 0 | 0 | 0 | 0 | 0 | 21158.7361 | 17527.2873 | 17146.4636 | 0 | yes | Deficit |  |  | 0 | 0 | 0 | 0 | 0 |  | 0 | 0 | 0 | 0 | 690.3416 | yes |  | 0 | 0 | 0 | 690.3416 | 0 | no | 0 | 0 | 0 | 690.3416 | 0
| 22141.4986 | 0 | yes | Deficit |  |  | 0 | 0 | 0 | 0 | 0 |  | 0 | 0 | 0 | 0 | 4860 | no |  | 0 | 24300 | no | 22141.4986 | 0 | no | no | 0 | 0 | 0 | 0 | 0 |  | 0 | 0 | 0 | 0 | 0 | 22141.4986 | 16662.7069 | 17942.8676 | 0 | no | Surplus | yes |  | 0 | 0 | 0 | 483.7567 | 0 | no | 0 | 0 | 0 | 483.7567 | 0 |  |  | 0 | 0 | 0 | 0 | 0 |  | 0 | 0 | 0 | 0 | 0
| 20467.3417 | 0 | no | Surplus | yes |  | 0 | 0 | 0 | 1674.1569 | 0 | no | 0 | 0 | 0 | 1674.1569 | 4860 | no | 20467.3417 | 0 | 24300 |  |  | 0 |  |  | 0 | 0 | 0 | 0 | 0 |  | 0 | 0 | 0 | 0 | 0 | 20467.3417 | 16609.9048 | 16586.1764 | 0 | no | Surplus | yes |  | 0 | 0 | 0 | 1332.9627 | 0 | no | 0 | 0 | 0 | 1332.9627 | 0 |  |  | 0 | 0 | 0 | 0 | 0 |  | 0 | 0 | 0 | 0 | 0
| 20369.3686 | 0 | no | Surplus | yes |  | 0 | 0 | 0 | 97.9731 | 0 | no | 0 | 0 | 0 | 97.9731 | 4860 | no | 20369.3686 | 0 | 24300 |  |  | 0 |  |  | 0 | 0 | 0 | 0 | 0 |  | 0 | 0 | 0 | 0 | 0 | 20369.3686 | 15865.3861 | 16506.7817 | 0 | no | Surplus | yes |  | 0 | 0 | 0 | 720.7903 | 0 | no | 0 | 0 | 0 | 720.7903 | 0 |  |  | 0 | 0 | 0 | 0 | 0 |  | 0 | 0 | 0 | 0 | 0
| 21642.6216 | 0 | yes | Deficit |  |  | 0 | 0 | 0 | 0 | 0 |  | 0 | 0 | 0 | 0 | 4860 | no |  | 0 | 24300 | no | 21642.6216 | 0 | no | no | 0 | 0 | 0 | 0 | 0 |  | 0 | 0 | 0 | 0 | 0 | 21642.6216 | 16021.8503 | 17538.5912 | 0 | no | Surplus | yes |  | 0 | 0 | 0 | 484.9314 | 0 | no | 0 | 0 | 0 | 484.9314 | 0 |  |  | 0 | 0 | 0 | 0 | 0 |  | 0 | 0 | 0 | 0 | 0
| 22499.8512 | 0 | yes | Deficit |  |  | 0 | 0 | 0 | 0 | 0 |  | 0 | 0 | 0 | 0 | 4860 | no |  | 0 | 24300 | no | 22499.8512 | 0 | no | no | 0 | 0 | 0 | 0 | 0 |  | 0 | 0 | 0 | 0 | 0 | 22499.8512 | 18940.2509 | 18233.2668 | 0 | yes | Deficit |  |  | 0 | 0 | 0 | 0 | 0 |  | 0 | 0 | 0 | 0 | 1401.6597 | yes |  | 0 | 0 | 0 | 1401.6597 | 0 | no | 0 | 0 | 0 | 1401.6597 | 0
| 22839.9521 | 0 | yes | Deficit |  |  | 0 | 0 | 0 | 0 | 0 |  | 0 | 0 | 0 | 0 | 4860 | no |  | 0 | 24300 | no | 22839.9521 | 0 | no | no | 0 | 0 | 0 | 0 | 0 |  | 0 | 0 | 0 | 0 | 0 | 22839.9521 | 17735.1929 | 18508.8753 | 0 | no | Surplus | yes |  | 0 | 0 | 0 | 498.0739 | 0 | no | 0 | 0 | 0 | 498.0739 | 0 |  |  | 0 | 0 | 0 | 0 | 0 |  | 0 | 0 | 0 | 0 | 0
| 21073.4859 | 0 | no | Surplus | yes |  | 0 | 0 | 0 | 1766.4662 | 0 | no | 0 | 0 | 0 | 1766.4662 | 4860 | no | 21073.4859 | 0 | 24300 |  |  | 0 |  |  | 0 | 0 | 0 | 0 | 0 |  | 0 | 0 | 0 | 0 | 0 | 21073.4859 | 16880.7573 | 17077.3792 | 0 | no | Surplus | yes |  | 0 | 0 | 0 | 1628.118 | 0 | no | 0 | 0 | 0 | 1628.118 | 0 |  |  | 0 | 0 | 0 | 0 | 0 |  | 0 | 0 | 0 | 0 | 0
| 19539.912 | 0 | no | Surplus | yes |  | 0 | 0 | 0 | 1533.574 | 0 | no | 0 | 0 | 0 | 1533.574 | 4860 | no | 19539.912 | 0 | 24300 |  |  | 0 |  |  | 0 | 0 | 0 | 0 | 0 |  | 0 | 0 | 0 | 0 | 0 | 19539.912 | 17117.2033 | 15834.6126 | 0 | yes | Deficit |  |  | 0 | 0 | 0 | 0 | 0 |  | 0 | 0 | 0 | 0 | 39.8241 | yes |  | 0 | 0 | 0 | 39.8241 | 0 | no | 0 | 0 | 0 | 39.8241 | 0
| 20470.9928 | 0 | yes | Deficit |  |  | 0 | 0 | 0 | 0 | 0 |  | 0 | 0 | 0 | 0 | 4860 | no |  | 0 | 24300 | no | 20470.9928 | 0 | no | no | 0 | 0 | 0 | 0 | 0 |  | 0 | 0 | 0 | 0 | 0 | 20470.9928 | 16490.3957 | 16589.1351 | 0 | yes | Deficit |  |  | 0 | 0 | 0 | 0 | 0 |  | 0 | 0 | 0 | 0 | 655.7831 | yes |  | 0 | 0 | 0 | 655.7831 | 0 | no | 0 | 0 | 0 | 655.7831 | 0
| 22237.5166 | 0 | yes | Deficit |  |  | 0 | 0 | 0 | 0 | 0 |  | 0 | 0 | 0 | 0 | 4860 | no |  | 0 | 24300 | no | 22237.5166 | 0 | no | no | 0 | 0 | 0 | 0 | 0 |  | 0 | 0 | 0 | 0 | 0 | 22237.5166 | 16381.2834 | 18020.678 | 0 | no | Surplus | yes |  | 0 | 0 | 0 | 207.8517 | 0 | no | 0 | 0 | 0 | 207.8517 | 0 |  |  | 0 | 0 | 0 | 0 | 0 |  | 0 | 0 | 0 | 0 | 0
| 21694.6155 | 0 | no | Surplus | yes |  | 0 | 0 | 0 | 542.9011 | 0 | no | 0 | 0 | 0 | 542.9011 | 4860 | no | 21694.6155 | 0 | 24300 |  |  | 0 |  |  | 0 | 0 | 0 | 0 | 0 |  | 0 | 0 | 0 | 0 | 0 | 21694.6155 | 16621.0008 | 17580.7257 | 0 | no | Surplus | yes |  | 0 | 0 | 0 | 1399.6771 | 0 | no | 0 | 0 | 0 | 1399.6771 | 0 |  |  | 0 | 0 | 0 | 0 | 0 |  | 0 | 0 | 0 | 0 | 0
| 23383.4367 | 0 | yes | Deficit |  |  | 0 | 0 | 0 | 0 | 0 |  | 0 | 0 | 0 | 0 | 4860 | no |  | 0 | 24300 | no | 23383.4367 | 0 | no | no | 0 | 0 | 0 | 0 | 0 |  | 0 | 0 | 0 | 0 | 0 | 23383.4367 | 16727.2125 | 18949.3004 | 0 | no | Surplus | yes |  | 0 | 0 | 0 | 853.5132 | 0 | no | 0 | 0 | 0 | 853.5132 | 0 |  |  | 0 | 0 | 0 | 0 | 0 |  | 0 | 0 | 0 | 0 | 0
| 20965.5283 | 0 | no | Surplus | yes |  | 0 | 0 | 0 | 2417.9084 | 0 | no | 0 | 0 | 0 | 2417.9084 | 4860 | no | 20965.5283 | 0 | 24300 |  |  | 0 |  |  | 0 | 0 | 0 | 0 | 0 |  | 0 | 0 | 0 | 0 | 0 | 20965.5283 | 15454.2177 | 16989.8933 | 0 | no | Surplus | yes |  | 0 | 0 | 0 | 3495.0827 | 0 | no | 0 | 0 | 0 | 3495.0827 | 0 |  |  | 0 | 0 | 0 | 0 | 0 |  | 0 | 0 | 0 | 0 | 0
| 19587.6179 | 0 | no | Surplus | yes |  | 0 | 0 | 0 | 1377.9105 | 0 | no | 0 | 0 | 0 | 1377.9105 | 4860 | no | 19587.6179 | 0 | 24300 |  |  | 0 |  |  | 0 | 0 | 0 | 0 | 0 |  | 0 | 0 | 0 | 0 | 0 | 19587.6179 | 15912.4765 | 15873.2722 | 0 | no | Surplus | yes |  | 0 | 0 | 0 | 1077.4168 | 0 | no | 0 | 0 | 0 | 1077.4168 | 0 |  |  | 0 | 0 | 0 | 0 | 0 |  | 0 | 0 | 0 | 0 | 0
| 21399.3219 | 0 | yes | Deficit |  |  | 0 | 0 | 0 | 0 | 0 |  | 0 | 0 | 0 | 0 | 4860 | no |  | 0 | 24300 | no | 21399.3219 | 0 | no | no | 0 | 0 | 0 | 0 | 0 |  | 0 | 0 | 0 | 0 | 0 | 21399.3219 | 13730.8404 | 17341.4278 | 0 | no | Surplus | yes |  | 0 | 0 | 0 | 2142.4318 | 0 | no | 0 | 0 | 0 | 2142.4318 | 0 |  |  | 0 | 0 | 0 | 0 | 0 |  | 0 | 0 | 0 | 0 | 0
| 20873.2902 | 0 | no | Surplus | yes |  | 0 | 0 | 0 | 526.0317 | 0 | no | 0 | 0 | 0 | 526.0317 | 4860 | no | 20873.2902 | 0 | 24300 |  |  | 0 |  |  | 0 | 0 | 0 | 0 | 0 |  | 0 | 0 | 0 | 0 | 0 | 20873.2902 | 13487.9987 | 16915.146 | 0 | no | Surplus | yes |  | 0 | 0 | 0 | 3853.4291 | 0 | no | 0 | 0 | 0 | 3853.4291 | 0 |  |  | 0 | 0 | 0 | 0 | 0 |  | 0 | 0 | 0 | 0 | 0
| 20674.9721 | 0 | no | Surplus | yes |  | 0 | 0 | 0 | 198.3181 | 0 | no | 0 | 0 | 0 | 198.3181 | 4860 | no | 20674.9721 | 0 | 24300 |  |  | 0 |  |  | 0 | 0 | 0 | 0 | 0 |  | 0 | 0 | 0 | 0 | 0 | 20674.9721 | 12804.6697 | 16754.4344 | 0 | no | Surplus | yes |  | 0 | 0 | 0 | 4110.4763 | 0 | no | 0 | 0 | 0 | 4110.4763 | 0 |  |  | 0 | 0 | 0 | 0 | 0 |  | 0 | 0 | 0 | 0 | 0
| 23233.5601 | 0 | yes | Deficit |  |  | 0 | 0 | 0 | 0 | 0 |  | 0 | 0 | 0 | 0 | 4860 | no |  | 0 | 24300 | no | 23233.5601 | 0 | no | no | 0 | 0 | 0 | 0 | 0 |  | 0 | 0 | 0 | 0 | 0 | 23233.5601 | 14960.0976 | 18827.8445 | 0 | no | Surplus | yes |  | 0 | 0 | 0 | 1794.3368 | 0 | no | 0 | 0 | 0 | 1794.3368 | 0 |  |  | 0 | 0 | 0 | 0 | 0 |  | 0 | 0 | 0 | 0 | 0
| 20692.298 | 0 | no | Surplus | yes |  | 0 | 0 | 0 | 2541.2621 | 0 | no | 0 | 0 | 0 | 2541.2621 | 4860 | no | 20692.298 | 0 | 24300 |  |  | 0 |  |  | 0 | 0 | 0 | 0 | 0 |  | 0 | 0 | 0 | 0 | 0 | 20692.298 | 11480.3715 | 16768.4749 | 0 | no | Surplus | yes |  | 0 | 0 | 0 | 7347.473 | 0 | no | 0 | 0 | 0 | 7347.473 | 0 |  |  | 0 | 0 | 0 | 0 | 0 |  | 0 | 0 | 0 | 0 | 0
| 18771.3149 | 0 | no | Surplus | yes |  | 0 | 0 | 0 | 1920.9831 | 0 | no | 0 | 0 | 0 | 1920.9831 | 4860 | no | 18771.3149 | 0 | 24300 |  |  | 0 |  |  | 0 | 0 | 0 | 0 | 0 |  | 0 | 0 | 0 | 0 | 0 | 18771.3149 | 9505.2047 | 15211.7625 | 0 | no | Surplus | yes |  | 0 | 0 | 0 | 7263.2702 | 0 | no | 0 | 0 | 0 | 7263.2702 | 0 |  |  | 0 | 0 | 0 | 0 | 0 |  | 0 | 0 | 0 | 0 | 0
| 19985.2731 | 0 | yes | Deficit |  |  | 0 | 0 | 0 | 0 | 0 |  | 0 | 0 | 0 | 0 | 4860 | no |  | 0 | 24300 | no | 19985.2731 | 0 | no | no | 0 | 0 | 0 | 0 | 0 |  | 0 | 0 | 0 | 0 | 0 | 19985.2731 | 10729.4317 | 16195.5211 | 0 | no | Surplus | yes |  | 0 | 0 | 0 | 4482.3307 | 0 | no | 0 | 0 | 0 | 4482.3307 | 0 |  |  | 0 | 0 | 0 | 0 | 0 |  | 0 | 0 | 0 | 0 | 0
| 16215.8094 | 0 | no | Surplus | yes |  | 0 | 0 | 0 | 3769.4637 | 0 | no | 0 | 0 | 0 | 3769.4637 | 4860 | no | 16215.8094 | 0 | 24300 |  |  | 0 |  |  | 0 | 0 | 0 | 0 | 0 |  | 0 | 0 | 0 | 0 | 0 | 16215.8094 | 10589.696 | 13140.8504 | 0 | no | Surplus | yes |  | 0 | 0 | 0 | 5605.8251 | 0 | no | 0 | 0 | 0 | 5605.8251 | 0 |  |  | 0 | 0 | 0 | 0 | 0 |  | 0 | 0 | 0 | 0 | 0
| 15499.4324 | 0 | no | Surplus | yes |  | 0 | 0 | 0 | 716.377 | 0 | no | 0 | 0 | 0 | 716.377 | 4860 | no | 15499.4324 | 0 | 24300 |  |  | 0 |  |  | 0 | 0 | 0 | 0 | 0 |  | 0 | 0 | 0 | 0 | 0 | 15499.4324 | 11405.1498 | 12560.318 | 0 | no | Surplus | yes |  | 0 | 0 | 0 | 1735.7007 | 0 | no | 0 | 0 | 0 | 1735.7007 | 0 |  |  | 0 | 0 | 0 | 0 | 0 |  | 0 | 0 | 0 | 0 | 0
| 16028.8424 | 0 | yes | Deficit |  |  | 0 | 0 | 0 | 0 | 0 |  | 0 | 0 | 0 | 0 | 4860 | no |  | 0 | 24300 | no | 16028.8424 | 0 | no | no | 0 | 0 | 0 | 0 | 0 |  | 0 | 0 | 0 | 0 | 0 | 16028.8424 | 12338.0965 | 12989.3375 | 0 | no | Surplus | yes |  | 0 | 0 | 0 | 222.2215 | 0 | no | 0 | 0 | 0 | 222.2215 | 0 |  |  | 0 | 0 | 0 | 0 | 0 |  | 0 | 0 | 0 | 0 | 0
| 19014.974 | 0 | yes | Deficit |  |  | 0 | 0 | 0 | 0 | 0 |  | 0 | 0 | 0 | 0 | 4860 | no |  | 0 | 24300 | no | 19014.974 | 0 | no | no | 0 | 0 | 0 | 0 | 0 |  | 0 | 0 | 0 | 0 | 0 | 19014.974 | 15565.6 | 15409.2172 | 0 | yes | Deficit |  |  | 0 | 0 | 0 | 0 | 0 |  | 0 | 0 | 0 | 0 | 2576.2626 | yes |  | 0 | 0 | 0 | 2576.2626 | 0 | no | 0 | 0 | 0 | 2576.2626 | 0
| 17042.4338 | 0 | no | Surplus | yes |  | 0 | 0 | 0 | 1972.5401 | 0 | no | 0 | 0 | 0 | 1972.5401 | 4860 | no | 17042.4338 | 0 | 24300 |  |  | 0 |  |  | 0 | 0 | 0 | 0 | 0 |  | 0 | 0 | 0 | 0 | 0 | 17042.4338 | 15384.9697 | 13810.7243 | 0 | no | Surplus | yes |  | 0 | 0 | 0 | 24.2474 | 0 | no | 0 | 0 | 0 | 24.2474 | 0 |  |  | 0 | 0 | 0 | 0 | 0 |  | 0 | 0 | 0 | 0 | 0
| 18157.9751 | 0 | yes | Deficit |  |  | 0 | 0 | 0 | 0 | 0 |  | 0 | 0 | 0 | 0 | 4860 | no |  | 0 | 24300 | no | 18157.9751 | 0 | no | no | 0 | 0 | 0 | 0 | 0 |  | 0 | 0 | 0 | 0 | 0 | 18157.9751 | 14505.6007 | 14714.7286 | 0 | yes | Deficit |  |  | 0 | 0 | 0 | 0 | 0 |  | 0 | 0 | 0 | 0 | 694.8763 | yes |  | 0 | 0 | 0 | 694.8763 | 0 | no | 0 | 0 | 0 | 694.8763 | 0
| 19119.3316 | 0 | yes | Deficit |  |  | 0 | 0 | 0 | 0 | 0 |  | 0 | 0 | 0 | 0 | 4860 | no |  | 0 | 24300 | no | 19119.3316 | 0 | no | no | 0 | 0 | 0 | 0 | 0 |  | 0 | 0 | 0 | 0 | 0 | 19119.3316 | 15420.5147 | 15493.7857 | 0 | yes | Deficit |  |  | 0 | 0 | 0 | 0 | 0 |  | 0 | 0 | 0 | 0 | 705.7861 | yes |  | 0 | 0 | 0 | 705.7861 | 0 | no | 0 | 0 | 0 | 705.7861 | 0
| 18621.6797 | 0 | no | Surplus | yes |  | 0 | 0 | 0 | 497.6519 | 0 | no | 0 | 0 | 0 | 497.6519 | 4860 | no | 18621.6797 | 0 | 24300 |  |  | 0 |  |  | 0 | 0 | 0 | 0 | 0 |  | 0 | 0 | 0 | 0 | 0 | 18621.6797 | 18448.3081 | 15090.5022 | 0 | yes | Deficit |  |  | 0 | 0 | 0 | 0 | 0 |  | 0 | 0 | 0 | 0 | 2954.5224 | yes |  | 0 | 0 | 0 | 2954.5224 | 0 | no | 0 | 0 | 0 | 2954.5224 | 0
| 21259.2212 | 0 | yes | Deficit |  |  | 0 | 0 | 0 | 0 | 0 |  | 0 | 0 | 0 | 0 | 4860 | no |  | 0 | 24300 | no | 21259.2212 | 0 | no | no | 0 | 0 | 0 | 0 | 0 |  | 0 | 0 | 0 | 0 | 0 | 21259.2212 | 15990.1375 | 17227.894 | 0 | yes | Deficit |  |  | 0 | 0 | 0 | 0 | 0 |  | 0 | 0 | 0 | 0 | 899.6353 | yes |  | 0 | 0 | 0 | 899.6353 | 0 | no | 0 | 0 | 0 | 899.6353 | 0
| 22772.3962 | 0 | yes | Deficit |  |  | 0 | 0 | 0 | 0 | 0 |  | 0 | 0 | 0 | 0 | 4860 | no |  | 0 | 24300 | no | 22772.3962 | 0 | no | no | 0 | 0 | 0 | 0 | 0 |  | 0 | 0 | 0 | 0 | 0 | 22772.3962 | 15010.8658 | 18454.1298 | 0 | no | Surplus | yes |  | 0 | 0 | 0 | 2217.0282 | 0 | no | 0 | 0 | 0 | 2217.0282 | 0 |  |  | 0 | 0 | 0 | 0 | 0 |  | 0 | 0 | 0 | 0 | 0
| 19215.9337 | 0 | no | Surplus | yes |  | 0 | 0 | 0 | 3556.4625 | 0 | no | 0 | 0 | 0 | 3556.4625 | 4860 | no | 19215.9337 | 0 | 24300 |  |  | 0 |  |  | 0 | 0 | 0 | 0 | 0 |  | 0 | 0 | 0 | 0 | 0 | 19215.9337 | 12891.1489 | 15572.0695 | 0 | no | Surplus | yes |  | 0 | 0 | 0 | 5562.9809 | 0 | no | 0 | 0 | 0 | 5562.9809 | 0 |  |  | 0 | 0 | 0 | 0 | 0 |  | 0 | 0 | 0 | 0 | 0
| 20359.6072 | 0 | yes | Deficit |  |  | 0 | 0 | 0 | 0 | 0 |  | 0 | 0 | 0 | 0 | 4860 | no |  | 0 | 24300 | no | 20359.6072 | 0 | no | no | 0 | 0 | 0 | 0 | 0 |  | 0 | 0 | 0 | 0 | 0 | 20359.6072 | 13913.7854 | 16498.8713 | 0 | no | Surplus | yes |  | 0 | 0 | 0 | 1658.2841 | 0 | no | 0 | 0 | 0 | 1658.2841 | 0 |  |  | 0 | 0 | 0 | 0 | 0 |  | 0 | 0 | 0 | 0 | 0
| 20369.8086 | 0 | yes | Deficit |  |  | 0 | 0 | 0 | 0 | 0 |  | 0 | 0 | 0 | 0 | 4860 | no |  | 0 | 24300 | no | 20369.8086 | 0 | no | no | 0 | 0 | 0 | 0 | 0 |  | 0 | 0 | 0 | 0 | 0 | 20369.8086 | 14337.5596 | 16507.1383 | 0 | no | Surplus | yes |  | 0 | 0 | 0 | 2161.3117 | 0 | no | 0 | 0 | 0 | 2161.3117 | 0 |  |  | 0 | 0 | 0 | 0 | 0 |  | 0 | 0 | 0 | 0 | 0
| 18751.033 | 0 | no | Surplus | yes |  | 0 | 0 | 0 | 1618.7756 | 0 | no | 0 | 0 | 0 | 1618.7756 | 4860 | no | 18751.033 | 0 | 24300 |  |  | 0 |  |  | 0 | 0 | 0 | 0 | 0 |  | 0 | 0 | 0 | 0 | 0 | 18751.033 | 13324.1946 | 15195.3266 | 0 | no | Surplus | yes |  | 0 | 0 | 0 | 3182.9437 | 0 | no | 0 | 0 | 0 | 3182.9437 | 0 |  |  | 0 | 0 | 0 | 0 | 0 |  | 0 | 0 | 0 | 0 | 0
| 19265.3222 | 0 | yes | Deficit |  |  | 0 | 0 | 0 | 0 | 0 |  | 0 | 0 | 0 | 0 | 4860 | no |  | 0 | 24300 | no | 19265.3222 | 0 | no | no | 0 | 0 | 0 | 0 | 0 |  | 0 | 0 | 0 | 0 | 0 | 19265.3222 | 11832.1583 | 15612.0926 | 0 | no | Surplus | yes |  | 0 | 0 | 0 | 3363.1683 | 0 | no | 0 | 0 | 0 | 3363.1683 | 0 |  |  | 0 | 0 | 0 | 0 | 0 |  | 0 | 0 | 0 | 0 | 0
| 21067.5689 | 0 | yes | Deficit |  |  | 0 | 0 | 0 | 0 | 0 |  | 0 | 0 | 0 | 0 | 4860 | no |  | 0 | 24300 | no | 21067.5689 | 0 | no | no | 0 | 0 | 0 | 0 | 0 |  | 0 | 0 | 0 | 0 | 0 | 21067.5689 | 13506.1972 | 17072.5842 | 0 | no | Surplus | yes |  | 0 | 0 | 0 | 2105.8953 | 0 | no | 0 | 0 | 0 | 2105.8953 | 0 |  |  | 0 | 0 | 0 | 0 | 0 |  | 0 | 0 | 0 | 0 | 0
| 20866.7662 | 0 | no | Surplus | yes |  | 0 | 0 | 0 | 200.8027 | 0 | no | 0 | 0 | 0 | 200.8027 | 4860 | no | 20866.7662 | 0 | 24300 |  |  | 0 |  |  | 0 | 0 | 0 | 0 | 0 |  | 0 | 0 | 0 | 0 | 0 | 20866.7662 | 13017.2072 | 16909.8591 | 0 | no | Surplus | yes |  | 0 | 0 | 0 | 4055.377 | 0 | no | 0 | 0 | 0 | 4055.377 | 0 |  |  | 0 | 0 | 0 | 0 | 0 |  | 0 | 0 | 0 | 0 | 0
| 20338.6143 | 0 | no | Surplus | yes |  | 0 | 0 | 0 | 528.1518 | 0 | no | 0 | 0 | 0 | 528.1518 | 4860 | no | 20338.6143 | 0 | 24300 |  |  | 0 |  |  | 0 | 0 | 0 | 0 | 0 |  | 0 | 0 | 0 | 0 | 0 | 20338.6143 | 14505.7074 | 16481.8593 | 0 | no | Surplus | yes |  | 0 | 0 | 0 | 2404.1517 | 0 | no | 0 | 0 | 0 | 2404.1517 | 0 |  |  | 0 | 0 | 0 | 0 | 0 |  | 0 | 0 | 0 | 0 | 0
| 19072.56 | 0 | no | Surplus | yes |  | 0 | 0 | 0 | 1266.0543 | 0 | no | 0 | 0 | 0 | 1266.0543 | 4860 | no | 19072.56 | 0 | 24300 |  |  | 0 |  |  | 0 | 0 | 0 | 0 | 0 |  | 0 | 0 | 0 | 0 | 0 | 19072.56 | 11193.5022 | 15455.8833 | 0 | no | Surplus | yes |  | 0 | 0 | 0 | 5288.3571 | 0 | no | 0 | 0 | 0 | 5288.3571 | 0 |  |  | 0 | 0 | 0 | 0 | 0 |  | 0 | 0 | 0 | 0 | 0
| 19535.4205 | 0 | yes | Deficit |  |  | 0 | 0 | 0 | 0 | 0 |  | 0 | 0 | 0 | 0 | 4860 | no |  | 0 | 24300 | no | 19535.4205 | 0 | no | no | 0 | 0 | 0 | 0 | 0 |  | 0 | 0 | 0 | 0 | 0 | 19535.4205 | 12622.3906 | 15830.9729 | 0 | no | Surplus | yes |  | 0 | 0 | 0 | 2833.4927 | 0 | no | 0 | 0 | 0 | 2833.4927 | 0 |  |  | 0 | 0 | 0 | 0 | 0 |  | 0 | 0 | 0 | 0 | 0
| 17393.5481 | 0 | no | Surplus | yes |  | 0 | 0 | 0 | 2141.8724 | 0 | no | 0 | 0 | 0 | 2141.8724 | 4860 | no | 17393.5481 | 0 | 24300 |  |  | 0 |  |  | 0 | 0 | 0 | 0 | 0 |  | 0 | 0 | 0 | 0 | 0 | 17393.5481 | 11367.2965 | 14095.2578 | 0 | no | Surplus | yes |  | 0 | 0 | 0 | 4463.6764 | 0 | no | 0 | 0 | 0 | 4463.6764 | 0 |  |  | 0 | 0 | 0 | 0 | 0 |  | 0 | 0 | 0 | 0 | 0
| 17749.5804 | 0 | yes | Deficit |  |  | 0 | 0 | 0 | 0 | 0 |  | 0 | 0 | 0 | 0 | 4860 | no |  | 0 | 24300 | no | 17749.5804 | 0 | no | no | 0 | 0 | 0 | 0 | 0 |  | 0 | 0 | 0 | 0 | 0 | 17749.5804 | 11660.8207 | 14383.7767 | 0 | no | Surplus | yes |  | 0 | 0 | 0 | 2434.4371 | 0 | no | 0 | 0 | 0 | 2434.4371 | 0 |  |  | 0 | 0 | 0 | 0 | 0 |  | 0 | 0 | 0 | 0 | 0
| 20615.5371 | 0 | yes | Deficit |  |  | 0 | 0 | 0 | 0 | 0 |  | 0 | 0 | 0 | 0 | 4860 | no |  | 0 | 24300 | no | 20615.5371 | 0 | no | no | 0 | 0 | 0 | 0 | 0 |  | 0 | 0 | 0 | 0 | 0 | 20615.5371 | 12780.2419 | 16706.2699 | 0 | no | Surplus | yes |  | 0 | 0 | 0 | 1603.5348 | 0 | no | 0 | 0 | 0 | 1603.5348 | 0 |  |  | 0 | 0 | 0 | 0 | 0 |  | 0 | 0 | 0 | 0 | 0
| 18486.309 | 0 | no | Surplus | yes |  | 0 | 0 | 0 | 2129.228 | 0 | no | 0 | 0 | 0 | 2129.228 | 4860 | no | 18486.309 | 0 | 24300 |  |  | 0 |  |  | 0 | 0 | 0 | 0 | 0 |  | 0 | 0 | 0 | 0 | 0 | 18486.309 | 13682.9266 | 14980.8015 | 0 | no | Surplus | yes |  | 0 | 0 | 0 | 3023.3433 | 0 | no | 0 | 0 | 0 | 3023.3433 | 0 |  |  | 0 | 0 | 0 | 0 | 0 |  | 0 | 0 | 0 | 0 | 0
| 18588.027 | 0 | yes | Deficit |  |  | 0 | 0 | 0 | 0 | 0 |  | 0 | 0 | 0 | 0 | 4860 | no |  | 0 | 24300 | no | 18588.027 | 0 | no | no | 0 | 0 | 0 | 0 | 0 |  | 0 | 0 | 0 | 0 | 0 | 18588.027 | 14747.8542 | 15063.2309 | 0 | no | Surplus | yes |  | 0 | 0 | 0 | 232.9472 | 0 | no | 0 | 0 | 0 | 232.9472 | 0 |  |  | 0 | 0 | 0 | 0 | 0 |  | 0 | 0 | 0 | 0 | 0
| 18469.683 | 0 | no | Surplus | yes |  | 0 | 0 | 0 | 118.3439 | 0 | no | 0 | 0 | 0 | 118.3439 | 4860 | no | 18469.683 | 0 | 24300 |  |  | 0 |  |  | 0 | 0 | 0 | 0 | 0 |  | 0 | 0 | 0 | 0 | 0 | 18469.683 | 14429.9138 | 14967.3282 | 0 | no | Surplus | yes |  | 0 | 0 | 0 | 633.3172 | 0 | no | 0 | 0 | 0 | 633.3172 | 0 |  |  | 0 | 0 | 0 | 0 | 0 |  | 0 | 0 | 0 | 0 | 0
| 19720.0205 | 0 | yes | Deficit |  |  | 0 | 0 | 0 | 0 | 0 |  | 0 | 0 | 0 | 0 | 4860 | no |  | 0 | 24300 | no | 19720.0205 | 0 | no | no | 0 | 0 | 0 | 0 | 0 |  | 0 | 0 | 0 | 0 | 0 | 19720.0205 | 14120.643 | 15980.5677 | 0 | no | Surplus | yes |  | 0 | 0 | 0 | 846.6853 | 0 | no | 0 | 0 | 0 | 846.6853 | 0 |  |  | 0 | 0 | 0 | 0 | 0 |  | 0 | 0 | 0 | 0 | 0
| 21630.2282 | 0 | yes | Deficit |  |  | 0 | 0 | 0 | 0 | 0 |  | 0 | 0 | 0 | 0 | 4860 | no |  | 0 | 24300 | no | 21630.2282 | 0 | no | no | 0 | 0 | 0 | 0 | 0 |  | 0 | 0 | 0 | 0 | 0 | 21630.2282 | 15460.4648 | 17528.548 | 0 | no | Surplus | yes |  | 0 | 0 | 0 | 520.1029 | 0 | no | 0 | 0 | 0 | 520.1029 | 0 |  |  | 0 | 0 | 0 | 0 | 0 |  | 0 | 0 | 0 | 0 | 0
| 22901.8896 | 0 | yes | Deficit |  |  | 0 | 0 | 0 | 0 | 0 |  | 0 | 0 | 0 | 0 | 4860 | no |  | 0 | 24300 | no | 22901.8896 | 0 | no | no | 0 | 0 | 0 | 0 | 0 |  | 0 | 0 | 0 | 0 | 0 | 22901.8896 | 15388.6985 | 18559.0677 | 0 | no | Surplus | yes |  | 0 | 0 | 0 | 2139.8495 | 0 | no | 0 | 0 | 0 | 2139.8495 | 0 |  |  | 0 | 0 | 0 | 0 | 0 |  | 0 | 0 | 0 | 0 | 0
| 20251.0416 | 0 | no | Surplus | yes |  | 0 | 0 | 0 | 2650.848 | 0 | no | 0 | 0 | 0 | 2650.848 | 4860 | no | 20251.0416 | 0 | 24300 |  |  | 0 |  |  | 0 | 0 | 0 | 0 | 0 |  | 0 | 0 | 0 | 0 | 0 | 20251.0416 | 16759.8906 | 16410.8927 | 0 | no | Surplus | yes |  | 0 | 0 | 0 | 1799.1771 | 0 | no | 0 | 0 | 0 | 1799.1771 | 0 |  |  | 0 | 0 | 0 | 0 | 0 |  | 0 | 0 | 0 | 0 | 0
| 18480.4389 | 0 | no | Surplus | yes |  | 0 | 0 | 0 | 1770.6027 | 0 | no | 0 | 0 | 0 | 1770.6027 | 4860 | no | 18480.4389 | 0 | 24300 |  |  | 0 |  |  | 0 | 0 | 0 | 0 | 0 |  | 0 | 0 | 0 | 0 | 0 | 18480.4389 | 18563.8537 | 14976.0445 | 0 | yes | Deficit |  |  | 0 | 0 | 0 | 0 | 0 |  | 0 | 0 | 0 | 0 | 2152.9611 | yes |  | 0 | 0 | 0 | 2152.9611 | 0 | no | 0 | 0 | 0 | 2152.9611 | 0
| 18926.65 | 0 | yes | Deficit |  |  | 0 | 0 | 0 | 0 | 0 |  | 0 | 0 | 0 | 0 | 4860 | no |  | 0 | 24300 | no | 18926.65 | 0 | no | no | 0 | 0 | 0 | 0 | 0 |  | 0 | 0 | 0 | 0 | 0 | 18926.65 | 16188.7341 | 15337.6418 | 0 | yes | Deficit |  |  | 0 | 0 | 0 | 0 | 0 |  | 0 | 0 | 0 | 0 | 1212.6896 | yes |  | 0 | 0 | 0 | 1212.6896 | 0 | no | 0 | 0 | 0 | 1212.6896 | 0
| 19799.1746 | 0 | yes | Deficit |  |  | 0 | 0 | 0 | 0 | 0 |  | 0 | 0 | 0 | 0 | 4860 | no |  | 0 | 24300 | no | 19799.1746 | 0 | no | no | 0 | 0 | 0 | 0 | 0 |  | 0 | 0 | 0 | 0 | 0 | 19799.1746 | 15022.3373 | 16044.712 | 0 | no | Surplus | yes |  | 0 | 0 | 0 | 315.3046 | 0 | no | 0 | 0 | 0 | 315.3046 | 0 |  |  | 0 | 0 | 0 | 0 | 0 |  | 0 | 0 | 0 | 0 | 0
| 18917.89 | 0 | no | Surplus | yes |  | 0 | 0 | 0 | 881.2845 | 0 | no | 0 | 0 | 0 | 881.2845 | 4860 | no | 18917.89 | 0 | 24300 |  |  | 0 |  |  | 0 | 0 | 0 | 0 | 0 |  | 0 | 0 | 0 | 0 | 0 | 18917.89 | 15950.4715 | 15330.543 | 0 | no | Surplus | yes |  | 0 | 0 | 0 | 94.2405 | 0 | no | 0 | 0 | 0 | 94.2405 | 0 |  |  | 0 | 0 | 0 | 0 | 0 |  | 0 | 0 | 0 | 0 | 0
| 20720.2182 | 0 | yes | Deficit |  |  | 0 | 0 | 0 | 0 | 0 |  | 0 | 0 | 0 | 0 | 4860 | no |  | 0 | 24300 | no | 20720.2182 | 0 | no | no | 0 | 0 | 0 | 0 | 0 |  | 0 | 0 | 0 | 0 | 0 | 20720.2182 | 16181.0734 | 16791.1006 | 0 | yes | Deficit |  |  | 0 | 0 | 0 | 0 | 0 |  | 0 | 0 | 0 | 0 | 850.5304 | yes |  | 0 | 0 | 0 | 850.5304 | 0 | no | 0 | 0 | 0 | 850.5304 | 0
| 19738.655 | 0 | no | Surplus | yes |  | 0 | 0 | 0 | 981.5632 | 0 | no | 0 | 0 | 0 | 981.5632 | 4860 | no | 19738.655 | 0 | 24300 |  |  | 0 |  |  | 0 | 0 | 0 | 0 | 0 |  | 0 | 0 | 0 | 0 | 0 | 19738.655 | 15985.8546 | 15995.6685 | 0 | no | Surplus | yes |  | 0 | 0 | 0 | 805.246 | 0 | no | 0 | 0 | 0 | 805.246 | 0 |  |  | 0 | 0 | 0 | 0 | 0 |  | 0 | 0 | 0 | 0 | 0
| 19581.4029 | 0 | no | Surplus | yes |  | 0 | 0 | 0 | 157.2521 | 0 | no | 0 | 0 | 0 | 157.2521 | 4860 | no | 19581.4029 | 0 | 24300 |  |  | 0 |  |  | 0 | 0 | 0 | 0 | 0 |  | 0 | 0 | 0 | 0 | 0 | 19581.4029 | 17138.7679 | 15868.2357 | 0 | yes | Deficit |  |  | 0 | 0 | 0 | 0 | 0 |  | 0 | 0 | 0 | 0 | 1143.0994 | yes |  | 0 | 0 | 0 | 1143.0994 | 0 | no | 0 | 0 | 0 | 1143.0994 | 0
| 18807.4814 | 0 | no | Surplus | yes |  | 0 | 0 | 0 | 773.9215 | 0 | no | 0 | 0 | 0 | 773.9215 | 4860 | no | 18807.4814 | 0 | 24300 |  |  | 0 |  |  | 0 | 0 | 0 | 0 | 0 |  | 0 | 0 | 0 | 0 | 0 | 18807.4814 | 17888.4568 | 15241.0708 | 0 | yes | Deficit |  |  | 0 | 0 | 0 | 0 | 0 |  | 0 | 0 | 0 | 0 | 2020.2211 | yes |  | 0 | 0 | 0 | 2020.2211 | 0 | no | 0 | 0 | 0 | 2020.2211 | 0
| 18255.6492 | 0 | no | Surplus | yes |  | 0 | 0 | 0 | 551.8322 | 0 | no | 0 | 0 | 0 | 551.8322 | 4860 | no | 18255.6492 | 0 | 24300 |  |  | 0 |  |  | 0 | 0 | 0 | 0 | 0 |  | 0 | 0 | 0 | 0 | 0 | 18255.6492 | 18411.131 | 14793.881 | 0 | yes | Deficit |  |  | 0 | 0 | 0 | 0 | 0 |  | 0 | 0 | 0 | 0 | 3170.0602 | yes |  | 0 | 0 | 0 | 3170.0602 | 0 | no | 0 | 0 | 0 | 3170.0602 | 0
| 19555.0655 | 0 | yes | Deficit |  |  | 0 | 0 | 0 | 0 | 0 |  | 0 | 0 | 0 | 0 | 4860 | no |  | 0 | 24300 | no | 19555.0655 | 0 | no | no | 0 | 0 | 0 | 0 | 0 |  | 0 | 0 | 0 | 0 | 0 | 19555.0655 | 17478.891 | 15846.8926 | 0 | yes | Deficit |  |  | 0 | 0 | 0 | 0 | 0 |  | 0 | 0 | 0 | 0 | 2685.01 | yes |  | 0 | 0 | 0 | 2685.01 | 0 | no | 0 | 0 | 0 | 2685.01 | 0
| 20277.097 | 0 | yes | Deficit |  |  | 0 | 0 | 0 | 0 | 0 |  | 0 | 0 | 0 | 0 | 4860 | no |  | 0 | 24300 | no | 20277.097 | 0 | no | no | 0 | 0 | 0 | 0 | 0 |  | 0 | 0 | 0 | 0 | 0 | 20277.097 | 16905.0075 | 16432.0073 | 0 | yes | Deficit |  |  | 0 | 0 | 0 | 0 | 0 |  | 0 | 0 | 0 | 0 | 1058.1149 | yes |  | 0 | 0 | 0 | 1058.1149 | 0 | no | 0 | 0 | 0 | 1058.1149 | 0
| 18905.4033 | 0 | no | Surplus | yes |  | 0 | 0 | 0 | 1371.6937 | 0 | no | 0 | 0 | 0 | 1371.6937 | 4860 | no | 18905.4033 | 0 | 24300 |  |  | 0 |  |  | 0 | 0 | 0 | 0 | 0 |  | 0 | 0 | 0 | 0 | 0 | 18905.4033 | 16793.4066 | 15320.4241 | 0 | yes | Deficit |  |  | 0 | 0 | 0 | 0 | 0 |  | 0 | 0 | 0 | 0 | 361.3993 | yes |  | 0 | 0 | 0 | 361.3993 | 0 | no | 0 | 0 | 0 | 361.3993 | 0
| 18885.5359 | 0 | no | Surplus | yes |  | 0 | 0 | 0 | 19.8674 | 0 | no | 0 | 0 | 0 | 19.8674 | 4860 | no | 18885.5359 | 0 | 24300 |  |  | 0 |  |  | 0 | 0 | 0 | 0 | 0 |  | 0 | 0 | 0 | 0 | 0 | 18885.5359 | 18810.1244 | 15304.3241 | 0 | yes | Deficit |  |  | 0 | 0 | 0 | 0 | 0 |  | 0 | 0 | 0 | 0 | 3489.7004 | yes |  | 0 | 0 | 0 | 3489.7004 | 0 | no | 0 | 0 | 0 | 3489.7004 | 0
| 18355.0125 | 0 | no | Surplus | yes |  | 0 | 0 | 0 | 530.5235 | 0 | no | 0 | 0 | 0 | 530.5235 | 4860 | no | 18355.0125 | 0 | 24300 |  |  | 0 |  |  | 0 | 0 | 0 | 0 | 0 |  | 0 | 0 | 0 | 0 | 0 | 18355.0125 | 17234.1454 | 14874.4023 | 0 | yes | Deficit |  |  | 0 | 0 | 0 | 0 | 0 |  | 0 | 0 | 0 | 0 | 1929.8213 | yes |  | 0 | 0 | 0 | 1929.8213 | 0 | no | 0 | 0 | 0 | 1929.8213 | 0
| 16304.3725 | 0 | no | Surplus | yes |  | 0 | 0 | 0 | 2050.64 | 0 | no | 0 | 0 | 0 | 2050.64 | 4860 | no | 16304.3725 | 0 | 24300 |  |  | 0 |  |  | 0 | 0 | 0 | 0 | 0 |  | 0 | 0 | 0 | 0 | 0 | 16304.3725 | 16762.9291 | 13212.6195 | 0 | yes | Deficit |  |  | 0 | 0 | 0 | 0 | 0 |  | 0 | 0 | 0 | 0 | 1888.5268 | yes |  | 0 | 0 | 0 | 1888.5268 | 0 | no | 0 | 0 | 0 | 1888.5268 | 0
| 17003.2061 | 0 | yes | Deficit |  |  | 0 | 0 | 0 | 0 | 0 |  | 0 | 0 | 0 | 0 | 4860 | no |  | 0 | 24300 | no | 17003.2061 | 0 | no | no | 0 | 0 | 0 | 0 | 0 |  | 0 | 0 | 0 | 0 | 0 | 17003.2061 | 16606.1714 | 13778.9353 | 0 | yes | Deficit |  |  | 0 | 0 | 0 | 0 | 0 |  | 0 | 0 | 0 | 0 | 3393.5519 | yes |  | 0 | 0 | 0 | 3393.5519 | 0 | no | 0 | 0 | 0 | 3393.5519 | 0
| 18148.9702 | 0 | yes | Deficit |  |  | 0 | 0 | 0 | 0 | 0 |  | 0 | 0 | 0 | 0 | 4860 | no |  | 0 | 24300 | no | 18148.9702 | 0 | no | no | 0 | 0 | 0 | 0 | 0 |  | 0 | 0 | 0 | 0 | 0 | 18148.9702 | 14873.2664 | 14707.4313 | 0 | yes | Deficit |  |  | 0 | 0 | 0 | 0 | 0 |  | 0 | 0 | 0 | 0 | 1094.3311 | yes |  | 0 | 0 | 0 | 1094.3311 | 0 | no | 0 | 0 | 0 | 1094.3311 | 0
| 19179.478 | 0 | yes | Deficit |  |  | 0 | 0 | 0 | 0 | 0 |  | 0 | 0 | 0 | 0 | 4860 | no |  | 0 | 24300 | no | 19179.478 | 0 | no | no | 0 | 0 | 0 | 0 | 0 |  | 0 | 0 | 0 | 0 | 0 | 19179.478 | 14916.3204 | 15542.5268 | 0 | yes | Deficit |  |  | 0 | 0 | 0 | 0 | 0 |  | 0 | 0 | 0 | 0 | 208.8891 | yes |  | 0 | 0 | 0 | 208.8891 | 0 | no | 0 | 0 | 0 | 208.8891 | 0
| 18238.5367 | 0 | no | Surplus | yes |  | 0 | 0 | 0 | 940.9414 | 0 | no | 0 | 0 | 0 | 940.9414 | 4860 | no | 18238.5367 | 0 | 24300 |  |  | 0 |  |  | 0 | 0 | 0 | 0 | 0 |  | 0 | 0 | 0 | 0 | 0 | 18238.5367 | 15683.1032 | 14780.0135 | 0 | yes | Deficit |  |  | 0 | 0 | 0 | 0 | 0 |  | 0 | 0 | 0 | 0 | 140.5764 | yes |  | 0 | 0 | 0 | 140.5764 | 0 | no | 0 | 0 | 0 | 140.5764 | 0
| 17939.6834 | 0 | no | Surplus | yes |  | 0 | 0 | 0 | 298.8532 | 0 | no | 0 | 0 | 0 | 298.8532 | 4860 | no | 17939.6834 | 0 | 24300 |  |  | 0 |  |  | 0 | 0 | 0 | 0 | 0 |  | 0 | 0 | 0 | 0 | 0 | 17939.6834 | 16854.8579 | 14537.831 | 0 | yes | Deficit |  |  | 0 | 0 | 0 | 0 | 0 |  | 0 | 0 | 0 | 0 | 2074.8444 | yes |  | 0 | 0 | 0 | 2074.8444 | 0 | no | 0 | 0 | 0 | 2074.8444 | 0
| 17621.2411 | 0 | no | Surplus | yes |  | 0 | 0 | 0 | 318.4423 | 0 | no | 0 | 0 | 0 | 318.4423 | 4860 | no | 17621.2411 | 0 | 24300 |  |  | 0 |  |  | 0 | 0 | 0 | 0 | 0 |  | 0 | 0 | 0 | 0 | 0 | 17621.2411 | 15835.4286 | 14279.774 | 0 | yes | Deficit |  |  | 0 | 0 | 0 | 0 | 0 |  | 0 | 0 | 0 | 0 | 1297.5976 | yes |  | 0 | 0 | 0 | 1297.5976 | 0 | no | 0 | 0 | 0 | 1297.5976 | 0
| 16480.4559 | 0 | no | Surplus | yes |  | 0 | 0 | 0 | 1140.7852 | 0 | no | 0 | 0 | 0 | 1140.7852 | 4860 | no | 16480.4559 | 0 | 24300 |  |  | 0 |  |  | 0 | 0 | 0 | 0 | 0 |  | 0 | 0 | 0 | 0 | 0 | 16480.4559 | 18511.121 | 13355.3127 | 0 | yes | Deficit |  |  | 0 | 0 | 0 | 0 | 0 |  | 0 | 0 | 0 | 0 | 4231.347 | yes |  | 0 | 0 | 0 | 4231.347 | 0 | no | 0 | 0 | 0 | 4231.347 | 0
| 19439.0494 | 0 | yes | Deficit |  |  | 0 | 0 | 0 | 0 | 0 |  | 0 | 0 | 0 | 0 | 4860 | no |  | 0 | 24300 | no | 19439.0494 | 0 | no | no | 0 | 0 | 0 | 0 | 0 |  | 0 | 0 | 0 | 0 | 0 | 19439.0494 | 18436.1019 | 15752.8763 | 0 | yes | Deficit |  |  | 0 | 0 | 0 | 0 | 0 |  | 0 | 0 | 0 | 0 | 5080.7891 | yes |  | 0 | 0 | 0 | 5080.7891 | 0 | no | 0 | 0 | 0 | 5080.7891 | 0
| 20329.6028 | 0 | yes | Deficit |  |  | 0 | 0 | 0 | 0 | 0 |  | 0 | 0 | 0 | 0 | 4860 | no |  | 0 | 24300 | no | 20329.6028 | 0 | no | no | 0 | 0 | 0 | 0 | 0 |  | 0 | 0 | 0 | 0 | 0 | 20329.6028 | 16520.824 | 16474.5566 | 0 | yes | Deficit |  |  | 0 | 0 | 0 | 0 | 0 |  | 0 | 0 | 0 | 0 | 767.9477 | yes |  | 0 | 0 | 0 | 767.9477 | 0 | no | 0 | 0 | 0 | 767.9477 | 0
| 17824.2145 | 0 | no | Surplus | yes |  | 0 | 0 | 0 | 2505.3883 | 0 | no | 0 | 0 | 0 | 2505.3883 | 4860 | no | 17824.2145 | 0 | 24300 |  |  | 0 |  |  | 0 | 0 | 0 | 0 | 0 |  | 0 | 0 | 0 | 0 | 0 | 17824.2145 | 16071.6543 | 14444.2581 | 0 | no | Surplus | yes |  | 0 | 0 | 0 | 402.9023 | 0 | no | 0 | 0 | 0 | 402.9023 | 0 |  |  | 0 | 0 | 0 | 0 | 0 |  | 0 | 0 | 0 | 0 | 0
| 16984.2855 | 0 | no | Surplus | yes |  | 0 | 0 | 0 | 839.929 | 0 | no | 0 | 0 | 0 | 839.929 | 4860 | no | 16984.2855 | 0 | 24300 |  |  | 0 |  |  | 0 | 0 | 0 | 0 | 0 |  | 0 | 0 | 0 | 0 | 0 | 16984.2855 | 15678.5005 | 13763.6025 | 0 | yes | Deficit |  |  | 0 | 0 | 0 | 0 | 0 |  | 0 | 0 | 0 | 0 | 1234.2424 | yes |  | 0 | 0 | 0 | 1234.2424 | 0 | no | 0 | 0 | 0 | 1234.2424 | 0
| 18259.9905 | 0 | yes | Deficit |  |  | 0 | 0 | 0 | 0 | 0 |  | 0 | 0 | 0 | 0 | 4860 | no |  | 0 | 24300 | no | 18259.9905 | 0 | no | no | 0 | 0 | 0 | 0 | 0 |  | 0 | 0 | 0 | 0 | 0 | 18259.9905 | 15335.28 | 14797.3991 | 0 | yes | Deficit |  |  | 0 | 0 | 0 | 0 | 0 |  | 0 | 0 | 0 | 0 | 1571.6775 | yes |  | 0 | 0 | 0 | 1571.6775 | 0 | no | 0 | 0 | 0 | 1571.6775 | 0
| 19615.2588 | 0 | yes | Deficit |  |  | 0 | 0 | 0 | 0 | 0 |  | 0 | 0 | 0 | 0 | 4860 | no |  | 0 | 24300 | no | 19615.2588 | 0 | no | no | 0 | 0 | 0 | 0 | 0 |  | 0 | 0 | 0 | 0 | 0 | 19615.2588 | 15688.1571 | 15895.6716 | 0 | yes | Deficit |  |  | 0 | 0 | 0 | 0 | 0 |  | 0 | 0 | 0 | 0 | 890.758 | yes |  | 0 | 0 | 0 | 890.758 | 0 | no | 0 | 0 | 0 | 890.758 | 0
| 19542.1839 | 0 | no | Surplus | yes |  | 0 | 0 | 0 | 73.0749 | 0 | no | 0 | 0 | 0 | 73.0749 | 4860 | no | 19542.1839 | 0 | 24300 |  |  | 0 |  |  | 0 | 0 | 0 | 0 | 0 |  | 0 | 0 | 0 | 0 | 0 | 19542.1839 | 15689.9174 | 15836.4538 | 0 | no | Surplus | yes |  | 0 | 0 | 0 | 205.7543 | 0 | no | 0 | 0 | 0 | 205.7543 | 0 |  |  | 0 | 0 | 0 | 0 | 0 |  | 0 | 0 | 0 | 0 | 0
| 20313.4953 | 0 | yes | Deficit |  |  | 0 | 0 | 0 | 0 | 0 |  | 0 | 0 | 0 | 0 | 4860 | no |  | 0 | 24300 | no | 20313.4953 | 0 | no | no | 0 | 0 | 0 | 0 | 0 |  | 0 | 0 | 0 | 0 | 0 | 20313.4953 | 15010.0173 | 16461.5035 | 0 | no | Surplus | yes |  | 0 | 0 | 0 | 826.4364 | 0 | no | 0 | 0 | 0 | 826.4364 | 0 |  |  | 0 | 0 | 0 | 0 | 0 |  | 0 | 0 | 0 | 0 | 0
| 21578.5221 | 0 | yes | Deficit |  |  | 0 | 0 | 0 | 0 | 0 |  | 0 | 0 | 0 | 0 | 4860 | no |  | 0 | 24300 | no | 21578.5221 | 0 | no | no | 0 | 0 | 0 | 0 | 0 |  | 0 | 0 | 0 | 0 | 0 | 21578.5221 | 14870.7149 | 17486.6467 | 0 | no | Surplus | yes |  | 0 | 0 | 0 | 1590.7885 | 0 | no | 0 | 0 | 0 | 1590.7885 | 0 |  |  | 0 | 0 | 0 | 0 | 0 |  | 0 | 0 | 0 | 0 | 0
| 21830.2532 | 0 | yes | Deficit |  |  | 0 | 0 | 0 | 0 | 0 |  | 0 | 0 | 0 | 0 | 4860 | no |  | 0 | 24300 | no | 21830.2532 | 0 | no | no | 0 | 0 | 0 | 0 | 0 |  | 0 | 0 | 0 | 0 | 0 | 21830.2532 | 15215.2324 | 17690.6428 | 0 | no | Surplus | yes |  | 0 | 0 | 0 | 2271.4144 | 0 | no | 0 | 0 | 0 | 2271.4144 | 0 |  |  | 0 | 0 | 0 | 0 | 0 |  | 0 | 0 | 0 | 0 | 0
| 19428.4731 | 0 | no | Surplus | yes |  | 0 | 0 | 0 | 2401.7801 | 0 | no | 0 | 0 | 0 | 2401.7801 | 4860 | no | 19428.4731 | 0 | 24300 |  |  | 0 |  |  | 0 | 0 | 0 | 0 | 0 |  | 0 | 0 | 0 | 0 | 0 | 19428.4731 | 14022.7559 | 15744.3056 | 0 | no | Surplus | yes |  | 0 | 0 | 0 | 3667.8869 | 0 | no | 0 | 0 | 0 | 3667.8869 | 0 |  |  | 0 | 0 | 0 | 0 | 0 |  | 0 | 0 | 0 | 0 | 0
| 20145.4571 | 0 | yes | Deficit |  |  | 0 | 0 | 0 | 0 | 0 |  | 0 | 0 | 0 | 0 | 4860 | no |  | 0 | 24300 | no | 20145.4571 | 0 | no | no | 0 | 0 | 0 | 0 | 0 |  | 0 | 0 | 0 | 0 | 0 | 20145.4571 | 13120.5728 | 16325.3299 | 0 | no | Surplus | yes |  | 0 | 0 | 0 | 2623.7328 | 0 | no | 0 | 0 | 0 | 2623.7328 | 0 |  |  | 0 | 0 | 0 | 0 | 0 |  | 0 | 0 | 0 | 0 | 0
| 20294.9858 | 0 | yes | Deficit |  |  | 0 | 0 | 0 | 0 | 0 |  | 0 | 0 | 0 | 0 | 4860 | no |  | 0 | 24300 | no | 20294.9858 | 0 | no | no | 0 | 0 | 0 | 0 | 0 |  | 0 | 0 | 0 | 0 | 0 | 20294.9858 | 13640.0938 | 16446.5039 | 0 | no | Surplus | yes |  | 0 | 0 | 0 | 2685.2361 | 0 | no | 0 | 0 | 0 | 2685.2361 | 0 |  |  | 0 | 0 | 0 | 0 | 0 |  | 0 | 0 | 0 | 0 | 0
| 21179.7496 | 0 | yes | Deficit |  |  | 0 | 0 | 0 | 0 | 0 |  | 0 | 0 | 0 | 0 | 4860 | no |  | 0 | 24300 | no | 21179.7496 | 0 | no | no | 0 | 0 | 0 | 0 | 0 |  | 0 | 0 | 0 | 0 | 0 | 21179.7496 | 11582.695 | 17163.4923 | 0 | no | Surplus | yes |  | 0 | 0 | 0 | 4863.8089 | 0 | no | 0 | 0 | 0 | 4863.8089 | 0 |  |  | 0 | 0 | 0 | 0 | 0 |  | 0 | 0 | 0 | 0 | 0
| 22713.638 | 0 | yes | Deficit |  |  | 0 | 0 | 0 | 0 | 0 |  | 0 | 0 | 0 | 0 | 4860 | no |  | 0 | 24300 | no | 22713.638 | 0 | no | no | 0 | 0 | 0 | 0 | 0 |  | 0 | 0 | 0 | 0 | 0 | 22713.638 | 16378.9022 | 18406.5138 | 0 | no | Surplus | yes |  | 0 | 0 | 0 | 784.5902 | 0 | no | 0 | 0 | 0 | 784.5902 | 0 |  |  | 0 | 0 | 0 | 0 | 0 |  | 0 | 0 | 0 | 0 | 0
| 20812.2209 | 0 | no | Surplus | yes |  | 0 | 0 | 0 | 1901.4171 | 0 | no | 0 | 0 | 0 | 1901.4171 | 4860 | no | 20812.2209 | 0 | 24300 |  |  | 0 |  |  | 0 | 0 | 0 | 0 | 0 |  | 0 | 0 | 0 | 0 | 0 | 20812.2209 | 17071.9413 | 16865.6571 | 0 | no | Surplus | yes |  | 0 | 0 | 0 | 1334.5725 | 0 | no | 0 | 0 | 0 | 1334.5725 | 0 |  |  | 0 | 0 | 0 | 0 | 0 |  | 0 | 0 | 0 | 0 | 0
| 17716.4861 | 0 | no | Surplus | yes |  | 0 | 0 | 0 | 3095.7348 | 0 | no | 0 | 0 | 0 | 3095.7348 | 4860 | no | 17716.4861 | 0 | 24300 |  |  | 0 |  |  | 0 | 0 | 0 | 0 | 0 |  | 0 | 0 | 0 | 0 | 0 | 17716.4861 | 14850.3731 | 14356.9579 | 0 | no | Surplus | yes |  | 0 | 0 | 0 | 2015.284 | 0 | no | 0 | 0 | 0 | 2015.284 | 0 |  |  | 0 | 0 | 0 | 0 | 0 |  | 0 | 0 | 0 | 0 | 0
| 18589.2299 | 0 | yes | Deficit |  |  | 0 | 0 | 0 | 0 | 0 |  | 0 | 0 | 0 | 0 | 4860 | no |  | 0 | 24300 | no | 18589.2299 | 0 | no | no | 0 | 0 | 0 | 0 | 0 |  | 0 | 0 | 0 | 0 | 0 | 18589.2299 | 13982.762 | 15064.2057 | 0 | no | Surplus | yes |  | 0 | 0 | 0 | 374.1959 | 0 | no | 0 | 0 | 0 | 374.1959 | 0 |  |  | 0 | 0 | 0 | 0 | 0 |  | 0 | 0 | 0 | 0 | 0
| 18401.4028 | 0 | no | Surplus | yes |  | 0 | 0 | 0 | 187.8271 | 0 | no | 0 | 0 | 0 | 187.8271 | 4860 | no | 18401.4028 | 0 | 24300 |  |  | 0 |  |  | 0 | 0 | 0 | 0 | 0 |  | 0 | 0 | 0 | 0 | 0 | 18401.4028 | 11913.8051 | 14911.9958 | 0 | no | Surplus | yes |  | 0 | 0 | 0 | 3150.4007 | 0 | no | 0 | 0 | 0 | 3150.4007 | 0 |  |  | 0 | 0 | 0 | 0 | 0 |  | 0 | 0 | 0 | 0 | 0
| 19420.1571 | 0 | yes | Deficit |  |  | 0 | 0 | 0 | 0 | 0 |  | 0 | 0 | 0 | 0 | 4860 | no |  | 0 | 24300 | no | 19420.1571 | 0 | no | no | 0 | 0 | 0 | 0 | 0 |  | 0 | 0 | 0 | 0 | 0 | 19420.1571 | 13915.3413 | 15737.5665 | 0 | no | Surplus | yes |  | 0 | 0 | 0 | 996.6545 | 0 | no | 0 | 0 | 0 | 996.6545 | 0 |  |  | 0 | 0 | 0 | 0 | 0 |  | 0 | 0 | 0 | 0 | 0
| 20767.3522 | 0 | yes | Deficit |  |  | 0 | 0 | 0 | 0 | 0 |  | 0 | 0 | 0 | 0 | 4860 | no |  | 0 | 24300 | no | 20767.3522 | 0 | no | no | 0 | 0 | 0 | 0 | 0 |  | 0 | 0 | 0 | 0 | 0 | 20767.3522 | 14096.1375 | 16829.2967 | 0 | no | Surplus | yes |  | 0 | 0 | 0 | 1641.429 | 0 | no | 0 | 0 | 0 | 1641.429 | 0 |  |  | 0 | 0 | 0 | 0 | 0 |  | 0 | 0 | 0 | 0 | 0
| 20273.8865 | 0 | no | Surplus | yes |  | 0 | 0 | 0 | 493.4657 | 0 | no | 0 | 0 | 0 | 493.4657 | 4860 | no | 20273.8865 | 0 | 24300 |  |  | 0 |  |  | 0 | 0 | 0 | 0 | 0 |  | 0 | 0 | 0 | 0 | 0 | 20273.8865 | 12077.9065 | 16429.4056 | 0 | no | Surplus | yes |  | 0 | 0 | 0 | 4751.3902 | 0 | no | 0 | 0 | 0 | 4751.3902 | 0 |  |  | 0 | 0 | 0 | 0 | 0 |  | 0 | 0 | 0 | 0 | 0
| 19246.2711 | 0 | no | Surplus | yes |  | 0 | 0 | 0 | 1027.6154 | 0 | no | 0 | 0 | 0 | 1027.6154 | 4860 | no | 19246.2711 | 0 | 24300 |  |  | 0 |  |  | 0 | 0 | 0 | 0 | 0 |  | 0 | 0 | 0 | 0 | 0 | 19246.2711 | 13988.4753 | 15596.654 | 0 | no | Surplus | yes |  | 0 | 0 | 0 | 2440.9302 | 0 | no | 0 | 0 | 0 | 2440.9302 | 0 |  |  | 0 | 0 | 0 | 0 | 0 |  | 0 | 0 | 0 | 0 | 0
| 19406.2525 | 0 | yes | Deficit |  |  | 0 | 0 | 0 | 0 | 0 |  | 0 | 0 | 0 | 0 | 4860 | no |  | 0 | 24300 | no | 19406.2525 | 0 | no | no | 0 | 0 | 0 | 0 | 0 |  | 0 | 0 | 0 | 0 | 0 | 19406.2525 | 15762.8365 | 15726.2986 | 0 | yes | Deficit |  |  | 0 | 0 | 0 | 0 | 0 |  | 0 | 0 | 0 | 0 | 166.1825 | yes |  | 0 | 0 | 0 | 166.1825 | 0 | no | 0 | 0 | 0 | 166.1825 | 0
| 21263.7629 | 0 | yes | Deficit |  |  | 0 | 0 | 0 | 0 | 0 |  | 0 | 0 | 0 | 0 | 4860 | no |  | 0 | 24300 | no | 21263.7629 | 0 | no | no | 0 | 0 | 0 | 0 | 0 |  | 0 | 0 | 0 | 0 | 0 | 21263.7629 | 14344.4865 | 17231.5744 | 0 | no | Surplus | yes |  | 0 | 0 | 0 | 1381.8122 | 0 | no | 0 | 0 | 0 | 1381.8122 | 0 |  |  | 0 | 0 | 0 | 0 | 0 |  | 0 | 0 | 0 | 0 | 0
| 21312.6696 | 0 | yes | Deficit |  |  | 0 | 0 | 0 | 0 | 0 |  | 0 | 0 | 0 | 0 | 4860 | no |  | 0 | 24300 | no | 21312.6696 | 0 | no | no | 0 | 0 | 0 | 0 | 0 |  | 0 | 0 | 0 | 0 | 0 | 21312.6696 | 12613.0557 | 17271.2071 | 0 | no | Surplus | yes |  | 0 | 0 | 0 | 4618.5187 | 0 | no | 0 | 0 | 0 | 4618.5187 | 0 |  |  | 0 | 0 | 0 | 0 | 0 |  | 0 | 0 | 0 | 0 | 0
| 20229.206 | 0 | no | Surplus | yes |  | 0 | 0 | 0 | 1083.4636 | 0 | no | 0 | 0 | 0 | 1083.4636 | 4860 | no | 20229.206 | 0 | 24300 |  |  | 0 |  |  | 0 | 0 | 0 | 0 | 0 |  | 0 | 0 | 0 | 0 | 0 | 20229.206 | 13921.8849 | 16393.1977 | 0 | no | Surplus | yes |  | 0 | 0 | 0 | 3349.3222 | 0 | no | 0 | 0 | 0 | 3349.3222 | 0 |  |  | 0 | 0 | 0 | 0 | 0 |  | 0 | 0 | 0 | 0 | 0
| 22668.9706 | 0 | yes | Deficit |  |  | 0 | 0 | 0 | 0 | 0 |  | 0 | 0 | 0 | 0 | 4860 | no |  | 0 | 24300 | no | 22668.9706 | 0 | no | no | 0 | 0 | 0 | 0 | 0 |  | 0 | 0 | 0 | 0 | 0 | 22668.9706 | 14189.1062 | 18370.3165 | 0 | no | Surplus | yes |  | 0 | 0 | 0 | 2204.0916 | 0 | no | 0 | 0 | 0 | 2204.0916 | 0 |  |  | 0 | 0 | 0 | 0 | 0 |  | 0 | 0 | 0 | 0 | 0
| 19507.5705 | 0 | no | Surplus | yes |  | 0 | 0 | 0 | 3161.4001 | 0 | no | 0 | 0 | 0 | 3161.4001 | 4860 | no | 19507.5705 | 0 | 24300 |  |  | 0 |  |  | 0 | 0 | 0 | 0 | 0 |  | 0 | 0 | 0 | 0 | 0 | 19507.5705 | 14427.699 | 15808.404 | 0 | no | Surplus | yes |  | 0 | 0 | 0 | 3942.6176 | 0 | no | 0 | 0 | 0 | 3942.6176 | 0 |  |  | 0 | 0 | 0 | 0 | 0 |  | 0 | 0 | 0 | 0 | 0
| 20262.4946 | 0 | yes | Deficit |  |  | 0 | 0 | 0 | 0 | 0 |  | 0 | 0 | 0 | 0 | 4860 | no |  | 0 | 24300 | no | 20262.4946 | 0 | no | no | 0 | 0 | 0 | 0 | 0 |  | 0 | 0 | 0 | 0 | 0 | 20262.4946 | 13857.8541 | 16420.1739 | 0 | no | Surplus | yes |  | 0 | 0 | 0 | 1950.5499 | 0 | no | 0 | 0 | 0 | 1950.5499 | 0 |  |  | 0 | 0 | 0 | 0 | 0 |  | 0 | 0 | 0 | 0 | 0
| 18660.4158 | 0 | no | Surplus | yes |  | 0 | 0 | 0 | 1602.0787 | 0 | no | 0 | 0 | 0 | 1602.0787 | 4860 | no | 18660.4158 | 0 | 24300 |  |  | 0 |  |  | 0 | 0 | 0 | 0 | 0 |  | 0 | 0 | 0 | 0 | 0 | 18660.4158 | 13641.6824 | 15121.8929 | 0 | no | Surplus | yes |  | 0 | 0 | 0 | 2778.4914 | 0 | no | 0 | 0 | 0 | 2778.4914 | 0 |  |  | 0 | 0 | 0 | 0 | 0 |  | 0 | 0 | 0 | 0 | 0
| 21741.9607 | 0 | yes | Deficit |  |  | 0 | 0 | 0 | 0 | 0 |  | 0 | 0 | 0 | 0 | 4860 | no |  | 0 | 24300 | no | 21741.9607 | 0 | no | no | 0 | 0 | 0 | 0 | 0 |  | 0 | 0 | 0 | 0 | 0 | 21741.9607 | 13119.3744 | 17619.0929 | 0 | no | Surplus | yes |  | 0 | 0 | 0 | 2002.5185 | 0 | no | 0 | 0 | 0 | 2002.5185 | 0 |  |  | 0 | 0 | 0 | 0 | 0 |  | 0 | 0 | 0 | 0 | 0
| 20778.3017 | 0 | no | Surplus | yes |  | 0 | 0 | 0 | 963.659 | 0 | no | 0 | 0 | 0 | 963.659 | 4860 | no | 20778.3017 | 0 | 24300 |  |  | 0 |  |  | 0 | 0 | 0 | 0 | 0 |  | 0 | 0 | 0 | 0 | 0 | 20778.3017 | 13193.1536 | 16838.1699 | 0 | no | Surplus | yes |  | 0 | 0 | 0 | 4425.9393 | 0 | no | 0 | 0 | 0 | 4425.9393 | 0 |  |  | 0 | 0 | 0 | 0 | 0 |  | 0 | 0 | 0 | 0 | 0
| 19642.8693 | 0 | no | Surplus | yes |  | 0 | 0 | 0 | 1135.4324 | 0 | no | 0 | 0 | 0 | 1135.4324 | 4860 | no | 19642.8693 | 0 | 24300 |  |  | 0 |  |  | 0 | 0 | 0 | 0 | 0 |  | 0 | 0 | 0 | 0 | 0 | 19642.8693 | 11694.3335 | 15918.0464 | 0 | no | Surplus | yes |  | 0 | 0 | 0 | 5143.8365 | 0 | no | 0 | 0 | 0 | 5143.8365 | 0 |  |  | 0 | 0 | 0 | 0 | 0 |  | 0 | 0 | 0 | 0 | 0
| 19232.0646 | 0 | no | Surplus | yes |  | 0 | 0 | 0 | 410.8047 | 0 | no | 0 | 0 | 0 | 410.8047 | 4860 | no | 19232.0646 | 0 | 24300 |  |  | 0 |  |  | 0 | 0 | 0 | 0 | 0 |  | 0 | 0 | 0 | 0 | 0 | 19232.0646 | 13666.8659 | 15585.1415 | 0 | no | Surplus | yes |  | 0 | 0 | 0 | 2251.1805 | 0 | no | 0 | 0 | 0 | 2251.1805 | 0 |  |  | 0 | 0 | 0 | 0 | 0 |  | 0 | 0 | 0 | 0 | 0
| 19224.4537 | 0 | no | Surplus | yes |  | 0 | 0 | 0 | 7.6109 | 0 | no | 0 | 0 | 0 | 7.6109 | 4860 | no | 19224.4537 | 0 | 24300 |  |  | 0 |  |  | 0 | 0 | 0 | 0 | 0 |  | 0 | 0 | 0 | 0 | 0 | 19224.4537 | 11827.5039 | 15578.9738 | 0 | no | Surplus | yes |  | 0 | 0 | 0 | 3757.6376 | 0 | no | 0 | 0 | 0 | 3757.6376 | 0 |  |  | 0 | 0 | 0 | 0 | 0 |  | 0 | 0 | 0 | 0 | 0
| 20750.9374 | 0 | yes | Deficit |  |  | 0 | 0 | 0 | 0 | 0 |  | 0 | 0 | 0 | 0 | 4860 | no |  | 0 | 24300 | no | 20750.9374 | 0 | no | no | 0 | 0 | 0 | 0 | 0 |  | 0 | 0 | 0 | 0 | 0 | 20750.9374 | 13006.8977 | 16815.9947 | 0 | no | Surplus | yes |  | 0 | 0 | 0 | 2572.0761 | 0 | no | 0 | 0 | 0 | 2572.0761 | 0 |  |  | 0 | 0 | 0 | 0 | 0 |  | 0 | 0 | 0 | 0 | 0
| 19737.7122 | 0 | no | Surplus | yes |  | 0 | 0 | 0 | 1013.2252 | 0 | no | 0 | 0 | 0 | 1013.2252 | 4860 | no | 19737.7122 | 0 | 24300 |  |  | 0 |  |  | 0 | 0 | 0 | 0 | 0 |  | 0 | 0 | 0 | 0 | 0 | 19737.7122 | 11926.2285 | 15994.9046 | 0 | no | Surplus | yes |  | 0 | 0 | 0 | 4889.7662 | 0 | no | 0 | 0 | 0 | 4889.7662 | 0 |  |  | 0 | 0 | 0 | 0 | 0 |  | 0 | 0 | 0 | 0 | 0
| 13930.2299 | 0 | no | Surplus | yes |  | 0 | 0 | 0 | 5807.4824 | 0 | no | 0 | 0 | 0 | 5807.4824 | 4860 | no | 13930.2299 | 0 | 24300 |  |  | 0 |  |  | 0 | 0 | 0 | 0 | 0 |  | 0 | 0 | 0 | 0 | 0 | 13930.2299 | 12836.3431 | 11288.679 | 0 | no | Surplus | yes |  | 0 | 0 | 0 | 3158.5615 | 0 | no | 0 | 0 | 0 | 3158.5615 | 0 |  |  | 0 | 0 | 0 | 0 | 0 |  | 0 | 0 | 0 | 0 | 0
| 14010.0318 | 0 | yes | Deficit |  |  | 0 | 0 | 0 | 0 | 0 |  | 0 | 0 | 0 | 0 | 4860 | no |  | 0 | 24300 | no | 14010.0318 | 0 | no | no | 0 | 0 | 0 | 0 | 0 |  | 0 | 0 | 0 | 0 | 0 | 14010.0318 | 10732.3583 | 11353.3483 | 0 | no | Surplus | yes |  | 0 | 0 | 0 | 556.3207 | 0 | no | 0 | 0 | 0 | 556.3207 | 0 |  |  | 0 | 0 | 0 | 0 | 0 |  | 0 | 0 | 0 | 0 | 0
| 16462.7641 | 0 | yes | Deficit |  |  | 0 | 0 | 0 | 0 | 0 |  | 0 | 0 | 0 | 0 | 4860 | no |  | 0 | 24300 | no | 16462.7641 | 0 | no | no | 0 | 0 | 0 | 0 | 0 |  | 0 | 0 | 0 | 0 | 0 | 16462.7641 | 9845.4484 | 13340.9758 | 0 | no | Surplus | yes |  | 0 | 0 | 0 | 1507.8999 | 0 | no | 0 | 0 | 0 | 1507.8999 | 0 |  |  | 0 | 0 | 0 | 0 | 0 |  | 0 | 0 | 0 | 0 | 0
| 14018.5005 | 0 | no | Surplus | yes |  | 0 | 0 | 0 | 2444.2636 | 0 | no | 0 | 0 | 0 | 2444.2636 | 4860 | no | 14018.5005 | 0 | 24300 |  |  | 0 |  |  | 0 | 0 | 0 | 0 | 0 |  | 0 | 0 | 0 | 0 | 0 | 14018.5005 | 11507.0883 | 11360.2111 | 0 | no | Surplus | yes |  | 0 | 0 | 0 | 1833.8875 | 0 | no | 0 | 0 | 0 | 1833.8875 | 0 |  |  | 0 | 0 | 0 | 0 | 0 |  | 0 | 0 | 0 | 0 | 0
| 12703.5438 | 0 | no | Surplus | yes |  | 0 | 0 | 0 | 1314.9567 | 0 | no | 0 | 0 | 0 | 1314.9567 | 4860 | no | 12703.5438 | 0 | 24300 |  |  | 0 |  |  | 0 | 0 | 0 | 0 | 0 |  | 0 | 0 | 0 | 0 | 0 | 12703.5438 | 11569.6762 | 10294.606 | 0 | yes | Deficit |  |  | 0 | 0 | 0 | 0 | 0 |  | 0 | 0 | 0 | 0 | 209.4651 | yes |  | 0 | 0 | 0 | 209.4651 | 0 | no | 0 | 0 | 0 | 209.4651 | 0
| 11201.9998 | 0 | no | Surplus | yes |  | 0 | 0 | 0 | 1501.544 | 0 | no | 0 | 0 | 0 | 1501.544 | 4860 | no | 11201.9998 | 0 | 24300 |  |  | 0 |  |  | 0 | 0 | 0 | 0 | 0 |  | 0 | 0 | 0 | 0 | 0 | 11201.9998 | 10798.6973 | 9077.7956 | 0 | yes | Deficit |  |  | 0 | 0 | 0 | 0 | 0 |  | 0 | 0 | 0 | 0 | 504.0913 | yes |  | 0 | 0 | 0 | 504.0913 | 0 | no | 0 | 0 | 0 | 504.0913 | 0
| 9804.4005 | 0 | no | Surplus | yes |  | 0 | 0 | 0 | 1397.5993 | 0 | no | 0 | 0 | 0 | 1397.5993 | 4860 | no | 9804.4005 | 0 | 22403.9996 |  |  | 0 |  |  | 0 | 0 | 0 | 0 | 0 |  | 0 | 0 | 0 | 0 | 0 | 9804.4005 | 12453.0668 | 7945.2192 | 0 | yes | Deficit |  |  | 0 | 0 | 0 | 0 | 0 |  | 0 | 0 | 0 | 0 | 3375.2712 | yes |  | 0 | 0 | 0 | 3375.2712 | 0 | no | 0 | 0 | 0 | 3375.2712 | 0
| 10830.7997 | 0 | yes | Deficit |  |  | 0 | 0 | 0 | 0 | 0 |  | 0 | 0 | 0 | 0 | 4860 | no |  | 0 | 19608.8011 | no | 10830.7997 | 0 | no | no | 0 | 0 | 0 | 0 | 0 |  | 0 | 0 | 0 | 0 | 0 | 10830.7997 | 11048.1341 | 8776.9852 | 0 | yes | Deficit |  |  | 0 | 0 | 0 | 0 | 0 |  | 0 | 0 | 0 | 0 | 3102.9148 | yes |  | 0 | 0 | 0 | 3102.9148 | 0 | no | 0 | 0 | 0 | 3102.9148 | 0
| 12433.9352 | 0 | yes | Deficit |  |  | 0 | 0 | 0 | 0 | 0 |  | 0 | 0 | 0 | 0 | 4860 | no |  | 0 | 21661.5994 | no | 12433.9352 | 0 | no | no | 0 | 0 | 0 | 0 | 0 |  | 0 | 0 | 0 | 0 | 0 | 12433.9352 | 12229.5755 | 10076.1226 | 0 | yes | Deficit |  |  | 0 | 0 | 0 | 0 | 0 |  | 0 | 0 | 0 | 0 | 3452.5903 | yes |  | 0 | 0 | 0 | 3452.5903 | 0 | no | 0 | 0 | 0 | 3452.5903 | 0
| 13027.1799 | 0 | yes | Deficit |  |  | 0 | 0 | 0 | 0 | 0 |  | 0 | 0 | 0 | 0 | 4860 | no |  | 0 | 24300 | no | 13027.1799 | 0 | no | no | 0 | 0 | 0 | 0 | 0 |  | 0 | 0 | 0 | 0 | 0 | 13027.1799 | 14450.052 | 10556.8719 | 0 | yes | Deficit |  |  | 0 | 0 | 0 | 0 | 0 |  | 0 | 0 | 0 | 0 | 4373.9294 | yes |  | 0 | 0 | 0 | 4373.9294 | 0 | no | 0 | 0 | 0 | 4373.9294 | 0
| 11930.5928 | 0 | no | Surplus | yes |  | 0 | 0 | 0 | 1096.5871 | 0 | no | 0 | 0 | 0 | 1096.5871 | 4860 | no | 11930.5928 | 0 | 24300 |  |  | 0 |  |  | 0 | 0 | 0 | 0 | 0 |  | 0 | 0 | 0 | 0 | 0 | 11930.5928 | 13324.2405 | 9668.2276 | 0 | yes | Deficit |  |  | 0 | 0 | 0 | 0 | 0 |  | 0 | 0 | 0 | 0 | 2767.3686 | yes |  | 0 | 0 | 0 | 2767.3686 | 0 | no | 0 | 0 | 0 | 2767.3686 | 0
| 10401.2266 | 0 | no | Surplus | yes |  | 0 | 0 | 0 | 1529.3662 | 0 | no | 0 | 0 | 0 | 1529.3662 | 4860 | no | 10401.2266 | 0 | 23861.1856 |  |  | 0 |  |  | 0 | 0 | 0 | 0 | 0 |  | 0 | 0 | 0 | 0 | 0 | 10401.2266 | 13079.9635 | 8428.8708 | 0 | yes | Deficit |  |  | 0 | 0 | 0 | 0 | 0 |  | 0 | 0 | 0 | 0 | 3411.7359 | yes |  | 0 | 0 | 0 | 3411.7359 | 0 | no | 0 | 0 | 0 | 3411.7359 | 0
| 9941.6078 | 0 | no | Surplus | yes |  | 0 | 0 | 0 | 459.6188 | 0 | no | 0 | 0 | 0 | 459.6188 | 4860 | no | 9941.6078 | 0 | 20802.4532 |  |  | 0 |  |  | 0 | 0 | 0 | 0 | 0 |  | 0 | 0 | 0 | 0 | 0 | 9941.6078 | 12408.9517 | 8056.4083 | 0 | yes | Deficit |  |  | 0 | 0 | 0 | 0 | 0 |  | 0 | 0 | 0 | 0 | 3980.0809 | yes |  | 0 | 0 | 0 | 3980.0809 | 0 | no | 0 | 0 | 0 | 3980.0809 | 0
| 10879.2076 | 0 | yes | Deficit |  |  | 0 | 0 | 0 | 0 | 0 |  | 0 | 0 | 0 | 0 | 4860 | no |  | 0 | 19883.2156 | no | 10879.2076 | 0 | no | no | 0 | 0 | 0 | 0 | 0 |  | 0 | 0 | 0 | 0 | 0 | 10879.2076 | 13761.5373 | 8816.2136 | 0 | yes | Deficit |  |  | 0 | 0 | 0 | 0 | 0 |  | 0 | 0 | 0 | 0 | 5705.129 | yes |  | 0 | 0 | 0 | 5705.129 | 0 | no | 0 | 0 | 0 | 5705.129 | 0
| 15361.3798 | 0 | yes | Deficit |  |  | 0 | 0 | 0 | 0 | 0 |  | 0 | 0 | 0 | 0 | 4860 | no |  | 0 | 21758.4152 | no | 15361.3798 | 0 | no | no | 0 | 0 | 0 | 0 | 0 |  | 0 | 0 | 0 | 0 | 0 | 15361.3798 | 12859.7639 | 12448.4439 | 0 | yes | Deficit |  |  | 0 | 0 | 0 | 0 | 0 |  | 0 | 0 | 0 | 0 | 4043.5503 | yes |  | 0 | 0 | 0 | 4043.5503 | 0 | no | 0 | 0 | 0 | 4043.5503 | 0
| 18610.6114 | 0 | yes | Deficit |  |  | 0 | 0 | 0 | 0 | 0 |  | 0 | 0 | 0 | 0 | 4860 | no |  | 0 | 24300 | no | 18610.6114 | 0 | no | no | 0 | 0 | 0 | 0 | 0 |  | 0 | 0 | 0 | 0 | 0 | 18610.6114 | 15172.7023 | 15081.5327 | 0 | yes | Deficit |  |  | 0 | 0 | 0 | 0 | 0 |  | 0 | 0 | 0 | 0 | 2724.2583 | yes |  | 0 | 0 | 0 | 2724.2583 | 0 | no | 0 | 0 | 0 | 2724.2583 | 0
| 19430.6623 | 0 | yes | Deficit |  |  | 0 | 0 | 0 | 0 | 0 |  | 0 | 0 | 0 | 0 | 4860 | no |  | 0 | 24300 | no | 19430.6623 | 0 | no | no | 0 | 0 | 0 | 0 | 0 |  | 0 | 0 | 0 | 0 | 0 | 19430.6623 | 12551.8167 | 15746.0796 | 0 | no | Surplus | yes |  | 0 | 0 | 0 | 2529.716 | 0 | no | 0 | 0 | 0 | 2529.716 | 0 |  |  | 0 | 0 | 0 | 0 | 0 |  | 0 | 0 | 0 | 0 | 0
| 19668.5045 | 0 | yes | Deficit |  |  | 0 | 0 | 0 | 0 | 0 |  | 0 | 0 | 0 | 0 | 4860 | no |  | 0 | 24300 | no | 19668.5045 | 0 | no | no | 0 | 0 | 0 | 0 | 0 |  | 0 | 0 | 0 | 0 | 0 | 19668.5045 | 11967.1369 | 15938.8205 | 0 | no | Surplus | yes |  | 0 | 0 | 0 | 3778.9427 | 0 | no | 0 | 0 | 0 | 3778.9427 | 0 |  |  | 0 | 0 | 0 | 0 | 0 |  | 0 | 0 | 0 | 0 | 0
| 19717.7026 | 0 | yes | Deficit |  |  | 0 | 0 | 0 | 0 | 0 |  | 0 | 0 | 0 | 0 | 4860 | no |  | 0 | 24300 | no | 19717.7026 | 0 | no | no | 0 | 0 | 0 | 0 | 0 |  | 0 | 0 | 0 | 0 | 0 | 19717.7026 | 11988.5426 | 15978.6893 | 0 | no | Surplus | yes |  | 0 | 0 | 0 | 3950.278 | 0 | no | 0 | 0 | 0 | 3950.278 | 0 |  |  | 0 | 0 | 0 | 0 | 0 |  | 0 | 0 | 0 | 0 | 0
| 20119.6053 | 0 | yes | Deficit |  |  | 0 | 0 | 0 | 0 | 0 |  | 0 | 0 | 0 | 0 | 4860 | no |  | 0 | 24300 | no | 20119.6053 | 0 | no | no | 0 | 0 | 0 | 0 | 0 |  | 0 | 0 | 0 | 0 | 0 | 20119.6053 | 11653.6567 | 16304.3803 | 0 | no | Surplus | yes |  | 0 | 0 | 0 | 4325.0327 | 0 | no | 0 | 0 | 0 | 4325.0327 | 0 |  |  | 0 | 0 | 0 | 0 | 0 |  | 0 | 0 | 0 | 0 | 0
| 19268.585 | 0 | no | Surplus | yes |  | 0 | 0 | 0 | 851.0203 | 0 | no | 0 | 0 | 0 | 851.0203 | 4860 | no | 19268.585 | 0 | 24300 |  |  | 0 |  |  | 0 | 0 | 0 | 0 | 0 |  | 0 | 0 | 0 | 0 | 0 | 19268.585 | 11631.1694 | 15614.7366 | 0 | no | Surplus | yes |  | 0 | 0 | 0 | 4673.2109 | 0 | no | 0 | 0 | 0 | 4673.2109 | 0 |  |  | 0 | 0 | 0 | 0 | 0 |  | 0 | 0 | 0 | 0 | 0
| 17995.676 | 0 | no | Surplus | yes |  | 0 | 0 | 0 | 1272.909 | 0 | no | 0 | 0 | 0 | 1272.909 | 4860 | no | 17995.676 | 0 | 24300 |  |  | 0 |  |  | 0 | 0 | 0 | 0 | 0 |  | 0 | 0 | 0 | 0 | 0 | 17995.676 | 12827.3013 | 14583.2058 | 0 | no | Surplus | yes |  | 0 | 0 | 0 | 2787.4353 | 0 | no | 0 | 0 | 0 | 2787.4353 | 0 |  |  | 0 | 0 | 0 | 0 | 0 |  | 0 | 0 | 0 | 0 | 0
| 19152.25 | 0 | yes | Deficit |  |  | 0 | 0 | 0 | 0 | 0 |  | 0 | 0 | 0 | 0 | 4860 | no |  | 0 | 24300 | no | 19152.25 | 0 | no | no | 0 | 0 | 0 | 0 | 0 |  | 0 | 0 | 0 | 0 | 0 | 19152.25 | 13743.6314 | 15520.4619 | 0 | no | Surplus | yes |  | 0 | 0 | 0 | 839.5744 | 0 | no | 0 | 0 | 0 | 839.5744 | 0 |  |  | 0 | 0 | 0 | 0 | 0 |  | 0 | 0 | 0 | 0 | 0
| 16703.9413 | 0 | no | Surplus | yes |  | 0 | 0 | 0 | 2448.3087 | 0 | no | 0 | 0 | 0 | 2448.3087 | 4860 | no | 16703.9413 | 0 | 24300 |  |  | 0 |  |  | 0 | 0 | 0 | 0 | 0 |  | 0 | 0 | 0 | 0 | 0 | 16703.9413 | 12143.252 | 13536.4192 | 0 | no | Surplus | yes |  | 0 | 0 | 0 | 3377.2099 | 0 | no | 0 | 0 | 0 | 3377.2099 | 0 |  |  | 0 | 0 | 0 | 0 | 0 |  | 0 | 0 | 0 | 0 | 0
| 15662.6209 | 0 | no | Surplus | yes |  | 0 | 0 | 0 | 1041.3204 | 0 | no | 0 | 0 | 0 | 1041.3204 | 4860 | no | 15662.6209 | 0 | 24300 |  |  | 0 |  |  | 0 | 0 | 0 | 0 | 0 |  | 0 | 0 | 0 | 0 | 0 | 15662.6209 | 10904.2343 | 12692.5615 | 0 | no | Surplus | yes |  | 0 | 0 | 0 | 2632.1848 | 0 | no | 0 | 0 | 0 | 2632.1848 | 0 |  |  | 0 | 0 | 0 | 0 | 0 |  | 0 | 0 | 0 | 0 | 0
| 16833.6951 | 0 | yes | Deficit |  |  | 0 | 0 | 0 | 0 | 0 |  | 0 | 0 | 0 | 0 | 4860 | no |  | 0 | 24300 | no | 16833.6951 | 0 | no | no | 0 | 0 | 0 | 0 | 0 |  | 0 | 0 | 0 | 0 | 0 | 16833.6951 | 12329.4188 | 13641.5682 | 0 | no | Surplus | yes |  | 0 | 0 | 0 | 363.1427 | 0 | no | 0 | 0 | 0 | 363.1427 | 0 |  |  | 0 | 0 | 0 | 0 | 0 |  | 0 | 0 | 0 | 0 | 0
| 18813.5778 | 0 | yes | Deficit |  |  | 0 | 0 | 0 | 0 | 0 |  | 0 | 0 | 0 | 0 | 4860 | no |  | 0 | 24300 | no | 18813.5778 | 0 | no | no | 0 | 0 | 0 | 0 | 0 |  | 0 | 0 | 0 | 0 | 0 | 18813.5778 | 12159.7187 | 15246.0112 | 0 | no | Surplus | yes |  | 0 | 0 | 0 | 1481.8495 | 0 | no | 0 | 0 | 0 | 1481.8495 | 0 |  |  | 0 | 0 | 0 | 0 | 0 |  | 0 | 0 | 0 | 0 | 0
| 17905.1702 | 0 | no | Surplus | yes |  | 0 | 0 | 0 | 908.4076 | 0 | no | 0 | 0 | 0 | 908.4076 | 4860 | no | 17905.1702 | 0 | 24300 |  |  | 0 |  |  | 0 | 0 | 0 | 0 | 0 |  | 0 | 0 | 0 | 0 | 0 | 17905.1702 | 7406.8249 | 14509.8624 | 0 | no | Surplus | yes |  | 0 | 0 | 0 | 7839.1863 | 0 | no | 0 | 0 | 0 | 7839.1863 | 0 |  |  | 0 | 0 | 0 | 0 | 0 |  | 0 | 0 | 0 | 0 | 0
| 16169.2395 | 0 | no | Surplus | yes |  | 0 | 0 | 0 | 1735.9307 | 0 | no | 0 | 0 | 0 | 1735.9307 | 4860 | no | 16169.2395 | 0 | 24300 |  |  | 0 |  |  | 0 | 0 | 0 | 0 | 0 |  | 0 | 0 | 0 | 0 | 0 | 16169.2395 | 9619.1515 | 13103.1114 | 0 | no | Surplus | yes |  | 0 | 0 | 0 | 4890.7109 | 0 | no | 0 | 0 | 0 | 4890.7109 | 0 |  |  | 0 | 0 | 0 | 0 | 0 |  | 0 | 0 | 0 | 0 | 0
| 15543.1512 | 0 | no | Surplus | yes |  | 0 | 0 | 0 | 626.0883 | 0 | no | 0 | 0 | 0 | 626.0883 | 4860 | no | 15543.1512 | 0 | 24300 |  |  | 0 |  |  | 0 | 0 | 0 | 0 | 0 |  | 0 | 0 | 0 | 0 | 0 | 15543.1512 | 9294.4507 | 12595.7465 | 0 | no | Surplus | yes |  | 0 | 0 | 0 | 3808.6607 | 0 | no | 0 | 0 | 0 | 3808.6607 | 0 |  |  | 0 | 0 | 0 | 0 | 0 |  | 0 | 0 | 0 | 0 | 0
| 16173.5569 | 0 | yes | Deficit |  |  | 0 | 0 | 0 | 0 | 0 |  | 0 | 0 | 0 | 0 | 4860 | no |  | 0 | 24300 | no | 16173.5569 | 0 | no | no | 0 | 0 | 0 | 0 | 0 |  | 0 | 0 | 0 | 0 | 0 | 16173.5569 | 7768.6656 | 13106.6101 | 0 | no | Surplus | yes |  | 0 | 0 | 0 | 4827.0809 | 0 | no | 0 | 0 | 0 | 4827.0809 | 0 |  |  | 0 | 0 | 0 | 0 | 0 |  | 0 | 0 | 0 | 0 | 0
| 19882.7351 | 0 | yes | Deficit |  |  | 0 | 0 | 0 | 0 | 0 |  | 0 | 0 | 0 | 0 | 4860 | no |  | 0 | 24300 | no | 19882.7351 | 0 | no | no | 0 | 0 | 0 | 0 | 0 |  | 0 | 0 | 0 | 0 | 0 | 19882.7351 | 7805.6091 | 16112.4272 | 0 | no | Surplus | yes |  | 0 | 0 | 0 | 5301.001 | 0 | no | 0 | 0 | 0 | 5301.001 | 0 |  |  | 0 | 0 | 0 | 0 | 0 |  | 0 | 0 | 0 | 0 | 0
| 17191.8953 | 0 | no | Surplus | yes |  | 0 | 0 | 0 | 2690.8399 | 0 | no | 0 | 0 | 0 | 2690.8399 | 4860 | no | 17191.8953 | 0 | 24300 |  |  | 0 |  |  | 0 | 0 | 0 | 0 | 0 |  | 0 | 0 | 0 | 0 | 0 | 17191.8953 | 9220.8129 | 13931.8438 | 0 | no | Surplus | yes |  | 0 | 0 | 0 | 6891.6143 | 0 | no | 0 | 0 | 0 | 6891.6143 | 0 |  |  | 0 | 0 | 0 | 0 | 0 |  | 0 | 0 | 0 | 0 | 0
| 17255.7268 | 0 | yes | Deficit |  |  | 0 | 0 | 0 | 0 | 0 |  | 0 | 0 | 0 | 0 | 4860 | no |  | 0 | 24300 | no | 17255.7268 | 0 | no | no | 0 | 0 | 0 | 0 | 0 |  | 0 | 0 | 0 | 0 | 0 | 17255.7268 | 8972.7692 | 13983.5711 | 0 | no | Surplus | yes |  | 0 | 0 | 0 | 4959.0746 | 0 | no | 0 | 0 | 0 | 4959.0746 | 0 |  |  | 0 | 0 | 0 | 0 | 0 |  | 0 | 0 | 0 | 0 | 0
| 17556.914 | 0 | yes | Deficit |  |  | 0 | 0 | 0 | 0 | 0 |  | 0 | 0 | 0 | 0 | 4860 | no |  | 0 | 24300 | no | 17556.914 | 0 | no | no | 0 | 0 | 0 | 0 | 0 |  | 0 | 0 | 0 | 0 | 0 | 17556.914 | 11228.8059 | 14227.6451 | 0 | no | Surplus | yes |  | 0 | 0 | 0 | 2754.7652 | 0 | no | 0 | 0 | 0 | 2754.7652 | 0 |  |  | 0 | 0 | 0 | 0 | 0 |  | 0 | 0 | 0 | 0 | 0
| 20100.9886 | 0 | yes | Deficit |  |  | 0 | 0 | 0 | 0 | 0 |  | 0 | 0 | 0 | 0 | 4860 | no |  | 0 | 24300 | no | 20100.9886 | 0 | no | no | 0 | 0 | 0 | 0 | 0 |  | 0 | 0 | 0 | 0 | 0 | 20100.9886 | 10787.4363 | 16289.2938 | 0 | no | Surplus | yes |  | 0 | 0 | 0 | 3440.2088 | 0 | no | 0 | 0 | 0 | 3440.2088 | 0 |  |  | 0 | 0 | 0 | 0 | 0 |  | 0 | 0 | 0 | 0 | 0
| 16665.9443 | 0 | no | Surplus | yes |  | 0 | 0 | 0 | 3435.0443 | 0 | no | 0 | 0 | 0 | 3435.0443 | 4860 | no | 16665.9443 | 0 | 24300 |  |  | 0 |  |  | 0 | 0 | 0 | 0 | 0 |  | 0 | 0 | 0 | 0 | 0 | 16665.9443 | 8899.359 | 13505.6274 | 0 | no | Surplus | yes |  | 0 | 0 | 0 | 7389.9348 | 0 | no | 0 | 0 | 0 | 7389.9348 | 0 |  |  | 0 | 0 | 0 | 0 | 0 |  | 0 | 0 | 0 | 0 | 0
| 16918.2897 | 0 | yes | Deficit |  |  | 0 | 0 | 0 | 0 | 0 |  | 0 | 0 | 0 | 0 | 4860 | no |  | 0 | 24300 | no | 16918.2897 | 0 | no | no | 0 | 0 | 0 | 0 | 0 |  | 0 | 0 | 0 | 0 | 0 | 16918.2897 | 13246.8406 | 13710.1213 | 0 | no | Surplus | yes |  | 0 | 0 | 0 | 258.7869 | 0 | no | 0 | 0 | 0 | 258.7869 | 0 |  |  | 0 | 0 | 0 | 0 | 0 |  | 0 | 0 | 0 | 0 | 0
| 15334.4623 | 0 | no | Surplus | yes |  | 0 | 0 | 0 | 1583.8274 | 0 | no | 0 | 0 | 0 | 1583.8274 | 4860 | no | 15334.4623 | 0 | 24300 |  |  | 0 |  |  | 0 | 0 | 0 | 0 | 0 |  | 0 | 0 | 0 | 0 | 0 | 15334.4623 | 10416.541 | 12426.6307 | 0 | no | Surplus | yes |  | 0 | 0 | 0 | 3293.5803 | 0 | no | 0 | 0 | 0 | 3293.5803 | 0 |  |  | 0 | 0 | 0 | 0 | 0 |  | 0 | 0 | 0 | 0 | 0
| 18528.9268 | 0 | yes | Deficit |  |  | 0 | 0 | 0 | 0 | 0 |  | 0 | 0 | 0 | 0 | 4860 | no |  | 0 | 24300 | no | 18528.9268 | 0 | no | no | 0 | 0 | 0 | 0 | 0 |  | 0 | 0 | 0 | 0 | 0 | 18528.9268 | 9448.0595 | 15015.3378 | 0 | no | Surplus | yes |  | 0 | 0 | 0 | 2978.5712 | 0 | no | 0 | 0 | 0 | 2978.5712 | 0 |  |  | 0 | 0 | 0 | 0 | 0 |  | 0 | 0 | 0 | 0 | 0
| 14081.7726 | 0 | no | Surplus | yes |  | 0 | 0 | 0 | 4447.1542 | 0 | no | 0 | 0 | 0 | 4447.1542 | 4860 | no | 14081.7726 | 0 | 24300 |  |  | 0 |  |  | 0 | 0 | 0 | 0 | 0 |  | 0 | 0 | 0 | 0 | 0 | 14081.7726 | 11352.6619 | 11411.4851 | 0 | no | Surplus | yes |  | 0 | 0 | 0 | 3662.6758 | 0 | no | 0 | 0 | 0 | 3662.6758 | 0 |  |  | 0 | 0 | 0 | 0 | 0 |  | 0 | 0 | 0 | 0 | 0
| 15363.8445 | 0 | yes | Deficit |  |  | 0 | 0 | 0 | 0 | 0 |  | 0 | 0 | 0 | 0 | 4860 | no |  | 0 | 24300 | no | 15363.8445 | 0 | no | no | 0 | 0 | 0 | 0 | 0 |  | 0 | 0 | 0 | 0 | 0 | 15363.8445 | 8404.0458 | 12450.4412 | 0 | no | Surplus | yes |  | 0 | 0 | 0 | 3007.4392 | 0 | no | 0 | 0 | 0 | 3007.4392 | 0 |  |  | 0 | 0 | 0 | 0 | 0 |  | 0 | 0 | 0 | 0 | 0
| 15392.6342 | 0 | yes | Deficit |  |  | 0 | 0 | 0 | 0 | 0 |  | 0 | 0 | 0 | 0 | 4860 | no |  | 0 | 24300 | no | 15392.6342 | 0 | no | no | 0 | 0 | 0 | 0 | 0 |  | 0 | 0 | 0 | 0 | 0 | 15392.6342 | 10748.7051 | 12473.7717 | 0 | no | Surplus | yes |  | 0 | 0 | 0 | 1701.7361 | 0 | no | 0 | 0 | 0 | 1701.7361 | 0 |  |  | 0 | 0 | 0 | 0 | 0 |  | 0 | 0 | 0 | 0 | 0
| 17599.8879 | 0 | yes | Deficit |  |  | 0 | 0 | 0 | 0 | 0 |  | 0 | 0 | 0 | 0 | 4860 | no |  | 0 | 24300 | no | 17599.8879 | 0 | no | no | 0 | 0 | 0 | 0 | 0 |  | 0 | 0 | 0 | 0 | 0 | 17599.8879 | 10445.4711 | 14262.47 | 0 | no | Surplus | yes |  | 0 | 0 | 0 | 2028.3006 | 0 | no | 0 | 0 | 0 | 2028.3006 | 0 |  |  | 0 | 0 | 0 | 0 | 0 |  | 0 | 0 | 0 | 0 | 0
| 18884.5448 | 0 | yes | Deficit |  |  | 0 | 0 | 0 | 0 | 0 |  | 0 | 0 | 0 | 0 | 4860 | no |  | 0 | 24300 | no | 18884.5448 | 0 | no | no | 0 | 0 | 0 | 0 | 0 |  | 0 | 0 | 0 | 0 | 0 | 18884.5448 | 9102.5627 | 15303.5209 | 0 | no | Surplus | yes |  | 0 | 0 | 0 | 5159.9072 | 0 | no | 0 | 0 | 0 | 5159.9072 | 0 |  |  | 0 | 0 | 0 | 0 | 0 |  | 0 | 0 | 0 | 0 | 0
| 16268.7509 | 0 | no | Surplus | yes |  | 0 | 0 | 0 | 2615.794 | 0 | no | 0 | 0 | 0 | 2615.794 | 4860 | no | 16268.7509 | 0 | 24300 |  |  | 0 |  |  | 0 | 0 | 0 | 0 | 0 |  | 0 | 0 | 0 | 0 | 0 | 16268.7509 | 11560.9215 | 13183.7527 | 0 | no | Surplus | yes |  | 0 | 0 | 0 | 3742.5995 | 0 | no | 0 | 0 | 0 | 3742.5995 | 0 |  |  | 0 | 0 | 0 | 0 | 0 |  | 0 | 0 | 0 | 0 | 0
| 16914.6198 | 0 | yes | Deficit |  |  | 0 | 0 | 0 | 0 | 0 |  | 0 | 0 | 0 | 0 | 4860 | no |  | 0 | 24300 | no | 16914.6198 | 0 | no | no | 0 | 0 | 0 | 0 | 0 |  | 0 | 0 | 0 | 0 | 0 | 16914.6198 | 12346.4032 | 13707.1473 | 0 | no | Surplus | yes |  | 0 | 0 | 0 | 837.3495 | 0 | no | 0 | 0 | 0 | 837.3495 | 0 |  |  | 0 | 0 | 0 | 0 | 0 |  | 0 | 0 | 0 | 0 | 0
| 17006.0044 | 0 | yes | Deficit |  |  | 0 | 0 | 0 | 0 | 0 |  | 0 | 0 | 0 | 0 | 4860 | no |  | 0 | 24300 | no | 17006.0044 | 0 | no | no | 0 | 0 | 0 | 0 | 0 |  | 0 | 0 | 0 | 0 | 0 | 17006.0044 | 10750.3141 | 13781.2029 | 0 | no | Surplus | yes |  | 0 | 0 | 0 | 2956.8332 | 0 | no | 0 | 0 | 0 | 2956.8332 | 0 |  |  | 0 | 0 | 0 | 0 | 0 |  | 0 | 0 | 0 | 0 | 0
| 16462.8076 | 0 | no | Surplus | yes |  | 0 | 0 | 0 | 543.1968 | 0 | no | 0 | 0 | 0 | 543.1968 | 4860 | no | 16462.8076 | 0 | 24300 |  |  | 0 |  |  | 0 | 0 | 0 | 0 | 0 |  | 0 | 0 | 0 | 0 | 0 | 16462.8076 | 12203.969 | 13341.011 | 0 | no | Surplus | yes |  | 0 | 0 | 0 | 1577.234 | 0 | no | 0 | 0 | 0 | 1577.234 | 0 |  |  | 0 | 0 | 0 | 0 | 0 |  | 0 | 0 | 0 | 0 | 0
| 16852.013 | 0 | yes | Deficit |  |  | 0 | 0 | 0 | 0 | 0 |  | 0 | 0 | 0 | 0 | 4860 | no |  | 0 | 24300 | no | 16852.013 | 0 | no | no | 0 | 0 | 0 | 0 | 0 |  | 0 | 0 | 0 | 0 | 0 | 16852.013 | 10929.7913 | 13656.4125 | 0 | no | Surplus | yes |  | 0 | 0 | 0 | 2411.2197 | 0 | no | 0 | 0 | 0 | 2411.2197 | 0 |  |  | 0 | 0 | 0 | 0 | 0 |  | 0 | 0 | 0 | 0 | 0
| 16209.1555 | 0 | no | Surplus | yes |  | 0 | 0 | 0 | 642.8574 | 0 | no | 0 | 0 | 0 | 642.8574 | 4860 | no | 16209.1555 | 0 | 24300 |  |  | 0 |  |  | 0 | 0 | 0 | 0 | 0 |  | 0 | 0 | 0 | 0 | 0 | 16209.1555 | 10050.4064 | 13135.4583 | 0 | no | Surplus | yes |  | 0 | 0 | 0 | 3606.0061 | 0 | no | 0 | 0 | 0 | 3606.0061 | 0 |  |  | 0 | 0 | 0 | 0 | 0 |  | 0 | 0 | 0 | 0 | 0
| 16416.9395 | 0 | yes | Deficit |  |  | 0 | 0 | 0 | 0 | 0 |  | 0 | 0 | 0 | 0 | 4860 | no |  | 0 | 24300 | no | 16416.9395 | 0 | no | no | 0 | 0 | 0 | 0 | 0 |  | 0 | 0 | 0 | 0 | 0 | 16416.9395 | 11199.818 | 13303.8408 | 0 | no | Surplus | yes |  | 0 | 0 | 0 | 1935.6402 | 0 | no | 0 | 0 | 0 | 1935.6402 | 0 |  |  | 0 | 0 | 0 | 0 | 0 |  | 0 | 0 | 0 | 0 | 0
| 15525.1174 | 0 | no | Surplus | yes |  | 0 | 0 | 0 | 891.8221 | 0 | no | 0 | 0 | 0 | 891.8221 | 4860 | no | 15525.1174 | 0 | 24300 |  |  | 0 |  |  | 0 | 0 | 0 | 0 | 0 |  | 0 | 0 | 0 | 0 | 0 | 15525.1174 | 12062.4942 | 12581.1324 | 0 | no | Surplus | yes |  | 0 | 0 | 0 | 1241.3466 | 0 | no | 0 | 0 | 0 | 1241.3466 | 0 |  |  | 0 | 0 | 0 | 0 | 0 |  | 0 | 0 | 0 | 0 | 0
| 13589.7141 | 0 | no | Surplus | yes |  | 0 | 0 | 0 | 1935.4033 | 0 | no | 0 | 0 | 0 | 1935.4033 | 4860 | no | 13589.7141 | 0 | 24300 |  |  | 0 |  |  | 0 | 0 | 0 | 0 | 0 |  | 0 | 0 | 0 | 0 | 0 | 13589.7141 | 11404.2969 | 11012.7343 | 0 | no | Surplus | yes |  | 0 | 0 | 0 | 1176.8355 | 0 | no | 0 | 0 | 0 | 1176.8355 | 0 |  |  | 0 | 0 | 0 | 0 | 0 |  | 0 | 0 | 0 | 0 | 0
| 13974.1663 | 0 | yes | Deficit |  |  | 0 | 0 | 0 | 0 | 0 |  | 0 | 0 | 0 | 0 | 4860 | no |  | 0 | 24300 | no | 13974.1663 | 0 | no | no | 0 | 0 | 0 | 0 | 0 |  | 0 | 0 | 0 | 0 | 0 | 13974.1663 | 12076.3162 | 11324.2838 | 0 | yes | Deficit |  |  | 0 | 0 | 0 | 0 | 0 |  | 0 | 0 | 0 | 0 | 1063.5818 | yes |  | 0 | 0 | 0 | 1063.5818 | 0 | no | 0 | 0 | 0 | 1063.5818 | 0
| 16775.7367 | 0 | yes | Deficit |  |  | 0 | 0 | 0 | 0 | 0 |  | 0 | 0 | 0 | 0 | 4860 | no |  | 0 | 24300 | no | 16775.7367 | 0 | no | no | 0 | 0 | 0 | 0 | 0 |  | 0 | 0 | 0 | 0 | 0 | 16775.7367 | 10790.0483 | 13594.6002 | 0 | no | Surplus | yes |  | 0 | 0 | 0 | 534.2356 | 0 | no | 0 | 0 | 0 | 534.2356 | 0 |  |  | 0 | 0 | 0 | 0 | 0 |  | 0 | 0 | 0 | 0 | 0
| 16413.832 | 0 | no | Surplus | yes |  | 0 | 0 | 0 | 361.9047 | 0 | no | 0 | 0 | 0 | 361.9047 | 4860 | no | 16413.832 | 0 | 24300 |  |  | 0 |  |  | 0 | 0 | 0 | 0 | 0 |  | 0 | 0 | 0 | 0 | 0 | 16413.832 | 10539.1905 | 13301.3225 | 0 | no | Surplus | yes |  | 0 | 0 | 0 | 3055.4098 | 0 | no | 0 | 0 | 0 | 3055.4098 | 0 |  |  | 0 | 0 | 0 | 0 | 0 |  | 0 | 0 | 0 | 0 | 0
| 18544.9165 | 0 | yes | Deficit |  |  | 0 | 0 | 0 | 0 | 0 |  | 0 | 0 | 0 | 0 | 4860 | no |  | 0 | 24300 | no | 18544.9165 | 0 | no | no | 0 | 0 | 0 | 0 | 0 |  | 0 | 0 | 0 | 0 | 0 | 18544.9165 | 11183.0039 | 15028.2954 | 0 | no | Surplus | yes |  | 0 | 0 | 0 | 2118.3186 | 0 | no | 0 | 0 | 0 | 2118.3186 | 0 |  |  | 0 | 0 | 0 | 0 | 0 |  | 0 | 0 | 0 | 0 | 0
| 17405.8307 | 0 | no | Surplus | yes |  | 0 | 0 | 0 | 1139.0858 | 0 | no | 0 | 0 | 0 | 1139.0858 | 4860 | no | 17405.8307 | 0 | 24300 |  |  | 0 |  |  | 0 | 0 | 0 | 0 | 0 |  | 0 | 0 | 0 | 0 | 0 | 17405.8307 | 13182.644 | 14105.2113 | 0 | no | Surplus | yes |  | 0 | 0 | 0 | 1845.6513 | 0 | no | 0 | 0 | 0 | 1845.6513 | 0 |  |  | 0 | 0 | 0 | 0 | 0 |  | 0 | 0 | 0 | 0 | 0
| 16139.6969 | 0 | no | Surplus | yes |  | 0 | 0 | 0 | 1266.1338 | 0 | no | 0 | 0 | 0 | 1266.1338 | 4860 | no | 16139.6969 | 0 | 24300 |  |  | 0 |  |  | 0 | 0 | 0 | 0 | 0 |  | 0 | 0 | 0 | 0 | 0 | 16139.6969 | 13393.0116 | 13079.1709 | 0 | no | Surplus | yes |  | 0 | 0 | 0 | 712.1996 | 0 | no | 0 | 0 | 0 | 712.1996 | 0 |  |  | 0 | 0 | 0 | 0 | 0 |  | 0 | 0 | 0 | 0 | 0
| 18146.4381 | 0 | yes | Deficit |  |  | 0 | 0 | 0 | 0 | 0 |  | 0 | 0 | 0 | 0 | 4860 | no |  | 0 | 24300 | no | 18146.4381 | 0 | no | no | 0 | 0 | 0 | 0 | 0 |  | 0 | 0 | 0 | 0 | 0 | 18146.4381 | 13154.6609 | 14705.3793 | 0 | yes | Deficit |  |  | 0 | 0 | 0 | 0 | 0 |  | 0 | 0 | 0 | 0 | 75.49 | yes |  | 0 | 0 | 0 | 75.49 | 0 | no | 0 | 0 | 0 | 75.49 | 0
| 16159.8712 | 0 | no | Surplus | yes |  | 0 | 0 | 0 | 1986.5669 | 0 | no | 0 | 0 | 0 | 1986.5669 | 4860 | no | 16159.8712 | 0 | 24300 |  |  | 0 |  |  | 0 | 0 | 0 | 0 | 0 |  | 0 | 0 | 0 | 0 | 0 | 16159.8712 | 13361.4103 | 13095.5196 | 0 | no | Surplus | yes |  | 0 | 0 | 0 | 1343.969 | 0 | no | 0 | 0 | 0 | 1343.969 | 0 |  |  | 0 | 0 | 0 | 0 | 0 |  | 0 | 0 | 0 | 0 | 0
| 18083.8157 | 0 | yes | Deficit |  |  | 0 | 0 | 0 | 0 | 0 |  | 0 | 0 | 0 | 0 | 4860 | no |  | 0 | 24300 | no | 18083.8157 | 0 | no | no | 0 | 0 | 0 | 0 | 0 |  | 0 | 0 | 0 | 0 | 0 | 18083.8157 | 13527.1764 | 14654.6318 | 0 | yes | Deficit |  |  | 0 | 0 | 0 | 0 | 0 |  | 0 | 0 | 0 | 0 | 431.6568 | yes |  | 0 | 0 | 0 | 431.6568 | 0 | no | 0 | 0 | 0 | 431.6568 | 0
| 21194.6694 | 0 | yes | Deficit |  |  | 0 | 0 | 0 | 0 | 0 |  | 0 | 0 | 0 | 0 | 4860 | no |  | 0 | 24300 | no | 21194.6694 | 0 | no | no | 0 | 0 | 0 | 0 | 0 |  | 0 | 0 | 0 | 0 | 0 | 21194.6694 | 12295.4747 | 17175.583 | 0 | no | Surplus | yes |  | 0 | 0 | 0 | 2359.1571 | 0 | no | 0 | 0 | 0 | 2359.1571 | 0 |  |  | 0 | 0 | 0 | 0 | 0 |  | 0 | 0 | 0 | 0 | 0
| 17699.6816 | 0 | no | Surplus | yes |  | 0 | 0 | 0 | 3494.9878 | 0 | no | 0 | 0 | 0 | 3494.9878 | 4860 | no | 17699.6816 | 0 | 24300 |  |  | 0 |  |  | 0 | 0 | 0 | 0 | 0 |  | 0 | 0 | 0 | 0 | 0 | 17699.6816 | 12765.2632 | 14343.34 | 0 | no | Surplus | yes |  | 0 | 0 | 0 | 4410.3198 | 0 | no | 0 | 0 | 0 | 4410.3198 | 0 |  |  | 0 | 0 | 0 | 0 | 0 |  | 0 | 0 | 0 | 0 | 0
| 17014.1068 | 0 | no | Surplus | yes |  | 0 | 0 | 0 | 685.5748 | 0 | no | 0 | 0 | 0 | 685.5748 | 4860 | no | 17014.1068 | 0 | 24300 |  |  | 0 |  |  | 0 | 0 | 0 | 0 | 0 |  | 0 | 0 | 0 | 0 | 0 | 17014.1068 | 13062.9453 | 13787.7689 | 0 | no | Surplus | yes |  | 0 | 0 | 0 | 1280.3947 | 0 | no | 0 | 0 | 0 | 1280.3947 | 0 |  |  | 0 | 0 | 0 | 0 | 0 |  | 0 | 0 | 0 | 0 | 0
| 17484.9677 | 0 | yes | Deficit |  |  | 0 | 0 | 0 | 0 | 0 |  | 0 | 0 | 0 | 0 | 4860 | no |  | 0 | 24300 | no | 17484.9677 | 0 | no | no | 0 | 0 | 0 | 0 | 0 |  | 0 | 0 | 0 | 0 | 0 | 17484.9677 | 12509.132 | 14169.3417 | 0 | no | Surplus | yes |  | 0 | 0 | 0 | 1278.6369 | 0 | no | 0 | 0 | 0 | 1278.6369 | 0 |  |  | 0 | 0 | 0 | 0 | 0 |  | 0 | 0 | 0 | 0 | 0
| 16131.3595 | 0 | no | Surplus | yes |  | 0 | 0 | 0 | 1353.6081 | 0 | no | 0 | 0 | 0 | 1353.6081 | 4860 | no | 16131.3595 | 0 | 24300 |  |  | 0 |  |  | 0 | 0 | 0 | 0 | 0 |  | 0 | 0 | 0 | 0 | 0 | 16131.3595 | 12715.4419 | 13072.4145 | 0 | no | Surplus | yes |  | 0 | 0 | 0 | 1453.8998 | 0 | no | 0 | 0 | 0 | 1453.8998 | 0 |  |  | 0 | 0 | 0 | 0 | 0 |  | 0 | 0 | 0 | 0 | 0
| 17374.7467 | 0 | yes | Deficit |  |  | 0 | 0 | 0 | 0 | 0 |  | 0 | 0 | 0 | 0 | 4860 | no |  | 0 | 24300 | no | 17374.7467 | 0 | no | no | 0 | 0 | 0 | 0 | 0 |  | 0 | 0 | 0 | 0 | 0 | 17374.7467 | 12543.0363 | 14080.0216 | 0 | no | Surplus | yes |  | 0 | 0 | 0 | 529.3782 | 0 | no | 0 | 0 | 0 | 529.3782 | 0 |  |  | 0 | 0 | 0 | 0 | 0 |  | 0 | 0 | 0 | 0 | 0
| 16249.2777 | 0 | no | Surplus | yes |  | 0 | 0 | 0 | 1125.469 | 0 | no | 0 | 0 | 0 | 1125.469 | 4860 | no | 16249.2777 | 0 | 24300 |  |  | 0 |  |  | 0 | 0 | 0 | 0 | 0 |  | 0 | 0 | 0 | 0 | 0 | 16249.2777 | 12647.3141 | 13167.9722 | 0 | no | Surplus | yes |  | 0 | 0 | 0 | 1432.7076 | 0 | no | 0 | 0 | 0 | 1432.7076 | 0 |  |  | 0 | 0 | 0 | 0 | 0 |  | 0 | 0 | 0 | 0 | 0
| 13032.5451 | 0 | no | Surplus | yes |  | 0 | 0 | 0 | 3216.7326 | 0 | no | 0 | 0 | 0 | 3216.7326 | 4860 | no | 13032.5451 | 0 | 24300 |  |  | 0 |  |  | 0 | 0 | 0 | 0 | 0 |  | 0 | 0 | 0 | 0 | 0 | 13032.5451 | 13244.7165 | 10561.2197 | 0 | yes | Deficit |  |  | 0 | 0 | 0 | 0 | 0 |  | 0 | 0 | 0 | 0 | 76.7443 | yes |  | 0 | 0 | 0 | 76.7443 | 0 | no | 0 | 0 | 0 | 76.7443 | 0
| 12138.92 | 0 | no | Surplus | yes |  | 0 | 0 | 0 | 893.6251 | 0 | no | 0 | 0 | 0 | 893.6251 | 4860 | no | 12138.92 | 0 | 24300 |  |  | 0 |  |  | 0 | 0 | 0 | 0 | 0 |  | 0 | 0 | 0 | 0 | 0 | 12138.92 | 13026.8688 | 9837.0503 | 0 | yes | Deficit |  |  | 0 | 0 | 0 | 0 | 0 |  | 0 | 0 | 0 | 0 | 2465.6491 | yes |  | 0 | 0 | 0 | 2465.6491 | 0 | no | 0 | 0 | 0 | 2465.6491 | 0
| 14369.4373 | 0 | yes | Deficit |  |  | 0 | 0 | 0 | 0 | 0 |  | 0 | 0 | 0 | 0 | 4860 | no |  | 0 | 24277.8401 | no | 14369.4373 | 0 | no | no | 0 | 0 | 0 | 0 | 0 |  | 0 | 0 | 0 | 0 | 0 | 14369.4373 | 12756.1919 | 11644.6007 | 0 | yes | Deficit |  |  | 0 | 0 | 0 | 0 | 0 |  | 0 | 0 | 0 | 0 | 2919.1416 | yes |  | 0 | 0 | 0 | 2919.1416 | 0 | no | 0 | 0 | 0 | 2919.1416 | 0
| 12494.5124 | 0 | no | Surplus | yes |  | 0 | 0 | 0 | 1874.925 | 0 | no | 0 | 0 | 0 | 1874.925 | 4860 | no | 12494.5124 | 0 | 24300 |  |  | 0 |  |  | 0 | 0 | 0 | 0 | 0 |  | 0 | 0 | 0 | 0 | 0 | 12494.5124 | 13014.0078 | 10125.2126 | 0 | yes | Deficit |  |  | 0 | 0 | 0 | 0 | 0 |  | 0 | 0 | 0 | 0 | 1369.4071 | yes |  | 0 | 0 | 0 | 1369.4071 | 0 | no | 0 | 0 | 0 | 1369.4071 | 0
| 15541.5957 | 0 | yes | Deficit |  |  | 0 | 0 | 0 | 0 | 0 |  | 0 | 0 | 0 | 0 | 4860 | no |  | 0 | 24300 | no | 15541.5957 | 0 | no | no | 0 | 0 | 0 | 0 | 0 |  | 0 | 0 | 0 | 0 | 0 | 15541.5957 | 12911.8371 | 12594.486 | 0 | yes | Deficit |  |  | 0 | 0 | 0 | 0 | 0 |  | 0 | 0 | 0 | 0 | 2786.6245 | yes |  | 0 | 0 | 0 | 2786.6245 | 0 | no | 0 | 0 | 0 | 2786.6245 | 0
| 14831.7116 | 0 | no | Surplus | yes |  | 0 | 0 | 0 | 709.884 | 0 | no | 0 | 0 | 0 | 709.884 | 4860 | no | 14831.7116 | 0 | 24300 |  |  | 0 |  |  | 0 | 0 | 0 | 0 | 0 |  | 0 | 0 | 0 | 0 | 0 | 14831.7116 | 12511.1951 | 12019.2153 | 0 | no | Surplus | yes |  | 0 | 0 | 0 | 83.2909 | 0 | no | 0 | 0 | 0 | 83.2909 | 0 |  |  | 0 | 0 | 0 | 0 | 0 |  | 0 | 0 | 0 | 0 | 0
| 14454.2257 | 0 | no | Surplus | yes |  | 0 | 0 | 0 | 377.486 | 0 | no | 0 | 0 | 0 | 377.486 | 4860 | no | 14454.2257 | 0 | 24300 |  |  | 0 |  |  | 0 | 0 | 0 | 0 | 0 |  | 0 | 0 | 0 | 0 | 0 | 14454.2257 | 12578.2595 | 11713.3109 | 0 | yes | Deficit |  |  | 0 | 0 | 0 | 0 | 0 |  | 0 | 0 | 0 | 0 | 559.0442 | yes |  | 0 | 0 | 0 | 559.0442 | 0 | no | 0 | 0 | 0 | 559.0442 | 0
| 15186.1421 | 0 | yes | Deficit |  |  | 0 | 0 | 0 | 0 | 0 |  | 0 | 0 | 0 | 0 | 4860 | no |  | 0 | 24300 | no | 15186.1421 | 0 | no | no | 0 | 0 | 0 | 0 | 0 |  | 0 | 0 | 0 | 0 | 0 | 15186.1421 | 13267.3918 | 12306.4361 | 0 | yes | Deficit |  |  | 0 | 0 | 0 | 0 | 0 |  | 0 | 0 | 0 | 0 | 1554.0809 | yes |  | 0 | 0 | 0 | 1554.0809 | 0 | no | 0 | 0 | 0 | 1554.0809 | 0
| 14123.9398 | 0 | no | Surplus | yes |  | 0 | 0 | 0 | 1062.2023 | 0 | no | 0 | 0 | 0 | 1062.2023 | 4860 | no | 14123.9398 | 0 | 24300 |  |  | 0 |  |  | 0 | 0 | 0 | 0 | 0 |  | 0 | 0 | 0 | 0 | 0 | 14123.9398 | 13757.4015 | 11445.6562 | 0 | yes | Deficit |  |  | 0 | 0 | 0 | 0 | 0 |  | 0 | 0 | 0 | 0 | 1450.9654 | yes |  | 0 | 0 | 0 | 1450.9654 | 0 | no | 0 | 0 | 0 | 1450.9654 | 0
| 18515.2217 | 0 | yes | Deficit |  |  | 0 | 0 | 0 | 0 | 0 |  | 0 | 0 | 0 | 0 | 4860 | no |  | 0 | 24300 | no | 18515.2217 | 0 | no | no | 0 | 0 | 0 | 0 | 0 |  | 0 | 0 | 0 | 0 | 0 | 18515.2217 | 13554.347 | 15004.2315 | 0 | yes | Deficit |  |  | 0 | 0 | 0 | 0 | 0 |  | 0 | 0 | 0 | 0 | 2108.6908 | yes |  | 0 | 0 | 0 | 2108.6908 | 0 | no | 0 | 0 | 0 | 2108.6908 | 0
| 18154.1412 | 0 | no | Surplus | yes |  | 0 | 0 | 0 | 361.0805 | 0 | no | 0 | 0 | 0 | 361.0805 | 4860 | no | 18154.1412 | 0 | 24300 |  |  | 0 |  |  | 0 | 0 | 0 | 0 | 0 |  | 0 | 0 | 0 | 0 | 0 | 18154.1412 | 13332.3598 | 14711.6217 | 0 | no | Surplus | yes |  | 0 | 0 | 0 | 1671.8718 | 0 | no | 0 | 0 | 0 | 1671.8718 | 0 |  |  | 0 | 0 | 0 | 0 | 0 |  | 0 | 0 | 0 | 0 | 0
| 18411.2387 | 0 | yes | Deficit |  |  | 0 | 0 | 0 | 0 | 0 |  | 0 | 0 | 0 | 0 | 4860 | no |  | 0 | 24300 | no | 18411.2387 | 0 | no | no | 0 | 0 | 0 | 0 | 0 |  | 0 | 0 | 0 | 0 | 0 | 18411.2387 | 13105.7722 | 14919.9665 | 0 | no | Surplus | yes |  | 0 | 0 | 0 | 1605.8496 | 0 | no | 0 | 0 | 0 | 1605.8496 | 0 |  |  | 0 | 0 | 0 | 0 | 0 |  | 0 | 0 | 0 | 0 | 0
| 18340.1576 | 0 | no | Surplus | yes |  | 0 | 0 | 0 | 71.0811 | 0 | no | 0 | 0 | 0 | 71.0811 | 4860 | no | 18340.1576 | 0 | 24300 |  |  | 0 |  |  | 0 | 0 | 0 | 0 | 0 |  | 0 | 0 | 0 | 0 | 0 | 18340.1576 | 13336.6516 | 14862.3644 | 0 | no | Surplus | yes |  | 0 | 0 | 0 | 1583.3149 | 0 | no | 0 | 0 | 0 | 1583.3149 | 0 |  |  | 0 | 0 | 0 | 0 | 0 |  | 0 | 0 | 0 | 0 | 0
| 19148.2993 | 0 | yes | Deficit |  |  | 0 | 0 | 0 | 0 | 0 |  | 0 | 0 | 0 | 0 | 4860 | no |  | 0 | 24300 | no | 19148.2993 | 0 | no | no | 0 | 0 | 0 | 0 | 0 |  | 0 | 0 | 0 | 0 | 0 | 19148.2993 | 13319.437 | 15517.2604 | 0 | no | Surplus | yes |  | 0 | 0 | 0 | 1542.9273 | 0 | no | 0 | 0 | 0 | 1542.9273 | 0 |  |  | 0 | 0 | 0 | 0 | 0 |  | 0 | 0 | 0 | 0 | 0
| 19277.9755 | 0 | yes | Deficit |  |  | 0 | 0 | 0 | 0 | 0 |  | 0 | 0 | 0 | 0 | 4860 | no |  | 0 | 24300 | no | 19277.9755 | 0 | no | no | 0 | 0 | 0 | 0 | 0 |  | 0 | 0 | 0 | 0 | 0 | 19277.9755 | 13514.4663 | 15622.3464 | 0 | no | Surplus | yes |  | 0 | 0 | 0 | 2002.794 | 0 | no | 0 | 0 | 0 | 2002.794 | 0 |  |  | 0 | 0 | 0 | 0 | 0 |  | 0 | 0 | 0 | 0 | 0
| 19902.798 | 0 | yes | Deficit |  |  | 0 | 0 | 0 | 0 | 0 |  | 0 | 0 | 0 | 0 | 4860 | no |  | 0 | 24300 | no | 19902.798 | 0 | no | no | 0 | 0 | 0 | 0 | 0 |  | 0 | 0 | 0 | 0 | 0 | 19902.798 | 13434.9497 | 16128.6856 | 0 | no | Surplus | yes |  | 0 | 0 | 0 | 2187.3968 | 0 | no | 0 | 0 | 0 | 2187.3968 | 0 |  |  | 0 | 0 | 0 | 0 | 0 |  | 0 | 0 | 0 | 0 | 0
| 23086.8659 | 0 | yes | Deficit |  |  | 0 | 0 | 0 | 0 | 0 |  | 0 | 0 | 0 | 0 | 4860 | no |  | 0 | 24300 | no | 23086.8659 | 0 | no | no | 0 | 0 | 0 | 0 | 0 |  | 0 | 0 | 0 | 0 | 0 | 23086.8659 | 13372.7697 | 18708.9675 | 0 | no | Surplus | yes |  | 0 | 0 | 0 | 2755.9159 | 0 | no | 0 | 0 | 0 | 2755.9159 | 0 |  |  | 0 | 0 | 0 | 0 | 0 |  | 0 | 0 | 0 | 0 | 0
| 20897.2484 | 0 | no | Surplus | yes |  | 0 | 0 | 0 | 2189.6175 | 0 | no | 0 | 0 | 0 | 2189.6175 | 4860 | no | 20897.2484 | 0 | 24300 |  |  | 0 |  |  | 0 | 0 | 0 | 0 | 0 |  | 0 | 0 | 0 | 0 | 0 | 20897.2484 | 13231.7911 | 16934.5611 | 0 | no | Surplus | yes |  | 0 | 0 | 0 | 5477.1764 | 0 | no | 0 | 0 | 0 | 5477.1764 | 0 |  |  | 0 | 0 | 0 | 0 | 0 |  | 0 | 0 | 0 | 0 | 0
| 18364.975 | 0 | no | Surplus | yes |  | 0 | 0 | 0 | 2532.2734 | 0 | no | 0 | 0 | 0 | 2532.2734 | 4860 | no | 18364.975 | 0 | 24300 |  |  | 0 |  |  | 0 | 0 | 0 | 0 | 0 |  | 0 | 0 | 0 | 0 | 0 | 18364.975 | 13232.4522 | 14882.4757 | 0 | no | Surplus | yes |  | 0 | 0 | 0 | 3702.1089 | 0 | no | 0 | 0 | 0 | 3702.1089 | 0 |  |  | 0 | 0 | 0 | 0 | 0 |  | 0 | 0 | 0 | 0 | 0
| 18802.8027 | 0 | yes | Deficit |  |  | 0 | 0 | 0 | 0 | 0 |  | 0 | 0 | 0 | 0 | 4860 | no |  | 0 | 24300 | no | 18802.8027 | 0 | no | no | 0 | 0 | 0 | 0 | 0 |  | 0 | 0 | 0 | 0 | 0 | 18802.8027 | 13229.7856 | 15237.2793 | 0 | no | Surplus | yes |  | 0 | 0 | 0 | 1652.69 | 0 | no | 0 | 0 | 0 | 1652.69 | 0 |  |  | 0 | 0 | 0 | 0 | 0 |  | 0 | 0 | 0 | 0 | 0
| 20976.4433 | 0 | yes | Deficit |  |  | 0 | 0 | 0 | 0 | 0 |  | 0 | 0 | 0 | 0 | 4860 | no |  | 0 | 24300 | no | 20976.4433 | 0 | no | no | 0 | 0 | 0 | 0 | 0 |  | 0 | 0 | 0 | 0 | 0 | 20976.4433 | 13069.7882 | 16998.7385 | 0 | no | Surplus | yes |  | 0 | 0 | 0 | 2167.4911 | 0 | no | 0 | 0 | 0 | 2167.4911 | 0 |  |  | 0 | 0 | 0 | 0 | 0 |  | 0 | 0 | 0 | 0 | 0
| 20162.3301 | 0 | no | Surplus | yes |  | 0 | 0 | 0 | 814.1132 | 0 | no | 0 | 0 | 0 | 814.1132 | 4860 | no | 20162.3301 | 0 | 24300 |  |  | 0 |  |  | 0 | 0 | 0 | 0 | 0 |  | 0 | 0 | 0 | 0 | 0 | 20162.3301 | 13471.8643 | 16339.0033 | 0 | no | Surplus | yes |  | 0 | 0 | 0 | 3526.8742 | 0 | no | 0 | 0 | 0 | 3526.8742 | 0 |  |  | 0 | 0 | 0 | 0 | 0 |  | 0 | 0 | 0 | 0 | 0
| 20518.4875 | 0 | yes | Deficit |  |  | 0 | 0 | 0 | 0 | 0 |  | 0 | 0 | 0 | 0 | 4860 | no |  | 0 | 24300 | no | 20518.4875 | 0 | no | no | 0 | 0 | 0 | 0 | 0 |  | 0 | 0 | 0 | 0 | 0 | 20518.4875 | 13073.094 | 16627.6236 | 0 | no | Surplus | yes |  | 0 | 0 | 0 | 3265.9094 | 0 | no | 0 | 0 | 0 | 3265.9094 | 0 |  |  | 0 | 0 | 0 | 0 | 0 |  | 0 | 0 | 0 | 0 | 0
| 19788.8961 | 0 | no | Surplus | yes |  | 0 | 0 | 0 | 729.5914 | 0 | no | 0 | 0 | 0 | 729.5914 | 4860 | no | 19788.8961 | 0 | 24300 |  |  | 0 |  |  | 0 | 0 | 0 | 0 | 0 |  | 0 | 0 | 0 | 0 | 0 | 19788.8961 | 12842.993 | 16036.3826 | 0 | no | Surplus | yes |  | 0 | 0 | 0 | 3784.6306 | 0 | no | 0 | 0 | 0 | 3784.6306 | 0 |  |  | 0 | 0 | 0 | 0 | 0 |  | 0 | 0 | 0 | 0 | 0
| 19344.6046 | 0 | no | Surplus | yes |  | 0 | 0 | 0 | 444.2915 | 0 | no | 0 | 0 | 0 | 444.2915 | 4860 | no | 19344.6046 | 0 | 24300 |  |  | 0 |  |  | 0 | 0 | 0 | 0 | 0 |  | 0 | 0 | 0 | 0 | 0 | 19344.6046 | 12991.8611 | 15676.3409 | 0 | no | Surplus | yes |  | 0 | 0 | 0 | 3044.5215 | 0 | no | 0 | 0 | 0 | 3044.5215 | 0 |  |  | 0 | 0 | 0 | 0 | 0 |  | 0 | 0 | 0 | 0 | 0
| 18285.7371 | 0 | no | Surplus | yes |  | 0 | 0 | 0 | 1058.8675 | 0 | no | 0 | 0 | 0 | 1058.8675 | 4860 | no | 18285.7371 | 0 | 24300 |  |  | 0 |  |  | 0 | 0 | 0 | 0 | 0 |  | 0 | 0 | 0 | 0 | 0 | 18285.7371 | 13512.8003 | 14818.2635 | 0 | no | Surplus | yes |  | 0 | 0 | 0 | 2163.5406 | 0 | no | 0 | 0 | 0 | 2163.5406 | 0 |  |  | 0 | 0 | 0 | 0 | 0 |  | 0 | 0 | 0 | 0 | 0
| 19029.9323 | 0 | yes | Deficit |  |  | 0 | 0 | 0 | 0 | 0 |  | 0 | 0 | 0 | 0 | 4860 | no |  | 0 | 24300 | no | 19029.9323 | 0 | no | no | 0 | 0 | 0 | 0 | 0 |  | 0 | 0 | 0 | 0 | 0 | 19029.9323 | 13589.8025 | 15421.339 | 0 | no | Surplus | yes |  | 0 | 0 | 0 | 1228.461 | 0 | no | 0 | 0 | 0 | 1228.461 | 0 |  |  | 0 | 0 | 0 | 0 | 0 |  | 0 | 0 | 0 | 0 | 0
| 20243.8395 | 0 | yes | Deficit |  |  | 0 | 0 | 0 | 0 | 0 |  | 0 | 0 | 0 | 0 | 4860 | no |  | 0 | 24300 | no | 20243.8395 | 0 | no | no | 0 | 0 | 0 | 0 | 0 |  | 0 | 0 | 0 | 0 | 0 | 20243.8395 | 12920.5453 | 16405.0563 | 0 | no | Surplus | yes |  | 0 | 0 | 0 | 2500.7937 | 0 | no | 0 | 0 | 0 | 2500.7937 | 0 |  |  | 0 | 0 | 0 | 0 | 0 |  | 0 | 0 | 0 | 0 | 0
| 20419.5596 | 0 | yes | Deficit |  |  | 0 | 0 | 0 | 0 | 0 |  | 0 | 0 | 0 | 0 | 4860 | no |  | 0 | 24300 | no | 20419.5596 | 0 | no | no | 0 | 0 | 0 | 0 | 0 |  | 0 | 0 | 0 | 0 | 0 | 20419.5596 | 12987.84 | 16547.4551 | 0 | no | Surplus | yes |  | 0 | 0 | 0 | 3417.2163 | 0 | no | 0 | 0 | 0 | 3417.2163 | 0 |  |  | 0 | 0 | 0 | 0 | 0 |  | 0 | 0 | 0 | 0 | 0
| 23115.1141 | 0 | yes | Deficit |  |  | 0 | 0 | 0 | 0 | 0 |  | 0 | 0 | 0 | 0 | 4860 | no |  | 0 | 24300 | no | 23115.1141 | 0 | no | no | 0 | 0 | 0 | 0 | 0 |  | 0 | 0 | 0 | 0 | 0 | 23115.1141 | 12879.4747 | 18731.8591 | 0 | no | Surplus | yes |  | 0 | 0 | 0 | 3667.9805 | 0 | no | 0 | 0 | 0 | 3667.9805 | 0 |  |  | 0 | 0 | 0 | 0 | 0 |  | 0 | 0 | 0 | 0 | 0
| 24002.6532 | 0 | yes | Deficit |  |  | 0 | 0 | 0 | 0 | 0 |  | 0 | 0 | 0 | 0 | 4860 | no |  | 0 | 24300 | no | 24002.6532 | 0 | no | no | 0 | 0 | 0 | 0 | 0 |  | 0 | 0 | 0 | 0 | 0 | 24002.6532 | 12991.3653 | 19451.0966 | 0 | no | Surplus | yes |  | 0 | 0 | 0 | 5740.4938 | 0 | no | 0 | 0 | 0 | 5740.4938 | 0 |  |  | 0 | 0 | 0 | 0 | 0 |  | 0 | 0 | 0 | 0 | 0
| 26565.5972 | 0 | yes | Deficit |  |  | 0 | 0 | 0 | 0 | 0 |  | 0 | 0 | 0 | 0 | 4860 | no |  | 0 | 24300 | yes | 24300 | 2265.5972 | yes |  | 0 | 0 | 0 | 2265.5972 | 0 | no | 0 | 0 | 0 | 2265.5972 | 0 | 24300 | 12845.0977 | 19692.0583 | 0 | no | Surplus | yes |  | 0 | 0 | 0 | 6605.9989 | 0 | no | 0 | 0 | 0 | 6605.9989 | 0 |  |  | 0 | 0 | 0 | 0 | 0 |  | 0 | 0 | 0 | 0 | 0
| 24487.2998 | 0 | yes | Deficit |  |  | 0 | 0 | 0 | 0 | 0 |  | 0 | 0 | 0 | 0 | 4860 | no |  | 0 | 24300 | yes | 24300 | 187.2998 | yes |  | 0 | 0 | 0 | 187.2998 | 0 | no | 0 | 0 | 0 | 187.2998 | 0 | 24300 | 12799.3605 | 19692.0583 | 0 | no | Surplus | yes |  | 0 | 0 | 0 | 6892.6979 | 0 | no | 0 | 0 | 0 | 6892.6979 | 0 |  |  | 0 | 0 | 0 | 0 | 0 |  | 0 | 0 | 0 | 0 | 0
| 19555.7991 | 0 | no | Surplus | yes |  | 0 | 0 | 0 | 4744.2009 | 0 | no | 0 | 0 | 0 | 4744.2009 | 4860 | no | 19555.7991 | 0 | 24300 |  |  | 0 |  |  | 0 | 0 | 0 | 0 | 0 |  | 0 | 0 | 0 | 0 | 0 | 19555.7991 | 12590.1163 | 15847.4871 | 0 | no | Surplus | yes |  | 0 | 0 | 0 | 7101.9421 | 0 | no | 0 | 0 | 0 | 7101.9421 | 0 |  |  | 0 | 0 | 0 | 0 | 0 |  | 0 | 0 | 0 | 0 | 0
| 20967.5999 | 0 | yes | Deficit |  |  | 0 | 0 | 0 | 0 | 0 |  | 0 | 0 | 0 | 0 | 4860 | no |  | 0 | 24300 | no | 20967.5999 | 0 | no | no | 0 | 0 | 0 | 0 | 0 |  | 0 | 0 | 0 | 0 | 0 | 20967.5999 | 12261.0592 | 16991.5721 | 0 | no | Surplus | yes |  | 0 | 0 | 0 | 3586.4279 | 0 | no | 0 | 0 | 0 | 3586.4279 | 0 |  |  | 0 | 0 | 0 | 0 | 0 |  | 0 | 0 | 0 | 0 | 0
| 24048.2056 | 0 | yes | Deficit |  |  | 0 | 0 | 0 | 0 | 0 |  | 0 | 0 | 0 | 0 | 4860 | no |  | 0 | 24300 | no | 24048.2056 | 0 | no | no | 0 | 0 | 0 | 0 | 0 |  | 0 | 0 | 0 | 0 | 0 | 24048.2056 | 12669.5114 | 19488.011 | 0 | no | Surplus | yes |  | 0 | 0 | 0 | 4322.0607 | 0 | no | 0 | 0 | 0 | 4322.0607 | 0 |  |  | 0 | 0 | 0 | 0 | 0 |  | 0 | 0 | 0 | 0 | 0
| 24449.9224 | 0 | yes | Deficit |  |  | 0 | 0 | 0 | 0 | 0 |  | 0 | 0 | 0 | 0 | 4860 | no |  | 0 | 24300 | yes | 24300 | 149.9224 | yes |  | 0 | 0 | 0 | 149.9224 | 0 | no | 0 | 0 | 0 | 149.9224 | 0 | 24300 | 12334.1797 | 19692.0583 | 0 | no | Surplus | yes |  | 0 | 0 | 0 | 7153.8313 | 0 | no | 0 | 0 | 0 | 7153.8313 | 0 |  |  | 0 | 0 | 0 | 0 | 0 |  | 0 | 0 | 0 | 0 | 0
| 21842.1873 | 0 | no | Surplus | yes |  | 0 | 0 | 0 | 2457.8127 | 0 | no | 0 | 0 | 0 | 2457.8127 | 4860 | no | 21842.1873 | 0 | 24300 |  |  | 0 |  |  | 0 | 0 | 0 | 0 | 0 |  | 0 | 0 | 0 | 0 | 0 | 21842.1873 | 11769.3572 | 17700.3139 | 0 | no | Surplus | yes |  | 0 | 0 | 0 | 7922.7011 | 0 | no | 0 | 0 | 0 | 7922.7011 | 0 |  |  | 0 | 0 | 0 | 0 | 0 |  | 0 | 0 | 0 | 0 | 0
| 20855.1485 | 0 | no | Surplus | yes |  | 0 | 0 | 0 | 987.0388 | 0 | no | 0 | 0 | 0 | 987.0388 | 4860 | no | 20855.1485 | 0 | 24300 |  |  | 0 |  |  | 0 | 0 | 0 | 0 | 0 |  | 0 | 0 | 0 | 0 | 0 | 20855.1485 | 12021.6013 | 16900.4445 | 0 | no | Surplus | yes |  | 0 | 0 | 0 | 5678.7126 | 0 | no | 0 | 0 | 0 | 5678.7126 | 0 |  |  | 0 | 0 | 0 | 0 | 0 |  | 0 | 0 | 0 | 0 | 0
| 22278.0712 | 0 | yes | Deficit |  |  | 0 | 0 | 0 | 0 | 0 |  | 0 | 0 | 0 | 0 | 4860 | no |  | 0 | 24300 | no | 22278.0712 | 0 | no | no | 0 | 0 | 0 | 0 | 0 |  | 0 | 0 | 0 | 0 | 0 | 22278.0712 | 12856.2456 | 18053.5423 | 0 | no | Surplus | yes |  | 0 | 0 | 0 | 4044.199 | 0 | no | 0 | 0 | 0 | 4044.199 | 0 |  |  | 0 | 0 | 0 | 0 | 0 |  | 0 | 0 | 0 | 0 | 0
| 23782.4182 | 0 | yes | Deficit |  |  | 0 | 0 | 0 | 0 | 0 |  | 0 | 0 | 0 | 0 | 4860 | no |  | 0 | 24300 | no | 23782.4182 | 0 | no | no | 0 | 0 | 0 | 0 | 0 |  | 0 | 0 | 0 | 0 | 0 | 23782.4182 | 12861.1066 | 19272.6241 | 0 | no | Surplus | yes |  | 0 | 0 | 0 | 5192.4357 | 0 | no | 0 | 0 | 0 | 5192.4357 | 0 |  |  | 0 | 0 | 0 | 0 | 0 |  | 0 | 0 | 0 | 0 | 0
| 22822.0869 | 0 | no | Surplus | yes |  | 0 | 0 | 0 | 960.3312 | 0 | no | 0 | 0 | 0 | 960.3312 | 4860 | no | 22822.0869 | 0 | 24300 |  |  | 0 |  |  | 0 | 0 | 0 | 0 | 0 |  | 0 | 0 | 0 | 0 | 0 | 22822.0869 | 12263.857 | 18494.3978 | 0 | no | Surplus | yes |  | 0 | 0 | 0 | 7008.7671 | 0 | no | 0 | 0 | 0 | 7008.7671 | 0 |  |  | 0 | 0 | 0 | 0 | 0 |  | 0 | 0 | 0 | 0 | 0
| 19367.2642 | 0 | no | Surplus | yes |  | 0 | 0 | 0 | 3454.8227 | 0 | no | 0 | 0 | 0 | 3454.8227 | 4860 | no | 19367.2642 | 0 | 24300 |  |  | 0 |  |  | 0 | 0 | 0 | 0 | 0 |  | 0 | 0 | 0 | 0 | 0 | 19367.2642 | 12915.8181 | 15694.7036 | 0 | no | Surplus | yes |  | 0 | 0 | 0 | 5578.5797 | 0 | no | 0 | 0 | 0 | 5578.5797 | 0 |  |  | 0 | 0 | 0 | 0 | 0 |  | 0 | 0 | 0 | 0 | 0
| 19853.4435 | 0 | yes | Deficit |  |  | 0 | 0 | 0 | 0 | 0 |  | 0 | 0 | 0 | 0 | 4860 | no |  | 0 | 24300 | no | 19853.4435 | 0 | no | no | 0 | 0 | 0 | 0 | 0 |  | 0 | 0 | 0 | 0 | 0 | 19853.4435 | 12679.6724 | 16088.6901 | 0 | no | Surplus | yes |  | 0 | 0 | 0 | 3015.0311 | 0 | no | 0 | 0 | 0 | 3015.0311 | 0 |  |  | 0 | 0 | 0 | 0 | 0 |  | 0 | 0 | 0 | 0 | 0
| 19729.1708 | 0 | no | Surplus | yes |  | 0 | 0 | 0 | 124.2727 | 0 | no | 0 | 0 | 0 | 124.2727 | 4860 | no | 19729.1708 | 0 | 24300 |  |  | 0 |  |  | 0 | 0 | 0 | 0 | 0 |  | 0 | 0 | 0 | 0 | 0 | 19729.1708 | 12657.4286 | 15987.9828 | 0 | no | Surplus | yes |  | 0 | 0 | 0 | 3431.2615 | 0 | no | 0 | 0 | 0 | 3431.2615 | 0 |  |  | 0 | 0 | 0 | 0 | 0 |  | 0 | 0 | 0 | 0 | 0
| 19859.4775 | 0 | yes | Deficit |  |  | 0 | 0 | 0 | 0 | 0 |  | 0 | 0 | 0 | 0 | 4860 | no |  | 0 | 24300 | no | 19859.4775 | 0 | no | no | 0 | 0 | 0 | 0 | 0 |  | 0 | 0 | 0 | 0 | 0 | 19859.4775 | 13144.68 | 16093.5798 | 0 | no | Surplus | yes |  | 0 | 0 | 0 | 2843.3028 | 0 | no | 0 | 0 | 0 | 2843.3028 | 0 |  |  | 0 | 0 | 0 | 0 | 0 |  | 0 | 0 | 0 | 0 | 0
| 19085.0204 | 0 | no | Surplus | yes |  | 0 | 0 | 0 | 774.4571 | 0 | no | 0 | 0 | 0 | 774.4571 | 4860 | no | 19085.0204 | 0 | 24300 |  |  | 0 |  |  | 0 | 0 | 0 | 0 | 0 |  | 0 | 0 | 0 | 0 | 0 | 19085.0204 | 13490.351 | 15465.9809 | 0 | no | Surplus | yes |  | 0 | 0 | 0 | 2603.2288 | 0 | no | 0 | 0 | 0 | 2603.2288 | 0 |  |  | 0 | 0 | 0 | 0 | 0 |  | 0 | 0 | 0 | 0 | 0
| 20443.2104 | 0 | yes | Deficit |  |  | 0 | 0 | 0 | 0 | 0 |  | 0 | 0 | 0 | 0 | 4860 | no |  | 0 | 24300 | no | 20443.2104 | 0 | no | no | 0 | 0 | 0 | 0 | 0 |  | 0 | 0 | 0 | 0 | 0 | 20443.2104 | 13565.829 | 16566.6211 | 0 | no | Surplus | yes |  | 0 | 0 | 0 | 1900.1519 | 0 | no | 0 | 0 | 0 | 1900.1519 | 0 |  |  | 0 | 0 | 0 | 0 | 0 |  | 0 | 0 | 0 | 0 | 0
| 18804.1975 | 0 | no | Surplus | yes |  | 0 | 0 | 0 | 1639.013 | 0 | no | 0 | 0 | 0 | 1639.013 | 4860 | no | 18804.1975 | 0 | 24300 |  |  | 0 |  |  | 0 | 0 | 0 | 0 | 0 |  | 0 | 0 | 0 | 0 | 0 | 18804.1975 | 12896.9876 | 15238.4096 | 0 | no | Surplus | yes |  | 0 | 0 | 0 | 3669.6335 | 0 | no | 0 | 0 | 0 | 3669.6335 | 0 |  |  | 0 | 0 | 0 | 0 | 0 |  | 0 | 0 | 0 | 0 | 0
| 20261.5337 | 0 | yes | Deficit |  |  | 0 | 0 | 0 | 0 | 0 |  | 0 | 0 | 0 | 0 | 4860 | no |  | 0 | 24300 | no | 20261.5337 | 0 | no | no | 0 | 0 | 0 | 0 | 0 |  | 0 | 0 | 0 | 0 | 0 | 20261.5337 | 13279.6018 | 16419.3952 | 0 | no | Surplus | yes |  | 0 | 0 | 0 | 1958.8078 | 0 | no | 0 | 0 | 0 | 1958.8078 | 0 |  |  | 0 | 0 | 0 | 0 | 0 |  | 0 | 0 | 0 | 0 | 0
| 18944.5316 | 0 | no | Surplus | yes |  | 0 | 0 | 0 | 1317.0021 | 0 | no | 0 | 0 | 0 | 1317.0021 | 4860 | no | 18944.5316 | 0 | 24300 |  |  | 0 |  |  | 0 | 0 | 0 | 0 | 0 |  | 0 | 0 | 0 | 0 | 0 | 18944.5316 | 12531.6821 | 15352.1325 | 0 | no | Surplus | yes |  | 0 | 0 | 0 | 3887.7131 | 0 | no | 0 | 0 | 0 | 3887.7131 | 0 |  |  | 0 | 0 | 0 | 0 | 0 |  | 0 | 0 | 0 | 0 | 0
| 18493.3003 | 0 | no | Surplus | yes |  | 0 | 0 | 0 | 451.2313 | 0 | no | 0 | 0 | 0 | 451.2313 | 4860 | no | 18493.3003 | 0 | 24300 |  |  | 0 |  |  | 0 | 0 | 0 | 0 | 0 |  | 0 | 0 | 0 | 0 | 0 | 18493.3003 | 13624.8189 | 14986.467 | 0 | no | Surplus | yes |  | 0 | 0 | 0 | 1727.3136 | 0 | no | 0 | 0 | 0 | 1727.3136 | 0 |  |  | 0 | 0 | 0 | 0 | 0 |  | 0 | 0 | 0 | 0 | 0
| 20087.021 | 0 | yes | Deficit |  |  | 0 | 0 | 0 | 0 | 0 |  | 0 | 0 | 0 | 0 | 4860 | no |  | 0 | 24300 | no | 20087.021 | 0 | no | no | 0 | 0 | 0 | 0 | 0 |  | 0 | 0 | 0 | 0 | 0 | 20087.021 | 14300.0451 | 16277.9749 | 0 | no | Surplus | yes |  | 0 | 0 | 0 | 686.4219 | 0 | no | 0 | 0 | 0 | 686.4219 | 0 |  |  | 0 | 0 | 0 | 0 | 0 |  | 0 | 0 | 0 | 0 | 0
| 21111.7731 | 0 | yes | Deficit |  |  | 0 | 0 | 0 | 0 | 0 |  | 0 | 0 | 0 | 0 | 4860 | no |  | 0 | 24300 | no | 21111.7731 | 0 | no | no | 0 | 0 | 0 | 0 | 0 |  | 0 | 0 | 0 | 0 | 0 | 21111.7731 | 13498.7754 | 17108.4061 | 0 | no | Surplus | yes |  | 0 | 0 | 0 | 2779.1994 | 0 | no | 0 | 0 | 0 | 2779.1994 | 0 |  |  | 0 | 0 | 0 | 0 | 0 |  | 0 | 0 | 0 | 0 | 0
| 22905.2145 | 0 | yes | Deficit |  |  | 0 | 0 | 0 | 0 | 0 |  | 0 | 0 | 0 | 0 | 4860 | no |  | 0 | 24300 | no | 22905.2145 | 0 | no | no | 0 | 0 | 0 | 0 | 0 |  | 0 | 0 | 0 | 0 | 0 | 22905.2145 | 12710.6138 | 18561.7621 | 0 | no | Surplus | yes |  | 0 | 0 | 0 | 4397.7923 | 0 | no | 0 | 0 | 0 | 4397.7923 | 0 |  |  | 0 | 0 | 0 | 0 | 0 |  | 0 | 0 | 0 | 0 | 0
| 21030.6337 | 0 | no | Surplus | yes |  | 0 | 0 | 0 | 1874.5807 | 0 | no | 0 | 0 | 0 | 1874.5807 | 4860 | no | 21030.6337 | 0 | 24300 |  |  | 0 |  |  | 0 | 0 | 0 | 0 | 0 |  | 0 | 0 | 0 | 0 | 0 | 21030.6337 | 10912.5681 | 17042.6529 | 0 | no | Surplus | yes |  | 0 | 0 | 0 | 7649.194 | 0 | no | 0 | 0 | 0 | 7649.194 | 0 |  |  | 0 | 0 | 0 | 0 | 0 |  | 0 | 0 | 0 | 0 | 0
| 21933.0849 | 0 | yes | Deficit |  |  | 0 | 0 | 0 | 0 | 0 |  | 0 | 0 | 0 | 0 | 4860 | no |  | 0 | 24300 | no | 21933.0849 | 0 | no | no | 0 | 0 | 0 | 0 | 0 |  | 0 | 0 | 0 | 0 | 0 | 21933.0849 | 12623.1597 | 17773.9748 | 0 | no | Surplus | yes |  | 0 | 0 | 0 | 4419.4933 | 0 | no | 0 | 0 | 0 | 4419.4933 | 0 |  |  | 0 | 0 | 0 | 0 | 0 |  | 0 | 0 | 0 | 0 | 0
| 20170.7652 | 0 | no | Surplus | yes |  | 0 | 0 | 0 | 1762.3197 | 0 | no | 0 | 0 | 0 | 1762.3197 | 4860 | no | 20170.7652 | 0 | 24300 |  |  | 0 |  |  | 0 | 0 | 0 | 0 | 0 |  | 0 | 0 | 0 | 0 | 0 | 20170.7652 | 12887.9173 | 16345.8389 | 0 | no | Surplus | yes |  | 0 | 0 | 0 | 4886.0575 | 0 | no | 0 | 0 | 0 | 4886.0575 | 0 |  |  | 0 | 0 | 0 | 0 | 0 |  | 0 | 0 | 0 | 0 | 0
| 20357.2289 | 0 | yes | Deficit |  |  | 0 | 0 | 0 | 0 | 0 |  | 0 | 0 | 0 | 0 | 4860 | no |  | 0 | 24300 | no | 20357.2289 | 0 | no | no | 0 | 0 | 0 | 0 | 0 |  | 0 | 0 | 0 | 0 | 0 | 20357.2289 | 12277.8694 | 16496.944 | 0 | no | Surplus | yes |  | 0 | 0 | 0 | 4067.9695 | 0 | no | 0 | 0 | 0 | 4067.9695 | 0 |  |  | 0 | 0 | 0 | 0 | 0 |  | 0 | 0 | 0 | 0 | 0
| 18741.1047 | 0 | no | Surplus | yes |  | 0 | 0 | 0 | 1616.1242 | 0 | no | 0 | 0 | 0 | 1616.1242 | 4860 | no | 18741.1047 | 0 | 24300 |  |  | 0 |  |  | 0 | 0 | 0 | 0 | 0 |  | 0 | 0 | 0 | 0 | 0 | 18741.1047 | 12580.334 | 15187.281 | 0 | no | Surplus | yes |  | 0 | 0 | 0 | 3916.61 | 0 | no | 0 | 0 | 0 | 3916.61 | 0 |  |  | 0 | 0 | 0 | 0 | 0 |  | 0 | 0 | 0 | 0 | 0
| 19284.0074 | 0 | yes | Deficit |  |  | 0 | 0 | 0 | 0 | 0 |  | 0 | 0 | 0 | 0 | 4860 | no |  | 0 | 24300 | no | 19284.0074 | 0 | no | no | 0 | 0 | 0 | 0 | 0 |  | 0 | 0 | 0 | 0 | 0 | 19284.0074 | 13711.006 | 15627.2345 | 0 | no | Surplus | yes |  | 0 | 0 | 0 | 1476.275 | 0 | no | 0 | 0 | 0 | 1476.275 | 0 |  |  | 0 | 0 | 0 | 0 | 0 |  | 0 | 0 | 0 | 0 | 0
| 18555.362 | 0 | no | Surplus | yes |  | 0 | 0 | 0 | 728.6453 | 0 | no | 0 | 0 | 0 | 728.6453 | 4860 | no | 18555.362 | 0 | 24300 |  |  | 0 |  |  | 0 | 0 | 0 | 0 | 0 |  | 0 | 0 | 0 | 0 | 0 | 18555.362 | 14166.1687 | 15036.7601 | 0 | no | Surplus | yes |  | 0 | 0 | 0 | 1461.0658 | 0 | no | 0 | 0 | 0 | 1461.0658 | 0 |  |  | 0 | 0 | 0 | 0 | 0 |  | 0 | 0 | 0 | 0 | 0
| 17839.1244 | 0 | no | Surplus | yes |  | 0 | 0 | 0 | 716.2376 | 0 | no | 0 | 0 | 0 | 716.2376 | 4860 | no | 17839.1244 | 0 | 24300 |  |  | 0 |  |  | 0 | 0 | 0 | 0 | 0 |  | 0 | 0 | 0 | 0 | 0 | 17839.1244 | 13866.4551 | 14456.3407 | 0 | no | Surplus | yes |  | 0 | 0 | 0 | 1170.305 | 0 | no | 0 | 0 | 0 | 1170.305 | 0 |  |  | 0 | 0 | 0 | 0 | 0 |  | 0 | 0 | 0 | 0 | 0
| 17588.8684 | 0 | no | Surplus | yes |  | 0 | 0 | 0 | 250.256 | 0 | no | 0 | 0 | 0 | 250.256 | 4860 | no | 17588.8684 | 0 | 24300 |  |  | 0 |  |  | 0 | 0 | 0 | 0 | 0 |  | 0 | 0 | 0 | 0 | 0 | 17588.8684 | 13642.0745 | 14253.5401 | 0 | no | Surplus | yes |  | 0 | 0 | 0 | 814.2661 | 0 | no | 0 | 0 | 0 | 814.2661 | 0 |  |  | 0 | 0 | 0 | 0 | 0 |  | 0 | 0 | 0 | 0 | 0
| 20316.3242 | 0 | yes | Deficit |  |  | 0 | 0 | 0 | 0 | 0 |  | 0 | 0 | 0 | 0 | 4860 | no |  | 0 | 24300 | no | 20316.3242 | 0 | no | no | 0 | 0 | 0 | 0 | 0 |  | 0 | 0 | 0 | 0 | 0 | 20316.3242 | 13272.2706 | 16463.7959 | 0 | no | Surplus | yes |  | 0 | 0 | 0 | 981.2694 | 0 | no | 0 | 0 | 0 | 981.2694 | 0 |  |  | 0 | 0 | 0 | 0 | 0 |  | 0 | 0 | 0 | 0 | 0
| 18615.67 | 0 | no | Surplus | yes |  | 0 | 0 | 0 | 1700.6542 | 0 | no | 0 | 0 | 0 | 1700.6542 | 4860 | no | 18615.67 | 0 | 24300 |  |  | 0 |  |  | 0 | 0 | 0 | 0 | 0 |  | 0 | 0 | 0 | 0 | 0 | 18615.67 | 13315.0074 | 15085.6321 | 0 | no | Surplus | yes |  | 0 | 0 | 0 | 3148.7886 | 0 | no | 0 | 0 | 0 | 3148.7886 | 0 |  |  | 0 | 0 | 0 | 0 | 0 |  | 0 | 0 | 0 | 0 | 0
| 16743.0298 | 0 | no | Surplus | yes |  | 0 | 0 | 0 | 1872.6402 | 0 | no | 0 | 0 | 0 | 1872.6402 | 4860 | no | 16743.0298 | 0 | 24300 |  |  | 0 |  |  | 0 | 0 | 0 | 0 | 0 |  | 0 | 0 | 0 | 0 | 0 | 16743.0298 | 13348.6267 | 13568.0955 | 0 | no | Surplus | yes |  | 0 | 0 | 0 | 1737.0054 | 0 | no | 0 | 0 | 0 | 1737.0054 | 0 |  |  | 0 | 0 | 0 | 0 | 0 |  | 0 | 0 | 0 | 0 | 0
| 15738.0373 | 0 | no | Surplus | yes |  | 0 | 0 | 0 | 1004.9925 | 0 | no | 0 | 0 | 0 | 1004.9925 | 4860 | no | 15738.0373 | 0 | 24300 |  |  | 0 |  |  | 0 | 0 | 0 | 0 | 0 |  | 0 | 0 | 0 | 0 | 0 | 15738.0373 | 13278.1387 | 12753.6769 | 0 | no | Surplus | yes |  | 0 | 0 | 0 | 289.9567 | 0 | no | 0 | 0 | 0 | 289.9567 | 0 |  |  | 0 | 0 | 0 | 0 | 0 |  | 0 | 0 | 0 | 0 | 0
| 15487.5488 | 0 | no | Surplus | yes |  | 0 | 0 | 0 | 250.4885 | 0 | no | 0 | 0 | 0 | 250.4885 | 4860 | no | 15487.5488 | 0 | 24300 |  |  | 0 |  |  | 0 | 0 | 0 | 0 | 0 |  | 0 | 0 | 0 | 0 | 0 | 15487.5488 | 13439.2272 | 12550.6878 | 0 | yes | Deficit |  |  | 0 | 0 | 0 | 0 | 0 |  | 0 | 0 | 0 | 0 | 685.5503 | yes |  | 0 | 0 | 0 | 685.5503 | 0 | no | 0 | 0 | 0 | 685.5503 | 0
| 14788.1681 | 0 | no | Surplus | yes |  | 0 | 0 | 0 | 699.3807 | 0 | no | 0 | 0 | 0 | 699.3807 | 4860 | no | 14788.1681 | 0 | 24300 |  |  | 0 |  |  | 0 | 0 | 0 | 0 | 0 |  | 0 | 0 | 0 | 0 | 0 | 14788.1681 | 13364.4435 | 11983.9288 | 0 | yes | Deficit |  |  | 0 | 0 | 0 | 0 | 0 |  | 0 | 0 | 0 | 0 | 813.7557 | yes |  | 0 | 0 | 0 | 813.7557 | 0 | no | 0 | 0 | 0 | 813.7557 | 0
| 15202.5135 | 0 | yes | Deficit |  |  | 0 | 0 | 0 | 0 | 0 |  | 0 | 0 | 0 | 0 | 4860 | no |  | 0 | 24300 | no | 15202.5135 | 0 | no | no | 0 | 0 | 0 | 0 | 0 |  | 0 | 0 | 0 | 0 | 0 | 15202.5135 | 13031.6557 | 12319.703 | 0 | yes | Deficit |  |  | 0 | 0 | 0 | 0 | 0 |  | 0 | 0 | 0 | 0 | 1047.727 | yes |  | 0 | 0 | 0 | 1047.727 | 0 | no | 0 | 0 | 0 | 1047.727 | 0
| 14802.6504 | 0 | no | Surplus | yes |  | 0 | 0 | 0 | 399.8631 | 0 | no | 0 | 0 | 0 | 399.8631 | 4860 | no | 14802.6504 | 0 | 24300 |  |  | 0 |  |  | 0 | 0 | 0 | 0 | 0 |  | 0 | 0 | 0 | 0 | 0 | 14802.6504 | 12887.4035 | 11995.6648 | 0 | yes | Deficit |  |  | 0 | 0 | 0 | 0 | 0 |  | 0 | 0 | 0 | 0 | 567.7005 | yes |  | 0 | 0 | 0 | 567.7005 | 0 | no | 0 | 0 | 0 | 567.7005 | 0
| 14756.0079 | 0 | no | Surplus | yes |  | 0 | 0 | 0 | 46.6424 | 0 | no | 0 | 0 | 0 | 46.6424 | 4860 | no | 14756.0079 | 0 | 24300 |  |  | 0 |  |  | 0 | 0 | 0 | 0 | 0 |  | 0 | 0 | 0 | 0 | 0 | 14756.0079 | 13965.072 | 11957.867 | 0 | yes | Deficit |  |  | 0 | 0 | 0 | 0 | 0 |  | 0 | 0 | 0 | 0 | 1969.4072 | yes |  | 0 | 0 | 0 | 1969.4072 | 0 | no | 0 | 0 | 0 | 1969.4072 | 0
| 11656.5297 | 0 | no | Surplus | yes |  | 0 | 0 | 0 | 3099.4782 | 0 | no | 0 | 0 | 0 | 3099.4782 | 4860 | no | 11656.5297 | 0 | 24300 |  |  | 0 |  |  | 0 | 0 | 0 | 0 | 0 |  | 0 | 0 | 0 | 0 | 0 | 11656.5297 | 14747.1416 | 9446.1343 | 0 | yes | Deficit |  |  | 0 | 0 | 0 | 0 | 0 |  | 0 | 0 | 0 | 0 | 2789.2745 | yes |  | 0 | 0 | 0 | 2789.2745 | 0 | no | 0 | 0 | 0 | 2789.2745 | 0
| 13380.3376 | 0 | yes | Deficit |  |  | 0 | 0 | 0 | 0 | 0 |  | 0 | 0 | 0 | 0 | 4860 | no |  | 0 | 23313.0594 | no | 13380.3376 | 0 | no | no | 0 | 0 | 0 | 0 | 0 |  | 0 | 0 | 0 | 0 | 0 | 13380.3376 | 14964.9237 | 10843.0613 | 0 | yes | Deficit |  |  | 0 | 0 | 0 | 0 | 0 |  | 0 | 0 | 0 | 0 | 5518.7894 | yes |  | 0 | 0 | 0 | 5518.7894 | 0 | no | 0 | 0 | 0 | 5518.7894 | 0
| 11035.9998 | 0 | no | Surplus | yes |  | 0 | 0 | 0 | 2344.3378 | 0 | no | 0 | 0 | 0 | 2344.3378 | 4860 | no | 11035.9998 | 0 | 24300 |  |  | 0 |  |  | 0 | 0 | 0 | 0 | 0 |  | 0 | 0 | 0 | 0 | 0 | 11035.9998 | 15005.7447 | 8943.2738 | 0 | yes | Deficit |  |  | 0 | 0 | 0 | 0 | 0 |  | 0 | 0 | 0 | 0 | 4162.6834 | yes |  | 0 | 0 | 0 | 4162.6834 | 0 | no | 0 | 0 | 0 | 4162.6834 | 0
| 11311.6469 | 0 | yes | Deficit |  |  | 0 | 0 | 0 | 0 | 0 |  | 0 | 0 | 0 | 0 | 4860 | no |  | 0 | 22071.9997 | no | 11311.6469 | 0 | no | no | 0 | 0 | 0 | 0 | 0 |  | 0 | 0 | 0 | 0 | 0 | 11311.6469 | 15100.5201 | 9166.6507 | 0 | yes | Deficit |  |  | 0 | 0 | 0 | 0 | 0 |  | 0 | 0 | 0 | 0 | 6157.2463 | yes |  | 0 | 0 | 0 | 6157.2463 | 0 | no | 0 | 0 | 0 | 6157.2463 | 0
| 10606.0739 | 0 | no | Surplus | yes |  | 0 | 0 | 0 | 705.5731 | 0 | no | 0 | 0 | 0 | 705.5731 | 4860 | no | 10606.0739 | 0 | 22623.2938 |  |  | 0 |  |  | 0 | 0 | 0 | 0 | 0 |  | 0 | 0 | 0 | 0 | 0 | 10606.0739 | 15176.5528 | 8594.8735 | 0 | yes | Deficit |  |  | 0 | 0 | 0 | 0 | 0 |  | 0 | 0 | 0 | 0 | 6009.9021 | yes |  | 0 | 0 | 0 | 6009.9021 | 0 | no | 0 | 0 | 0 | 6009.9021 | 0
| 12750.9894 | 0 | yes | Deficit |  |  | 0 | 0 | 0 | 0 | 0 |  | 0 | 0 | 0 | 0 | 4860 | no |  | 0 | 21212.1477 | no | 12750.9894 | 0 | no | no | 0 | 0 | 0 | 0 | 0 |  | 0 | 0 | 0 | 0 | 0 | 12750.9894 | 14970.6617 | 10333.0546 | 0 | yes | Deficit |  |  | 0 | 0 | 0 | 0 | 0 |  | 0 | 0 | 0 | 0 | 6375.7882 | yes |  | 0 | 0 | 0 | 6375.7882 | 0 | no | 0 | 0 | 0 | 6375.7882 | 0
| 9450.8228 | 0 | no | Surplus | yes |  | 0 | 0 | 0 | 3300.1666 | 0 | no | 0 | 0 | 0 | 3300.1666 | 4860 | no | 9450.8228 | 0 | 24300 |  |  | 0 |  |  | 0 | 0 | 0 | 0 | 0 |  | 0 | 0 | 0 | 0 | 0 | 9450.8228 | 15174.7502 | 7658.6894 | 0 | yes | Deficit |  |  | 0 | 0 | 0 | 0 | 0 |  | 0 | 0 | 0 | 0 | 4841.6956 | yes |  | 0 | 0 | 0 | 4841.6956 | 0 | no | 0 | 0 | 0 | 4841.6956 | 0
| 4960.6186 | 0 | no | Surplus | yes |  | 0 | 0 | 0 | 4490.2042 | 0 | no | 0 | 0 | 0 | 4490.2042 | 4860 | no | 4960.6186 | 0 | 18901.6455 |  |  | 0 |  |  | 0 | 0 | 0 | 0 | 0 |  | 0 | 0 | 0 | 0 | 0 | 4960.6186 | 15350.8924 | 4019.9502 | 0 | yes | Deficit |  |  | 0 | 0 | 0 | 0 | 0 |  | 0 | 0 | 0 | 0 | 7692.203 | yes |  | 0 | 0 | 0 | 7692.203 | 0 | no | 0 | 0 | 0 | 7692.203 | 0
| 4350.9019 | 0 | no | Surplus | yes |  | 0 | 0 | 0 | 609.7167 | 0 | no | 0 | 0 | 0 | 609.7167 | 4860 | yes | 4860 | 509.0981 | 9921.2371 |  |  | 0 |  |  | 0 | 0 | 0 | 0 | 0 |  | 0 | 0 | 0 | 0 | 0 | 4860 | 15159.9379 | 3938.4117 | 0 | yes | Deficit |  |  | 0 | 0 | 0 | 0 | 0 |  | 0 | 0 | 0 | 0 | 11139.9877 | yes |  | 0 | 0 | 0 | 11139.9877 | 0 | no | 0 | 0 | 0 | 11139.9877 | 0
| 4552.2045 | 0 | no | Surplus | yes |  | 0 | 0 | 0 | 307.7955 | 0 | no | 0 | 0 | 0 | 307.7955 | 4860 | yes | 4860 | 307.7955 | 9720 |  |  | 0 |  |  | 0 | 0 | 0 | 0 | 0 |  | 0 | 0 | 0 | 0 | 0 | 4860 | 14512.0568 | 3938.4117 | 0 | yes | Deficit |  |  | 0 | 0 | 0 | 0 | 0 |  | 0 | 0 | 0 | 0 | 10573.6451 | yes |  | 0 | 0 | 0 | 10573.6451 | 0 | no | 0 | 0 | 0 | 10573.6451 | 0
| 7642.6068 | 0 | yes | Deficit |  |  | 0 | 0 | 0 | 0 | 0 |  | 0 | 0 | 0 | 0 | 4860 | no |  | 0 | 9720 | no | 7642.6068 | 0 | no | no | 0 | 0 | 0 | 0 | 0 |  | 0 | 0 | 0 | 0 | 0 | 7642.6068 | 15342.0856 | 6193.3604 | 0 | yes | Deficit |  |  | 0 | 0 | 0 | 0 | 0 |  | 0 | 0 | 0 | 0 | 11403.6739 | yes |  | 0 | 0 | 0 | 11403.6739 | 0 | no | 0 | 0 | 0 | 11403.6739 | 0
| 5028.5964 | 0 | no | Surplus | yes |  | 0 | 0 | 0 | 2614.0104 | 0 | no | 0 | 0 | 0 | 2614.0104 | 4860 | no | 5028.5964 | 0 | 15285.2136 |  |  | 0 |  |  | 0 | 0 | 0 | 0 | 0 |  | 0 | 0 | 0 | 0 | 0 | 5028.5964 | 14857.6072 | 4075.0376 | 0 | yes | Deficit |  |  | 0 | 0 | 0 | 0 | 0 |  | 0 | 0 | 0 | 0 | 8664.2468 | yes |  | 0 | 0 | 0 | 8664.2468 | 0 | no | 0 | 0 | 0 | 8664.2468 | 0
| 10284.7049 | 0 | yes | Deficit |  |  | 0 | 0 | 0 | 0 | 0 |  | 0 | 0 | 0 | 0 | 4860 | no |  | 0 | 10057.1927 | yes | 10057.1927 | 227.5122 | yes |  | 0 | 0 | 0 | 227.5122 | 0 | no | 0 | 0 | 0 | 227.5122 | 0 | 10057.1927 | 15872.6563 | 8150.0752 | 0 | yes | Deficit |  |  | 0 | 0 | 0 | 0 | 0 |  | 0 | 0 | 0 | 0 | 11797.6188 | yes |  | 0 | 0 | 0 | 11797.6188 | 0 | no | 0 | 0 | 0 | 11797.6188 | 0
| 14491.6664 | 0 | yes | Deficit |  |  | 0 | 0 | 0 | 0 | 0 |  | 0 | 0 | 0 | 0 | 4860 | no |  | 0 | 20114.3855 | no | 14491.6664 | 0 | no | no | 0 | 0 | 0 | 0 | 0 |  | 0 | 0 | 0 | 0 | 0 | 14491.6664 | 16141.7271 | 11743.6519 | 0 | yes | Deficit |  |  | 0 | 0 | 0 | 0 | 0 |  | 0 | 0 | 0 | 0 | 7991.652 | yes |  | 0 | 0 | 0 | 7991.652 | 0 | no | 0 | 0 | 0 | 7991.652 | 0
| 14028.5643 | 0 | no | Surplus | yes |  | 0 | 0 | 0 | 463.1021 | 0 | no | 0 | 0 | 0 | 463.1021 | 4860 | no | 14028.5643 | 0 | 24300 |  |  | 0 |  |  | 0 | 0 | 0 | 0 | 0 |  | 0 | 0 | 0 | 0 | 0 | 14028.5643 | 15803.7933 | 11368.3665 | 0 | yes | Deficit |  |  | 0 | 0 | 0 | 0 | 0 |  | 0 | 0 | 0 | 0 | 4060.1414 | yes |  | 0 | 0 | 0 | 4060.1414 | 0 | no | 0 | 0 | 0 | 4060.1414 | 0
| 14877.7115 | 0 | yes | Deficit |  |  | 0 | 0 | 0 | 0 | 0 |  | 0 | 0 | 0 | 0 | 4860 | no |  | 0 | 24300 | no | 14877.7115 | 0 | no | no | 0 | 0 | 0 | 0 | 0 |  | 0 | 0 | 0 | 0 | 0 | 14877.7115 | 15709.6582 | 12056.4923 | 0 | yes | Deficit |  |  | 0 | 0 | 0 | 0 | 0 |  | 0 | 0 | 0 | 0 | 4341.2917 | yes |  | 0 | 0 | 0 | 4341.2917 | 0 | no | 0 | 0 | 0 | 4341.2917 | 0
| 18038.243 | 0 | yes | Deficit |  |  | 0 | 0 | 0 | 0 | 0 |  | 0 | 0 | 0 | 0 | 4860 | no |  | 0 | 24300 | no | 18038.243 | 0 | no | no | 0 | 0 | 0 | 0 | 0 |  | 0 | 0 | 0 | 0 | 0 | 18038.243 | 16045.6949 | 14617.701 | 0 | yes | Deficit |  |  | 0 | 0 | 0 | 0 | 0 |  | 0 | 0 | 0 | 0 | 3989.2027 | yes |  | 0 | 0 | 0 | 3989.2027 | 0 | no | 0 | 0 | 0 | 3989.2027 | 0
| 18409.2736 | 0 | yes | Deficit |  |  | 0 | 0 | 0 | 0 | 0 |  | 0 | 0 | 0 | 0 | 4860 | no |  | 0 | 24300 | no | 18409.2736 | 0 | no | no | 0 | 0 | 0 | 0 | 0 |  | 0 | 0 | 0 | 0 | 0 | 18409.2736 | 15844.3135 | 14918.3741 | 0 | yes | Deficit |  |  | 0 | 0 | 0 | 0 | 0 |  | 0 | 0 | 0 | 0 | 1226.6125 | yes |  | 0 | 0 | 0 | 1226.6125 | 0 | no | 0 | 0 | 0 | 1226.6125 | 0
| 15830.2466 | 0 | no | Surplus | yes |  | 0 | 0 | 0 | 2579.027 | 0 | no | 0 | 0 | 0 | 2579.027 | 4860 | no | 15830.2466 | 0 | 24300 |  |  | 0 |  |  | 0 | 0 | 0 | 0 | 0 |  | 0 | 0 | 0 | 0 | 0 | 15830.2466 | 16000.5622 | 12828.4008 | 0 | yes | Deficit |  |  | 0 | 0 | 0 | 0 | 0 |  | 0 | 0 | 0 | 0 | 1082.1881 | yes |  | 0 | 0 | 0 | 1082.1881 | 0 | no | 0 | 0 | 0 | 1082.1881 | 0
| 16434.6674 | 0 | yes | Deficit |  |  | 0 | 0 | 0 | 0 | 0 |  | 0 | 0 | 0 | 0 | 4860 | no |  | 0 | 24300 | no | 16434.6674 | 0 | no | no | 0 | 0 | 0 | 0 | 0 |  | 0 | 0 | 0 | 0 | 0 | 16434.6674 | 16324.8977 | 13318.2069 | 0 | yes | Deficit |  |  | 0 | 0 | 0 | 0 | 0 |  | 0 | 0 | 0 | 0 | 3496.4969 | yes |  | 0 | 0 | 0 | 3496.4969 | 0 | no | 0 | 0 | 0 | 3496.4969 | 0
| 16686.7411 | 0 | yes | Deficit |  |  | 0 | 0 | 0 | 0 | 0 |  | 0 | 0 | 0 | 0 | 4860 | no |  | 0 | 24300 | no | 16686.7411 | 0 | no | no | 0 | 0 | 0 | 0 | 0 |  | 0 | 0 | 0 | 0 | 0 | 16686.7411 | 16373.5252 | 13522.4807 | 0 | yes | Deficit |  |  | 0 | 0 | 0 | 0 | 0 |  | 0 | 0 | 0 | 0 | 3055.3183 | yes |  | 0 | 0 | 0 | 3055.3183 | 0 | no | 0 | 0 | 0 | 3055.3183 | 0
| 14301.2179 | 0 | no | Surplus | yes |  | 0 | 0 | 0 | 2385.5232 | 0 | no | 0 | 0 | 0 | 2385.5232 | 4860 | no | 14301.2179 | 0 | 24300 |  |  | 0 |  |  | 0 | 0 | 0 | 0 | 0 |  | 0 | 0 | 0 | 0 | 0 | 14301.2179 | 16012.866 | 11589.3176 | 0 | yes | Deficit |  |  | 0 | 0 | 0 | 0 | 0 |  | 0 | 0 | 0 | 0 | 2490.3853 | yes |  | 0 | 0 | 0 | 2490.3853 | 0 | no | 0 | 0 | 0 | 2490.3853 | 0
| 14040.8305 | 0 | no | Surplus | yes |  | 0 | 0 | 0 | 260.3875 | 0 | no | 0 | 0 | 0 | 260.3875 | 4860 | no | 14040.8305 | 0 | 24300 |  |  | 0 |  |  | 0 | 0 | 0 | 0 | 0 |  | 0 | 0 | 0 | 0 | 0 | 14040.8305 | 16585.8704 | 11378.3067 | 0 | yes | Deficit |  |  | 0 | 0 | 0 | 0 | 0 |  | 0 | 0 | 0 | 0 | 4996.5528 | yes |  | 0 | 0 | 0 | 4996.5528 | 0 | no | 0 | 0 | 0 | 4996.5528 | 0
| 15076.8746 | 0 | yes | Deficit |  |  | 0 | 0 | 0 | 0 | 0 |  | 0 | 0 | 0 | 0 | 4860 | no |  | 0 | 24300 | no | 15076.8746 | 0 | no | no | 0 | 0 | 0 | 0 | 0 |  | 0 | 0 | 0 | 0 | 0 | 15076.8746 | 16216.5689 | 12217.8887 | 0 | yes | Deficit |  |  | 0 | 0 | 0 | 0 | 0 |  | 0 | 0 | 0 | 0 | 4838.2622 | yes |  | 0 | 0 | 0 | 4838.2622 | 0 | no | 0 | 0 | 0 | 4838.2622 | 0
| 17557.9593 | 0 | yes | Deficit |  |  | 0 | 0 | 0 | 0 | 0 |  | 0 | 0 | 0 | 0 | 4860 | no |  | 0 | 24300 | no | 17557.9593 | 0 | no | no | 0 | 0 | 0 | 0 | 0 |  | 0 | 0 | 0 | 0 | 0 | 17557.9593 | 14813.9346 | 14228.4921 | 0 | yes | Deficit |  |  | 0 | 0 | 0 | 0 | 0 |  | 0 | 0 | 0 | 0 | 2596.046 | yes |  | 0 | 0 | 0 | 2596.046 | 0 | no | 0 | 0 | 0 | 2596.046 | 0
| 15541.6231 | 0 | no | Surplus | yes |  | 0 | 0 | 0 | 2016.3362 | 0 | no | 0 | 0 | 0 | 2016.3362 | 4860 | no | 15541.6231 | 0 | 24300 |  |  | 0 |  |  | 0 | 0 | 0 | 0 | 0 |  | 0 | 0 | 0 | 0 | 0 | 15541.6231 | 15654.1869 | 12594.5082 | 0 | yes | Deficit |  |  | 0 | 0 | 0 | 0 | 0 |  | 0 | 0 | 0 | 0 | 1425.6948 | yes |  | 0 | 0 | 0 | 1425.6948 | 0 | no | 0 | 0 | 0 | 1425.6948 | 0
| 13541.8531 | 0 | no | Surplus | yes |  | 0 | 0 | 0 | 1999.77 | 0 | no | 0 | 0 | 0 | 1999.77 | 4860 | no | 13541.8531 | 0 | 24300 |  |  | 0 |  |  | 0 | 0 | 0 | 0 | 0 |  | 0 | 0 | 0 | 0 | 0 | 13541.8531 | 16199.2185 | 10973.949 | 0 | yes | Deficit |  |  | 0 | 0 | 0 | 0 | 0 |  | 0 | 0 | 0 | 0 | 3604.7103 | yes |  | 0 | 0 | 0 | 3604.7103 | 0 | no | 0 | 0 | 0 | 3604.7103 | 0
| 15181.7078 | 0 | yes | Deficit |  |  | 0 | 0 | 0 | 0 | 0 |  | 0 | 0 | 0 | 0 | 4860 | no |  | 0 | 24300 | no | 15181.7078 | 0 | no | no | 0 | 0 | 0 | 0 | 0 |  | 0 | 0 | 0 | 0 | 0 | 15181.7078 | 16146.295 | 12302.8426 | 0 | yes | Deficit |  |  | 0 | 0 | 0 | 0 | 0 |  | 0 | 0 | 0 | 0 | 5172.346 | yes |  | 0 | 0 | 0 | 5172.346 | 0 | no | 0 | 0 | 0 | 5172.346 | 0
| 18434.7042 | 0 | yes | Deficit |  |  | 0 | 0 | 0 | 0 | 0 |  | 0 | 0 | 0 | 0 | 4860 | no |  | 0 | 24300 | no | 18434.7042 | 0 | no | no | 0 | 0 | 0 | 0 | 0 |  | 0 | 0 | 0 | 0 | 0 | 18434.7042 | 15381.2424 | 14938.9824 | 0 | yes | Deficit |  |  | 0 | 0 | 0 | 0 | 0 |  | 0 | 0 | 0 | 0 | 3078.3998 | yes |  | 0 | 0 | 0 | 3078.3998 | 0 | no | 0 | 0 | 0 | 3078.3998 | 0
| 16935.83 | 0 | no | Surplus | yes |  | 0 | 0 | 0 | 1498.8742 | 0 | no | 0 | 0 | 0 | 1498.8742 | 4860 | no | 16935.83 | 0 | 24300 |  |  | 0 |  |  | 0 | 0 | 0 | 0 | 0 |  | 0 | 0 | 0 | 0 | 0 | 16935.83 | 16309.416 | 13724.3355 | 0 | yes | Deficit |  |  | 0 | 0 | 0 | 0 | 0 |  | 0 | 0 | 0 | 0 | 1370.4336 | yes |  | 0 | 0 | 0 | 1370.4336 | 0 | no | 0 | 0 | 0 | 1370.4336 | 0
| 17655.2931 | 0 | yes | Deficit |  |  | 0 | 0 | 0 | 0 | 0 |  | 0 | 0 | 0 | 0 | 4860 | no |  | 0 | 24300 | no | 17655.2931 | 0 | no | no | 0 | 0 | 0 | 0 | 0 |  | 0 | 0 | 0 | 0 | 0 | 17655.2931 | 16594.5013 | 14307.3688 | 0 | yes | Deficit |  |  | 0 | 0 | 0 | 0 | 0 |  | 0 | 0 | 0 | 0 | 2870.1658 | yes |  | 0 | 0 | 0 | 2870.1658 | 0 | no | 0 | 0 | 0 | 2870.1658 | 0
| 17182.3211 | 0 | no | Surplus | yes |  | 0 | 0 | 0 | 472.972 | 0 | no | 0 | 0 | 0 | 472.972 | 4860 | no | 17182.3211 | 0 | 24300 |  |  | 0 |  |  | 0 | 0 | 0 | 0 | 0 |  | 0 | 0 | 0 | 0 | 0 | 17182.3211 | 16842.5523 | 13924.0851 | 0 | yes | Deficit |  |  | 0 | 0 | 0 | 0 | 0 |  | 0 | 0 | 0 | 0 | 2535.1835 | yes |  | 0 | 0 | 0 | 2535.1835 | 0 | no | 0 | 0 | 0 | 2535.1835 | 0
| 18120.448 | 0 | yes | Deficit |  |  | 0 | 0 | 0 | 0 | 0 |  | 0 | 0 | 0 | 0 | 4860 | no |  | 0 | 24300 | no | 18120.448 | 0 | no | no | 0 | 0 | 0 | 0 | 0 |  | 0 | 0 | 0 | 0 | 0 | 18120.448 | 17696.4623 | 14684.3177 | 0 | yes | Deficit |  |  | 0 | 0 | 0 | 0 | 0 |  | 0 | 0 | 0 | 0 | 3772.3772 | yes |  | 0 | 0 | 0 | 3772.3772 | 0 | no | 0 | 0 | 0 | 3772.3772 | 0
| 18550.7344 | 0 | yes | Deficit |  |  | 0 | 0 | 0 | 0 | 0 |  | 0 | 0 | 0 | 0 | 4860 | no |  | 0 | 24300 | no | 18550.7344 | 0 | no | no | 0 | 0 | 0 | 0 | 0 |  | 0 | 0 | 0 | 0 | 0 | 18550.7344 | 17553.7936 | 15033.01 | 0 | yes | Deficit |  |  | 0 | 0 | 0 | 0 | 0 |  | 0 | 0 | 0 | 0 | 2869.476 | yes |  | 0 | 0 | 0 | 2869.476 | 0 | no | 0 | 0 | 0 | 2869.476 | 0
| 21872.0458 | 0 | yes | Deficit |  |  | 0 | 0 | 0 | 0 | 0 |  | 0 | 0 | 0 | 0 | 4860 | no |  | 0 | 24300 | no | 21872.0458 | 0 | no | no | 0 | 0 | 0 | 0 | 0 |  | 0 | 0 | 0 | 0 | 0 | 21872.0458 | 17886.0821 | 17724.5103 | 0 | yes | Deficit |  |  | 0 | 0 | 0 | 0 | 0 |  | 0 | 0 | 0 | 0 | 2853.0721 | yes |  | 0 | 0 | 0 | 2853.0721 | 0 | no | 0 | 0 | 0 | 2853.0721 | 0
| 20984.4235 | 0 | no | Surplus | yes |  | 0 | 0 | 0 | 887.6222 | 0 | no | 0 | 0 | 0 | 887.6222 | 4860 | no | 20984.4235 | 0 | 24300 |  |  | 0 |  |  | 0 | 0 | 0 | 0 | 0 |  | 0 | 0 | 0 | 0 | 0 | 20984.4235 | 18185.8075 | 17005.2055 | 0 | yes | Deficit |  |  | 0 | 0 | 0 | 0 | 0 |  | 0 | 0 | 0 | 0 | 461.2972 | yes |  | 0 | 0 | 0 | 461.2972 | 0 | no | 0 | 0 | 0 | 461.2972 | 0
| 22751.7951 | 0 | yes | Deficit |  |  | 0 | 0 | 0 | 0 | 0 |  | 0 | 0 | 0 | 0 | 4860 | no |  | 0 | 24300 | no | 22751.7951 | 0 | no | no | 0 | 0 | 0 | 0 | 0 |  | 0 | 0 | 0 | 0 | 0 | 22751.7951 | 18176.7858 | 18437.4352 | 0 | yes | Deficit |  |  | 0 | 0 | 0 | 0 | 0 |  | 0 | 0 | 0 | 0 | 1171.5803 | yes |  | 0 | 0 | 0 | 1171.5803 | 0 | no | 0 | 0 | 0 | 1171.5803 | 0
| 20620.0513 | 0 | no | Surplus | yes |  | 0 | 0 | 0 | 2131.7437 | 0 | no | 0 | 0 | 0 | 2131.7437 | 4860 | no | 20620.0513 | 0 | 24300 |  |  | 0 |  |  | 0 | 0 | 0 | 0 | 0 |  | 0 | 0 | 0 | 0 | 0 | 20620.0513 | 17903.4887 | 16709.9281 | 0 | no | Surplus | yes |  | 0 | 0 | 0 | 533.9465 | 0 | no | 0 | 0 | 0 | 533.9465 | 0 |  |  | 0 | 0 | 0 | 0 | 0 |  | 0 | 0 | 0 | 0 | 0
| 19785.0125 | 0 | no | Surplus | yes |  | 0 | 0 | 0 | 835.0388 | 0 | no | 0 | 0 | 0 | 835.0388 | 4860 | no | 19785.0125 | 0 | 24300 |  |  | 0 |  |  | 0 | 0 | 0 | 0 | 0 |  | 0 | 0 | 0 | 0 | 0 | 19785.0125 | 16816.1955 | 16033.2354 | 0 | yes | Deficit |  |  | 0 | 0 | 0 | 0 | 0 |  | 0 | 0 | 0 | 0 | 106.2674 | yes |  | 0 | 0 | 0 | 106.2674 | 0 | no | 0 | 0 | 0 | 106.2674 | 0
| 19780.0309 | 0 | no | Surplus | yes |  | 0 | 0 | 0 | 4.9816 | 0 | no | 0 | 0 | 0 | 4.9816 | 4860 | no | 19780.0309 | 0 | 24300 |  |  | 0 |  |  | 0 | 0 | 0 | 0 | 0 |  | 0 | 0 | 0 | 0 | 0 | 19780.0309 | 17367.4372 | 16029.1985 | 0 | yes | Deficit |  |  | 0 | 0 | 0 | 0 | 0 |  | 0 | 0 | 0 | 0 | 1334.2018 | yes |  | 0 | 0 | 0 | 1334.2018 | 0 | no | 0 | 0 | 0 | 1334.2018 | 0
| 22356.9562 | 0 | yes | Deficit |  |  | 0 | 0 | 0 | 0 | 0 |  | 0 | 0 | 0 | 0 | 4860 | no |  | 0 | 24300 | no | 22356.9562 | 0 | no | no | 0 | 0 | 0 | 0 | 0 |  | 0 | 0 | 0 | 0 | 0 | 22356.9562 | 17869.8689 | 18117.4686 | 0 | yes | Deficit |  |  | 0 | 0 | 0 | 0 | 0 |  | 0 | 0 | 0 | 0 | 1840.6705 | yes |  | 0 | 0 | 0 | 1840.6705 | 0 | no | 0 | 0 | 0 | 1840.6705 | 0
| 22320.854 | 0 | no | Surplus | yes |  | 0 | 0 | 0 | 36.1022 | 0 | no | 0 | 0 | 0 | 36.1022 | 4860 | no | 22320.854 | 0 | 24300 |  |  | 0 |  |  | 0 | 0 | 0 | 0 | 0 |  | 0 | 0 | 0 | 0 | 0 | 22320.854 | 17631.1873 | 18088.2123 | 0 | no | Surplus | yes |  | 0 | 0 | 0 | 486.2812 | 0 | no | 0 | 0 | 0 | 486.2812 | 0 |  |  | 0 | 0 | 0 | 0 | 0 |  | 0 | 0 | 0 | 0 | 0
| 21344.7947 | 0 | no | Surplus | yes |  | 0 | 0 | 0 | 976.0593 | 0 | no | 0 | 0 | 0 | 976.0593 | 4860 | no | 21344.7947 | 0 | 24300 |  |  | 0 |  |  | 0 | 0 | 0 | 0 | 0 |  | 0 | 0 | 0 | 0 | 0 | 21344.7947 | 17563.456 | 17297.2405 | 0 | no | Surplus | yes |  | 0 | 0 | 0 | 524.7563 | 0 | no | 0 | 0 | 0 | 524.7563 | 0 |  |  | 0 | 0 | 0 | 0 | 0 |  | 0 | 0 | 0 | 0 | 0
| 21788.9603 | 0 | yes | Deficit |  |  | 0 | 0 | 0 | 0 | 0 |  | 0 | 0 | 0 | 0 | 4860 | no |  | 0 | 24300 | no | 21788.9603 | 0 | no | no | 0 | 0 | 0 | 0 | 0 |  | 0 | 0 | 0 | 0 | 0 | 21788.9603 | 17710.8366 | 17657.1802 | 0 | yes | Deficit |  |  | 0 | 0 | 0 | 0 | 0 |  | 0 | 0 | 0 | 0 | 413.5961 | yes |  | 0 | 0 | 0 | 413.5961 | 0 | no | 0 | 0 | 0 | 413.5961 | 0
| 22570.2047 | 0 | yes | Deficit |  |  | 0 | 0 | 0 | 0 | 0 |  | 0 | 0 | 0 | 0 | 4860 | no |  | 0 | 24300 | no | 22570.2047 | 0 | no | no | 0 | 0 | 0 | 0 | 0 |  | 0 | 0 | 0 | 0 | 0 | 22570.2047 | 17714.224 | 18290.2793 | 0 | yes | Deficit |  |  | 0 | 0 | 0 | 0 | 0 |  | 0 | 0 | 0 | 0 | 57.0439 | yes |  | 0 | 0 | 0 | 57.0439 | 0 | no | 0 | 0 | 0 | 57.0439 | 0
| 21953.1787 | 0 | no | Surplus | yes |  | 0 | 0 | 0 | 617.0259 | 0 | no | 0 | 0 | 0 | 617.0259 | 4860 | no | 21953.1787 | 0 | 24300 |  |  | 0 |  |  | 0 | 0 | 0 | 0 | 0 |  | 0 | 0 | 0 | 0 | 0 | 21953.1787 | 18212.0295 | 17790.2583 | 0 | no | Surplus | yes |  | 0 | 0 | 0 | 78.2498 | 0 | no | 0 | 0 | 0 | 78.2498 | 0 |  |  | 0 | 0 | 0 | 0 | 0 |  | 0 | 0 | 0 | 0 | 0
| 24211.1936 | 0 | yes | Deficit |  |  | 0 | 0 | 0 | 0 | 0 |  | 0 | 0 | 0 | 0 | 4860 | no |  | 0 | 24300 | no | 24211.1936 | 0 | no | no | 0 | 0 | 0 | 0 | 0 |  | 0 | 0 | 0 | 0 | 0 | 24211.1936 | 17492.2616 | 19620.0921 | 0 | no | Surplus | yes |  | 0 | 0 | 0 | 297.9967 | 0 | no | 0 | 0 | 0 | 297.9967 | 0 |  |  | 0 | 0 | 0 | 0 | 0 |  | 0 | 0 | 0 | 0 | 0
| 24029.7759 | 0 | no | Surplus | yes |  | 0 | 0 | 0 | 181.4178 | 0 | no | 0 | 0 | 0 | 181.4178 | 4860 | no | 24029.7759 | 0 | 24300 |  |  | 0 |  |  | 0 | 0 | 0 | 0 | 0 |  | 0 | 0 | 0 | 0 | 0 | 24029.7759 | 17628.9867 | 19473.0761 | 0 | no | Surplus | yes |  | 0 | 0 | 0 | 1991.1054 | 0 | no | 0 | 0 | 0 | 1991.1054 | 0 |  |  | 0 | 0 | 0 | 0 | 0 |  | 0 | 0 | 0 | 0 | 0
| 21950.3523 | 0 | no | Surplus | yes |  | 0 | 0 | 0 | 2079.4236 | 0 | no | 0 | 0 | 0 | 2079.4236 | 4860 | no | 21950.3523 | 0 | 24300 |  |  | 0 |  |  | 0 | 0 | 0 | 0 | 0 |  | 0 | 0 | 0 | 0 | 0 | 21950.3523 | 17753.0397 | 17787.9678 | 0 | no | Surplus | yes |  | 0 | 0 | 0 | 1720.0364 | 0 | no | 0 | 0 | 0 | 1720.0364 | 0 |  |  | 0 | 0 | 0 | 0 | 0 |  | 0 | 0 | 0 | 0 | 0
| 21951.1308 | 0 | yes | Deficit |  |  | 0 | 0 | 0 | 0 | 0 |  | 0 | 0 | 0 | 0 | 4860 | no |  | 0 | 24300 | no | 21951.1308 | 0 | no | no | 0 | 0 | 0 | 0 | 0 |  | 0 | 0 | 0 | 0 | 0 | 21951.1308 | 16887.6872 | 17788.5987 | 0 | no | Surplus | yes |  | 0 | 0 | 0 | 900.2807 | 0 | no | 0 | 0 | 0 | 900.2807 | 0 |  |  | 0 | 0 | 0 | 0 | 0 |  | 0 | 0 | 0 | 0 | 0
| 20077.7259 | 0 | no | Surplus | yes |  | 0 | 0 | 0 | 1873.4049 | 0 | no | 0 | 0 | 0 | 1873.4049 | 4860 | no | 20077.7259 | 0 | 24300 |  |  | 0 |  |  | 0 | 0 | 0 | 0 | 0 |  | 0 | 0 | 0 | 0 | 0 | 20077.7259 | 16155.8857 | 16270.4424 | 0 | no | Surplus | yes |  | 0 | 0 | 0 | 1632.713 | 0 | no | 0 | 0 | 0 | 1632.713 | 0 |  |  | 0 | 0 | 0 | 0 | 0 |  | 0 | 0 | 0 | 0 | 0
| 20237.1565 | 0 | yes | Deficit |  |  | 0 | 0 | 0 | 0 | 0 |  | 0 | 0 | 0 | 0 | 4860 | no |  | 0 | 24300 | no | 20237.1565 | 0 | no | no | 0 | 0 | 0 | 0 | 0 |  | 0 | 0 | 0 | 0 | 0 | 20237.1565 | 15105.6634 | 16399.6406 | 0 | no | Surplus | yes |  | 0 | 0 | 0 | 1164.779 | 0 | no | 0 | 0 | 0 | 1164.779 | 0 |  |  | 0 | 0 | 0 | 0 | 0 |  | 0 | 0 | 0 | 0 | 0
| 21279.9125 | 0 | yes | Deficit |  |  | 0 | 0 | 0 | 0 | 0 |  | 0 | 0 | 0 | 0 | 4860 | no |  | 0 | 24300 | no | 21279.9125 | 0 | no | no | 0 | 0 | 0 | 0 | 0 |  | 0 | 0 | 0 | 0 | 0 | 21279.9125 | 15764.935 | 17244.6617 | 0 | no | Surplus | yes |  | 0 | 0 | 0 | 634.7056 | 0 | no | 0 | 0 | 0 | 634.7056 | 0 |  |  | 0 | 0 | 0 | 0 | 0 |  | 0 | 0 | 0 | 0 | 0
| 17471.8566 | 0 | no | Surplus | yes |  | 0 | 0 | 0 | 3808.0559 | 0 | no | 0 | 0 | 0 | 3808.0559 | 4860 | no | 17471.8566 | 0 | 24300 |  |  | 0 |  |  | 0 | 0 | 0 | 0 | 0 |  | 0 | 0 | 0 | 0 | 0 | 17471.8566 | 16236.4163 | 14158.7169 | 0 | no | Surplus | yes |  | 0 | 0 | 0 | 1008.2454 | 0 | no | 0 | 0 | 0 | 1008.2454 | 0 |  |  | 0 | 0 | 0 | 0 | 0 |  | 0 | 0 | 0 | 0 | 0
| 18600.2587 | 0 | yes | Deficit |  |  | 0 | 0 | 0 | 0 | 0 |  | 0 | 0 | 0 | 0 | 4860 | no |  | 0 | 24300 | no | 18600.2587 | 0 | no | no | 0 | 0 | 0 | 0 | 0 |  | 0 | 0 | 0 | 0 | 0 | 18600.2587 | 16129.8162 | 15073.1432 | 0 | yes | Deficit |  |  | 0 | 0 | 0 | 0 | 0 |  | 0 | 0 | 0 | 0 | 1971.0994 | yes |  | 0 | 0 | 0 | 1971.0994 | 0 | no | 0 | 0 | 0 | 1971.0994 | 0
| 17866.2564 | 0 | no | Surplus | yes |  | 0 | 0 | 0 | 734.0023 | 0 | no | 0 | 0 | 0 | 734.0023 | 4860 | no | 17866.2564 | 0 | 24300 |  |  | 0 |  |  | 0 | 0 | 0 | 0 | 0 |  | 0 | 0 | 0 | 0 | 0 | 17866.2564 | 16395.3041 | 14478.3277 | 0 | yes | Deficit |  |  | 0 | 0 | 0 | 0 | 0 |  | 0 | 0 | 0 | 0 | 1322.1609 | yes |  | 0 | 0 | 0 | 1322.1609 | 0 | no | 0 | 0 | 0 | 1322.1609 | 0
| 16252.7567 | 0 | no | Surplus | yes |  | 0 | 0 | 0 | 1613.4997 | 0 | no | 0 | 0 | 0 | 1613.4997 | 4860 | no | 16252.7567 | 0 | 24300 |  |  | 0 |  |  | 0 | 0 | 0 | 0 | 0 |  | 0 | 0 | 0 | 0 | 0 | 16252.7567 | 16351.5244 | 13170.7915 | 0 | yes | Deficit |  |  | 0 | 0 | 0 | 0 | 0 |  | 0 | 0 | 0 | 0 | 1873.1967 | yes |  | 0 | 0 | 0 | 1873.1967 | 0 | no | 0 | 0 | 0 | 1873.1967 | 0
| 15827.9321 | 0 | no | Surplus | yes |  | 0 | 0 | 0 | 424.8247 | 0 | no | 0 | 0 | 0 | 424.8247 | 4860 | no | 15827.9321 | 0 | 24300 |  |  | 0 |  |  | 0 | 0 | 0 | 0 | 0 |  | 0 | 0 | 0 | 0 | 0 | 15827.9321 | 16161.1546 | 12826.5252 | 0 | yes | Deficit |  |  | 0 | 0 | 0 | 0 | 0 |  | 0 | 0 | 0 | 0 | 2990.3631 | yes |  | 0 | 0 | 0 | 2990.3631 | 0 | no | 0 | 0 | 0 | 2990.3631 | 0
| 16801.7436 | 0 | yes | Deficit |  |  | 0 | 0 | 0 | 0 | 0 |  | 0 | 0 | 0 | 0 | 4860 | no |  | 0 | 24300 | no | 16801.7436 | 0 | no | no | 0 | 0 | 0 | 0 | 0 |  | 0 | 0 | 0 | 0 | 0 | 16801.7436 | 15180.3818 | 13615.6755 | 0 | yes | Deficit |  |  | 0 | 0 | 0 | 0 | 0 |  | 0 | 0 | 0 | 0 | 2353.8566 | yes |  | 0 | 0 | 0 | 2353.8566 | 0 | no | 0 | 0 | 0 | 2353.8566 | 0
| 16006.2965 | 0 | no | Surplus | yes |  | 0 | 0 | 0 | 795.447 | 0 | no | 0 | 0 | 0 | 795.447 | 4860 | no | 16006.2965 | 0 | 24300 |  |  | 0 |  |  | 0 | 0 | 0 | 0 | 0 |  | 0 | 0 | 0 | 0 | 0 | 16006.2965 | 16154.9386 | 12971.0669 | 0 | yes | Deficit |  |  | 0 | 0 | 0 | 0 | 0 |  | 0 | 0 | 0 | 0 | 2539.2631 | yes |  | 0 | 0 | 0 | 2539.2631 | 0 | no | 0 | 0 | 0 | 2539.2631 | 0
| 18817.5134 | 0 | yes | Deficit |  |  | 0 | 0 | 0 | 0 | 0 |  | 0 | 0 | 0 | 0 | 4860 | no |  | 0 | 24300 | no | 18817.5134 | 0 | no | no | 0 | 0 | 0 | 0 | 0 |  | 0 | 0 | 0 | 0 | 0 | 18817.5134 | 16894.1054 | 15249.2005 | 0 | yes | Deficit |  |  | 0 | 0 | 0 | 0 | 0 |  | 0 | 0 | 0 | 0 | 3923.0385 | yes |  | 0 | 0 | 0 | 3923.0385 | 0 | no | 0 | 0 | 0 | 3923.0385 | 0
| 18700.3498 | 0 | no | Surplus | yes |  | 0 | 0 | 0 | 117.1636 | 0 | no | 0 | 0 | 0 | 117.1636 | 4860 | no | 18700.3498 | 0 | 24300 |  |  | 0 |  |  | 0 | 0 | 0 | 0 | 0 |  | 0 | 0 | 0 | 0 | 0 | 18700.3498 | 17126.8133 | 15154.2543 | 0 | yes | Deficit |  |  | 0 | 0 | 0 | 0 | 0 |  | 0 | 0 | 0 | 0 | 1877.6128 | yes |  | 0 | 0 | 0 | 1877.6128 | 0 | no | 0 | 0 | 0 | 1877.6128 | 0
| 23548.3978 | 0 | yes | Deficit |  |  | 0 | 0 | 0 | 0 | 0 |  | 0 | 0 | 0 | 0 | 4860 | no |  | 0 | 24300 | no | 23548.3978 | 0 | no | no | 0 | 0 | 0 | 0 | 0 |  | 0 | 0 | 0 | 0 | 0 | 23548.3978 | 16981.5255 | 19082.9804 | 0 | yes | Deficit |  |  | 0 | 0 | 0 | 0 | 0 |  | 0 | 0 | 0 | 0 | 1827.2712 | yes |  | 0 | 0 | 0 | 1827.2712 | 0 | no | 0 | 0 | 0 | 1827.2712 | 0
| 21193.1929 | 0 | no | Surplus | yes |  | 0 | 0 | 0 | 2355.2049 | 0 | no | 0 | 0 | 0 | 2355.2049 | 4860 | no | 21193.1929 | 0 | 24300 |  |  | 0 |  |  | 0 | 0 | 0 | 0 | 0 |  | 0 | 0 | 0 | 0 | 0 | 21193.1929 | 16366.9797 | 17174.3864 | 0 | no | Surplus | yes |  | 0 | 0 | 0 | 2716.0007 | 0 | no | 0 | 0 | 0 | 2716.0007 | 0 |  |  | 0 | 0 | 0 | 0 | 0 |  | 0 | 0 | 0 | 0 | 0
| 20825.7613 | 0 | no | Surplus | yes |  | 0 | 0 | 0 | 367.4316 | 0 | no | 0 | 0 | 0 | 367.4316 | 4860 | no | 20825.7613 | 0 | 24300 |  |  | 0 |  |  | 0 | 0 | 0 | 0 | 0 |  | 0 | 0 | 0 | 0 | 0 | 20825.7613 | 19505.6282 | 16876.6299 | 0 | yes | Deficit |  |  | 0 | 0 | 0 | 0 | 0 |  | 0 | 0 | 0 | 0 | 2331.2418 | yes |  | 0 | 0 | 0 | 2331.2418 | 0 | no | 0 | 0 | 0 | 2331.2418 | 0
| 22086.5668 | 0 | yes | Deficit |  |  | 0 | 0 | 0 | 0 | 0 |  | 0 | 0 | 0 | 0 | 4860 | no |  | 0 | 24300 | no | 22086.5668 | 0 | no | no | 0 | 0 | 0 | 0 | 0 |  | 0 | 0 | 0 | 0 | 0 | 22086.5668 | 17009.2612 | 17898.3523 | 0 | yes | Deficit |  |  | 0 | 0 | 0 | 0 | 0 |  | 0 | 0 | 0 | 0 | 132.6313 | yes |  | 0 | 0 | 0 | 132.6313 | 0 | no | 0 | 0 | 0 | 132.6313 | 0
| 24406.3224 | 0 | yes | Deficit |  |  | 0 | 0 | 0 | 0 | 0 |  | 0 | 0 | 0 | 0 | 4860 | no |  | 0 | 24300 | yes | 24300 | 106.3224 | yes |  | 0 | 0 | 0 | 106.3224 | 0 | no | 0 | 0 | 0 | 106.3224 | 0 | 24300 | 16290.3119 | 19692.0583 | 0 | no | Surplus | yes |  | 0 | 0 | 0 | 1608.0404 | 0 | no | 0 | 0 | 0 | 1608.0404 | 0 |  |  | 0 | 0 | 0 | 0 | 0 |  | 0 | 0 | 0 | 0 | 0
| 22748.1682 | 0 | no | Surplus | yes |  | 0 | 0 | 0 | 1551.8318 | 0 | no | 0 | 0 | 0 | 1551.8318 | 4860 | no | 22748.1682 | 0 | 24300 |  |  | 0 |  |  | 0 | 0 | 0 | 0 | 0 |  | 0 | 0 | 0 | 0 | 0 | 22748.1682 | 16858.2004 | 18434.4961 | 0 | no | Surplus | yes |  | 0 | 0 | 0 | 2833.8579 | 0 | no | 0 | 0 | 0 | 2833.8579 | 0 |  |  | 0 | 0 | 0 | 0 | 0 |  | 0 | 0 | 0 | 0 | 0
| 19121.0737 | 0 | no | Surplus | yes |  | 0 | 0 | 0 | 3627.0945 | 0 | no | 0 | 0 | 0 | 3627.0945 | 4860 | no | 19121.0737 | 0 | 24300 |  |  | 0 |  |  | 0 | 0 | 0 | 0 | 0 |  | 0 | 0 | 0 | 0 | 0 | 19121.0737 | 15883.851 | 15495.1975 | 0 | no | Surplus | yes |  | 0 | 0 | 0 | 2550.6451 | 0 | no | 0 | 0 | 0 | 2550.6451 | 0 |  |  | 0 | 0 | 0 | 0 | 0 |  | 0 | 0 | 0 | 0 | 0
| 15663.2364 | 0 | no | Surplus | yes |  | 0 | 0 | 0 | 3457.8373 | 0 | no | 0 | 0 | 0 | 3457.8373 | 4860 | no | 15663.2364 | 0 | 24300 |  |  | 0 |  |  | 0 | 0 | 0 | 0 | 0 |  | 0 | 0 | 0 | 0 | 0 | 15663.2364 | 16432.5421 | 12693.0603 | 0 | yes | Deficit |  |  | 0 | 0 | 0 | 0 | 0 |  | 0 | 0 | 0 | 0 | 937.3446 | yes |  | 0 | 0 | 0 | 937.3446 | 0 | no | 0 | 0 | 0 | 937.3446 | 0
| 15652.2605 | 0 | no | Surplus | yes |  | 0 | 0 | 0 | 10.9759 | 0 | no | 0 | 0 | 0 | 10.9759 | 4860 | no | 15652.2605 | 0 | 24300 |  |  | 0 |  |  | 0 | 0 | 0 | 0 | 0 |  | 0 | 0 | 0 | 0 | 0 | 15652.2605 | 16526.4363 | 12684.1657 | 0 | yes | Deficit |  |  | 0 | 0 | 0 | 0 | 0 |  | 0 | 0 | 0 | 0 | 3833.376 | yes |  | 0 | 0 | 0 | 3833.376 | 0 | no | 0 | 0 | 0 | 3833.376 | 0
| 17597.1085 | 0 | yes | Deficit |  |  | 0 | 0 | 0 | 0 | 0 |  | 0 | 0 | 0 | 0 | 4860 | no |  | 0 | 24300 | no | 17597.1085 | 0 | no | no | 0 | 0 | 0 | 0 | 0 |  | 0 | 0 | 0 | 0 | 0 | 17597.1085 | 16203.9479 | 14260.2176 | 0 | yes | Deficit |  |  | 0 | 0 | 0 | 0 | 0 |  | 0 | 0 | 0 | 0 | 3519.7822 | yes |  | 0 | 0 | 0 | 3519.7822 | 0 | no | 0 | 0 | 0 | 3519.7822 | 0
| 20562.4293 | 0 | yes | Deficit |  |  | 0 | 0 | 0 | 0 | 0 |  | 0 | 0 | 0 | 0 | 4860 | no |  | 0 | 24300 | no | 20562.4293 | 0 | no | no | 0 | 0 | 0 | 0 | 0 |  | 0 | 0 | 0 | 0 | 0 | 20562.4293 | 15808.8358 | 16663.2328 | 0 | yes | Deficit |  |  | 0 | 0 | 0 | 0 | 0 |  | 0 | 0 | 0 | 0 | 1548.6183 | yes |  | 0 | 0 | 0 | 1548.6183 | 0 | no | 0 | 0 | 0 | 1548.6183 | 0
| 19658.6999 | 0 | no | Surplus | yes |  | 0 | 0 | 0 | 903.7294 | 0 | no | 0 | 0 | 0 | 903.7294 | 4860 | no | 19658.6999 | 0 | 24300 |  |  | 0 |  |  | 0 | 0 | 0 | 0 | 0 |  | 0 | 0 | 0 | 0 | 0 | 19658.6999 | 16614.5821 | 15930.8751 | 0 | no | Surplus | yes |  | 0 | 0 | 0 | 48.6507 | 0 | no | 0 | 0 | 0 | 48.6507 | 0 |  |  | 0 | 0 | 0 | 0 | 0 |  | 0 | 0 | 0 | 0 | 0
| 20765.84 | 0 | yes | Deficit |  |  | 0 | 0 | 0 | 0 | 0 |  | 0 | 0 | 0 | 0 | 4860 | no |  | 0 | 24300 | no | 20765.84 | 0 | no | no | 0 | 0 | 0 | 0 | 0 |  | 0 | 0 | 0 | 0 | 0 | 20765.84 | 16886.417 | 16828.0713 | 0 | yes | Deficit |  |  | 0 | 0 | 0 | 0 | 0 |  | 0 | 0 | 0 | 0 | 955.5419 | yes |  | 0 | 0 | 0 | 955.5419 | 0 | no | 0 | 0 | 0 | 955.5419 | 0
| 21924.2787 | 0 | yes | Deficit |  |  | 0 | 0 | 0 | 0 | 0 |  | 0 | 0 | 0 | 0 | 4860 | no |  | 0 | 24300 | no | 21924.2787 | 0 | no | no | 0 | 0 | 0 | 0 | 0 |  | 0 | 0 | 0 | 0 | 0 | 21924.2787 | 14190.3737 | 17766.8385 | 0 | no | Surplus | yes |  | 0 | 0 | 0 | 2637.6976 | 0 | no | 0 | 0 | 0 | 2637.6976 | 0 |  |  | 0 | 0 | 0 | 0 | 0 |  | 0 | 0 | 0 | 0 | 0
| 20726.3831 | 0 | no | Surplus | yes |  | 0 | 0 | 0 | 1197.8956 | 0 | no | 0 | 0 | 0 | 1197.8956 | 4860 | no | 20726.3831 | 0 | 24300 |  |  | 0 |  |  | 0 | 0 | 0 | 0 | 0 |  | 0 | 0 | 0 | 0 | 0 | 20726.3831 | 13542.5798 | 16796.0965 | 0 | no | Surplus | yes |  | 0 | 0 | 0 | 4224.2587 | 0 | no | 0 | 0 | 0 | 4224.2587 | 0 |  |  | 0 | 0 | 0 | 0 | 0 |  | 0 | 0 | 0 | 0 | 0
| 19748.9473 | 0 | no | Surplus | yes |  | 0 | 0 | 0 | 977.4358 | 0 | no | 0 | 0 | 0 | 977.4358 | 4860 | no | 19748.9473 | 0 | 24300 |  |  | 0 |  |  | 0 | 0 | 0 | 0 | 0 |  | 0 | 0 | 0 | 0 | 0 | 19748.9473 | 15517.4917 | 16004.0091 | 0 | no | Surplus | yes |  | 0 | 0 | 0 | 1278.6048 | 0 | no | 0 | 0 | 0 | 1278.6048 | 0 |  |  | 0 | 0 | 0 | 0 | 0 |  | 0 | 0 | 0 | 0 | 0
| 22634.3387 | 0 | yes | Deficit |  |  | 0 | 0 | 0 | 0 | 0 |  | 0 | 0 | 0 | 0 | 4860 | no |  | 0 | 24300 | no | 22634.3387 | 0 | no | no | 0 | 0 | 0 | 0 | 0 |  | 0 | 0 | 0 | 0 | 0 | 22634.3387 | 15290.2608 | 18342.2518 | 0 | no | Surplus | yes |  | 0 | 0 | 0 | 713.7484 | 0 | no | 0 | 0 | 0 | 713.7484 | 0 |  |  | 0 | 0 | 0 | 0 | 0 |  | 0 | 0 | 0 | 0 | 0
| 22727.8657 | 0 | yes | Deficit |  |  | 0 | 0 | 0 | 0 | 0 |  | 0 | 0 | 0 | 0 | 4860 | no |  | 0 | 24300 | no | 22727.8657 | 0 | no | no | 0 | 0 | 0 | 0 | 0 |  | 0 | 0 | 0 | 0 | 0 | 22727.8657 | 15311.2579 | 18418.0435 | 0 | no | Surplus | yes |  | 0 | 0 | 0 | 3030.9939 | 0 | no | 0 | 0 | 0 | 3030.9939 | 0 |  |  | 0 | 0 | 0 | 0 | 0 |  | 0 | 0 | 0 | 0 | 0
| 20330.9824 | 0 | no | Surplus | yes |  | 0 | 0 | 0 | 2396.8833 | 0 | no | 0 | 0 | 0 | 2396.8833 | 4860 | no | 20330.9824 | 0 | 24300 |  |  | 0 |  |  | 0 | 0 | 0 | 0 | 0 |  | 0 | 0 | 0 | 0 | 0 | 20330.9824 | 15343.8944 | 16475.6746 | 0 | no | Surplus | yes |  | 0 | 0 | 0 | 3074.1491 | 0 | no | 0 | 0 | 0 | 3074.1491 | 0 |  |  | 0 | 0 | 0 | 0 | 0 |  | 0 | 0 | 0 | 0 | 0
| 19834.9009 | 0 | no | Surplus | yes |  | 0 | 0 | 0 | 496.0815 | 0 | no | 0 | 0 | 0 | 496.0815 | 4860 | no | 19834.9009 | 0 | 24300 |  |  | 0 |  |  | 0 | 0 | 0 | 0 | 0 |  | 0 | 0 | 0 | 0 | 0 | 19834.9009 | 14306.2506 | 16073.6636 | 0 | no | Surplus | yes |  | 0 | 0 | 0 | 2169.424 | 0 | no | 0 | 0 | 0 | 2169.424 | 0 |  |  | 0 | 0 | 0 | 0 | 0 |  | 0 | 0 | 0 | 0 | 0
| 20068.161 | 0 | yes | Deficit |  |  | 0 | 0 | 0 | 0 | 0 |  | 0 | 0 | 0 | 0 | 4860 | no |  | 0 | 24300 | no | 20068.161 | 0 | no | no | 0 | 0 | 0 | 0 | 0 |  | 0 | 0 | 0 | 0 | 0 | 20068.161 | 14771.0452 | 16262.6912 | 0 | no | Surplus | yes |  | 0 | 0 | 0 | 1302.6184 | 0 | no | 0 | 0 | 0 | 1302.6184 | 0 |  |  | 0 | 0 | 0 | 0 | 0 |  | 0 | 0 | 0 | 0 | 0
| 21115.0257 | 0 | yes | Deficit |  |  | 0 | 0 | 0 | 0 | 0 |  | 0 | 0 | 0 | 0 | 4860 | no |  | 0 | 24300 | no | 21115.0257 | 0 | no | no | 0 | 0 | 0 | 0 | 0 |  | 0 | 0 | 0 | 0 | 0 | 21115.0257 | 13713.5157 | 17111.0419 | 0 | no | Surplus | yes |  | 0 | 0 | 0 | 2549.1755 | 0 | no | 0 | 0 | 0 | 2549.1755 | 0 |  |  | 0 | 0 | 0 | 0 | 0 |  | 0 | 0 | 0 | 0 | 0
| 21344.7382 | 0 | yes | Deficit |  |  | 0 | 0 | 0 | 0 | 0 |  | 0 | 0 | 0 | 0 | 4860 | no |  | 0 | 24300 | no | 21344.7382 | 0 | no | no | 0 | 0 | 0 | 0 | 0 |  | 0 | 0 | 0 | 0 | 0 | 21344.7382 | 13274.6723 | 17297.1946 | 0 | no | Surplus | yes |  | 0 | 0 | 0 | 3836.3696 | 0 | no | 0 | 0 | 0 | 3836.3696 | 0 |  |  | 0 | 0 | 0 | 0 | 0 |  | 0 | 0 | 0 | 0 | 0
| 20709.4189 | 0 | no | Surplus | yes |  | 0 | 0 | 0 | 635.3193 | 0 | no | 0 | 0 | 0 | 635.3193 | 4860 | no | 20709.4189 | 0 | 24300 |  |  | 0 |  |  | 0 | 0 | 0 | 0 | 0 |  | 0 | 0 | 0 | 0 | 0 | 20709.4189 | 13554.2458 | 16782.3492 | 0 | no | Surplus | yes |  | 0 | 0 | 0 | 3742.9489 | 0 | no | 0 | 0 | 0 | 3742.9489 | 0 |  |  | 0 | 0 | 0 | 0 | 0 |  | 0 | 0 | 0 | 0 | 0
| 20568.1445 | 0 | no | Surplus | yes |  | 0 | 0 | 0 | 141.2744 | 0 | no | 0 | 0 | 0 | 141.2744 | 4860 | no | 20568.1445 | 0 | 24300 |  |  | 0 |  |  | 0 | 0 | 0 | 0 | 0 |  | 0 | 0 | 0 | 0 | 0 | 20568.1445 | 13490.5636 | 16667.8643 | 0 | no | Surplus | yes |  | 0 | 0 | 0 | 3291.7855 | 0 | no | 0 | 0 | 0 | 3291.7855 | 0 |  |  | 0 | 0 | 0 | 0 | 0 |  | 0 | 0 | 0 | 0 | 0
| 22438.5311 | 0 | yes | Deficit |  |  | 0 | 0 | 0 | 0 | 0 |  | 0 | 0 | 0 | 0 | 4860 | no |  | 0 | 24300 | no | 22438.5311 | 0 | no | no | 0 | 0 | 0 | 0 | 0 |  | 0 | 0 | 0 | 0 | 0 | 22438.5311 | 14408.0216 | 18183.5746 | 0 | no | Surplus | yes |  | 0 | 0 | 0 | 2259.8427 | 0 | no | 0 | 0 | 0 | 2259.8427 | 0 |  |  | 0 | 0 | 0 | 0 | 0 |  | 0 | 0 | 0 | 0 | 0
| 24172.112 | 0 | yes | Deficit |  |  | 0 | 0 | 0 | 0 | 0 |  | 0 | 0 | 0 | 0 | 4860 | no |  | 0 | 24300 | no | 24172.112 | 0 | no | no | 0 | 0 | 0 | 0 | 0 |  | 0 | 0 | 0 | 0 | 0 | 24172.112 | 13069.9681 | 19588.4214 | 0 | no | Surplus | yes |  | 0 | 0 | 0 | 5113.6066 | 0 | no | 0 | 0 | 0 | 5113.6066 | 0 |  |  | 0 | 0 | 0 | 0 | 0 |  | 0 | 0 | 0 | 0 | 0
| 23610.6842 | 0 | no | Surplus | yes |  | 0 | 0 | 0 | 561.4278 | 0 | no | 0 | 0 | 0 | 561.4278 | 4860 | no | 23610.6842 | 0 | 24300 |  |  | 0 |  |  | 0 | 0 | 0 | 0 | 0 |  | 0 | 0 | 0 | 0 | 0 | 23610.6842 | 12185.9181 | 19133.4556 | 0 | no | Surplus | yes |  | 0 | 0 | 0 | 7402.5033 | 0 | no | 0 | 0 | 0 | 7402.5033 | 0 |  |  | 0 | 0 | 0 | 0 | 0 |  | 0 | 0 | 0 | 0 | 0
| 21267.0944 | 0 | no | Surplus | yes |  | 0 | 0 | 0 | 2343.5899 | 0 | no | 0 | 0 | 0 | 2343.5899 | 4860 | no | 21267.0944 | 0 | 24300 |  |  | 0 |  |  | 0 | 0 | 0 | 0 | 0 |  | 0 | 0 | 0 | 0 | 0 | 21267.0944 | 12287.8192 | 17234.2742 | 0 | no | Surplus | yes |  | 0 | 0 | 0 | 6845.6364 | 0 | no | 0 | 0 | 0 | 6845.6364 | 0 |  |  | 0 | 0 | 0 | 0 | 0 |  | 0 | 0 | 0 | 0 | 0
| 20482.4446 | 0 | no | Surplus | yes |  | 0 | 0 | 0 | 784.6497 | 0 | no | 0 | 0 | 0 | 784.6497 | 4860 | no | 20482.4446 | 0 | 24300 |  |  | 0 |  |  | 0 | 0 | 0 | 0 | 0 |  | 0 | 0 | 0 | 0 | 0 | 20482.4446 | 13237.4949 | 16598.4154 | 0 | no | Surplus | yes |  | 0 | 0 | 0 | 3996.7793 | 0 | no | 0 | 0 | 0 | 3996.7793 | 0 |  |  | 0 | 0 | 0 | 0 | 0 |  | 0 | 0 | 0 | 0 | 0
| 21077.7527 | 0 | yes | Deficit |  |  | 0 | 0 | 0 | 0 | 0 |  | 0 | 0 | 0 | 0 | 4860 | no |  | 0 | 24300 | no | 21077.7527 | 0 | no | no | 0 | 0 | 0 | 0 | 0 |  | 0 | 0 | 0 | 0 | 0 | 21077.7527 | 12507.9602 | 17080.8369 | 0 | no | Surplus | yes |  | 0 | 0 | 0 | 4090.4552 | 0 | no | 0 | 0 | 0 | 4090.4552 | 0 |  |  | 0 | 0 | 0 | 0 | 0 |  | 0 | 0 | 0 | 0 | 0
| 21775.3299 | 0 | yes | Deficit |  |  | 0 | 0 | 0 | 0 | 0 |  | 0 | 0 | 0 | 0 | 4860 | no |  | 0 | 24300 | no | 21775.3299 | 0 | no | no | 0 | 0 | 0 | 0 | 0 |  | 0 | 0 | 0 | 0 | 0 | 21775.3299 | 14012.9991 | 17646.1345 | 0 | no | Surplus | yes |  | 0 | 0 | 0 | 3067.8378 | 0 | no | 0 | 0 | 0 | 3067.8378 | 0 |  |  | 0 | 0 | 0 | 0 | 0 |  | 0 | 0 | 0 | 0 | 0
| 23843.942 | 0 | yes | Deficit |  |  | 0 | 0 | 0 | 0 | 0 |  | 0 | 0 | 0 | 0 | 4860 | no |  | 0 | 24300 | no | 23843.942 | 0 | no | no | 0 | 0 | 0 | 0 | 0 |  | 0 | 0 | 0 | 0 | 0 | 23843.942 | 13743.3751 | 19322.4814 | 0 | no | Surplus | yes |  | 0 | 0 | 0 | 3902.7594 | 0 | no | 0 | 0 | 0 | 3902.7594 | 0 |  |  | 0 | 0 | 0 | 0 | 0 |  | 0 | 0 | 0 | 0 | 0
| 18970.9811 | 0 | no | Surplus | yes |  | 0 | 0 | 0 | 4872.9609 | 0 | no | 0 | 0 | 0 | 4872.9609 | 4860 | no | 18970.9811 | 0 | 24300 |  |  | 0 |  |  | 0 | 0 | 0 | 0 | 0 |  | 0 | 0 | 0 | 0 | 0 | 18970.9811 | 13422.0406 | 15373.5666 | 0 | no | Surplus | yes |  | 0 | 0 | 0 | 5900.4408 | 0 | no | 0 | 0 | 0 | 5900.4408 | 0 |  |  | 0 | 0 | 0 | 0 | 0 |  | 0 | 0 | 0 | 0 | 0
| 21213.7677 | 0 | yes | Deficit |  |  | 0 | 0 | 0 | 0 | 0 |  | 0 | 0 | 0 | 0 | 4860 | no |  | 0 | 24300 | no | 21213.7677 | 0 | no | no | 0 | 0 | 0 | 0 | 0 |  | 0 | 0 | 0 | 0 | 0 | 21213.7677 | 10963.6481 | 17191.0598 | 0 | no | Surplus | yes |  | 0 | 0 | 0 | 4409.9184 | 0 | no | 0 | 0 | 0 | 4409.9184 | 0 |  |  | 0 | 0 | 0 | 0 | 0 |  | 0 | 0 | 0 | 0 | 0
| 17147.2456 | 0 | no | Surplus | yes |  | 0 | 0 | 0 | 4066.5222 | 0 | no | 0 | 0 | 0 | 4066.5222 | 4860 | no | 17147.2456 | 0 | 24300 |  |  | 0 |  |  | 0 | 0 | 0 | 0 | 0 |  | 0 | 0 | 0 | 0 | 0 | 17147.2456 | 11995.404 | 13895.6609 | 0 | no | Surplus | yes |  | 0 | 0 | 0 | 5195.6558 | 0 | no | 0 | 0 | 0 | 5195.6558 | 0 |  |  | 0 | 0 | 0 | 0 | 0 |  | 0 | 0 | 0 | 0 | 0
| 15299.6418 | 0 | no | Surplus | yes |  | 0 | 0 | 0 | 1847.6038 | 0 | no | 0 | 0 | 0 | 1847.6038 | 4860 | no | 15299.6418 | 0 | 24300 |  |  | 0 |  |  | 0 | 0 | 0 | 0 | 0 |  | 0 | 0 | 0 | 0 | 0 | 15299.6418 | 13912.2295 | 12398.4131 | 0 | yes | Deficit |  |  | 0 | 0 | 0 | 0 | 0 |  | 0 | 0 | 0 | 0 | 16.5685 | yes |  | 0 | 0 | 0 | 16.5685 | 0 | no | 0 | 0 | 0 | 16.5685 | 0
| 16181.7485 | 0 | yes | Deficit |  |  | 0 | 0 | 0 | 0 | 0 |  | 0 | 0 | 0 | 0 | 4860 | no |  | 0 | 24300 | no | 16181.7485 | 0 | no | no | 0 | 0 | 0 | 0 | 0 |  | 0 | 0 | 0 | 0 | 0 | 16181.7485 | 13306.1598 | 13113.2484 | 0 | yes | Deficit |  |  | 0 | 0 | 0 | 0 | 0 |  | 0 | 0 | 0 | 0 | 907.7467 | yes |  | 0 | 0 | 0 | 907.7467 | 0 | no | 0 | 0 | 0 | 907.7467 | 0
| 18050.3292 | 0 | yes | Deficit |  |  | 0 | 0 | 0 | 0 | 0 |  | 0 | 0 | 0 | 0 | 4860 | no |  | 0 | 24300 | no | 18050.3292 | 0 | no | no | 0 | 0 | 0 | 0 | 0 |  | 0 | 0 | 0 | 0 | 0 | 18050.3292 | 12609.6759 | 14627.4953 | 0 | no | Surplus | yes |  | 0 | 0 | 0 | 503.5725 | 0 | no | 0 | 0 | 0 | 503.5725 | 0 |  |  | 0 | 0 | 0 | 0 | 0 |  | 0 | 0 | 0 | 0 | 0
| 17366.978 | 0 | no | Surplus | yes |  | 0 | 0 | 0 | 683.3512 | 0 | no | 0 | 0 | 0 | 683.3512 | 4860 | no | 17366.978 | 0 | 24300 |  |  | 0 |  |  | 0 | 0 | 0 | 0 | 0 |  | 0 | 0 | 0 | 0 | 0 | 17366.978 | 12495.9086 | 14073.7261 | 0 | no | Surplus | yes |  | 0 | 0 | 0 | 2131.5867 | 0 | no | 0 | 0 | 0 | 2131.5867 | 0 |  |  | 0 | 0 | 0 | 0 | 0 |  | 0 | 0 | 0 | 0 | 0
| 16536.3642 | 0 | no | Surplus | yes |  | 0 | 0 | 0 | 830.6138 | 0 | no | 0 | 0 | 0 | 830.6138 | 4860 | no | 16536.3642 | 0 | 24300 |  |  | 0 |  |  | 0 | 0 | 0 | 0 | 0 |  | 0 | 0 | 0 | 0 | 0 | 16536.3642 | 11398.4017 | 13400.6193 | 0 | no | Surplus | yes |  | 0 | 0 | 0 | 2675.3244 | 0 | no | 0 | 0 | 0 | 2675.3244 | 0 |  |  | 0 | 0 | 0 | 0 | 0 |  | 0 | 0 | 0 | 0 | 0
| 16620.0068 | 0 | yes | Deficit |  |  | 0 | 0 | 0 | 0 | 0 |  | 0 | 0 | 0 | 0 | 4860 | no |  | 0 | 24300 | no | 16620.0068 | 0 | no | no | 0 | 0 | 0 | 0 | 0 |  | 0 | 0 | 0 | 0 | 0 | 16620.0068 | 12417.8967 | 13468.401 | 0 | no | Surplus | yes |  | 0 | 0 | 0 | 982.7226 | 0 | no | 0 | 0 | 0 | 982.7226 | 0 |  |  | 0 | 0 | 0 | 0 | 0 |  | 0 | 0 | 0 | 0 | 0
| 18384.4844 | 0 | yes | Deficit |  |  | 0 | 0 | 0 | 0 | 0 |  | 0 | 0 | 0 | 0 | 4860 | no |  | 0 | 24300 | no | 18384.4844 | 0 | no | no | 0 | 0 | 0 | 0 | 0 |  | 0 | 0 | 0 | 0 | 0 | 18384.4844 | 13717.7551 | 14898.2855 | 0 | yes | Deficit |  |  | 0 | 0 | 0 | 0 | 0 |  | 0 | 0 | 0 | 0 | 249.3541 | yes |  | 0 | 0 | 0 | 249.3541 | 0 | no | 0 | 0 | 0 | 249.3541 | 0
| 17720.7429 | 0 | no | Surplus | yes |  | 0 | 0 | 0 | 663.7414 | 0 | no | 0 | 0 | 0 | 663.7414 | 4860 | no | 17720.7429 | 0 | 24300 |  |  | 0 |  |  | 0 | 0 | 0 | 0 | 0 |  | 0 | 0 | 0 | 0 | 0 | 17720.7429 | 12705.9614 | 14360.4075 | 0 | no | Surplus | yes |  | 0 | 0 | 0 | 2192.3241 | 0 | no | 0 | 0 | 0 | 2192.3241 | 0 |  |  | 0 | 0 | 0 | 0 | 0 |  | 0 | 0 | 0 | 0 | 0
| 19489.2215 | 0 | yes | Deficit |  |  | 0 | 0 | 0 | 0 | 0 |  | 0 | 0 | 0 | 0 | 4860 | no |  | 0 | 24300 | no | 19489.2215 | 0 | no | no | 0 | 0 | 0 | 0 | 0 |  | 0 | 0 | 0 | 0 | 0 | 19489.2215 | 12689.4283 | 15793.5344 | 0 | no | Surplus | yes |  | 0 | 0 | 0 | 1670.9793 | 0 | no | 0 | 0 | 0 | 1670.9793 | 0 |  |  | 0 | 0 | 0 | 0 | 0 |  | 0 | 0 | 0 | 0 | 0
| 17891.852 | 0 | no | Surplus | yes |  | 0 | 0 | 0 | 1597.3694 | 0 | no | 0 | 0 | 0 | 1597.3694 | 4860 | no | 17891.852 | 0 | 24300 |  |  | 0 |  |  | 0 | 0 | 0 | 0 | 0 |  | 0 | 0 | 0 | 0 | 0 | 17891.852 | 12635.5954 | 14499.0697 | 0 | no | Surplus | yes |  | 0 | 0 | 0 | 3157.939 | 0 | no | 0 | 0 | 0 | 3157.939 | 0 |  |  | 0 | 0 | 0 | 0 | 0 |  | 0 | 0 | 0 | 0 | 0
| 17278.1842 | 0 | no | Surplus | yes |  | 0 | 0 | 0 | 613.6678 | 0 | no | 0 | 0 | 0 | 613.6678 | 4860 | no | 17278.1842 | 0 | 24300 |  |  | 0 |  |  | 0 | 0 | 0 | 0 | 0 |  | 0 | 0 | 0 | 0 | 0 | 17278.1842 | 12857.7062 | 14001.77 | 0 | no | Surplus | yes |  | 0 | 0 | 0 | 1641.3635 | 0 | no | 0 | 0 | 0 | 1641.3635 | 0 |  |  | 0 | 0 | 0 | 0 | 0 |  | 0 | 0 | 0 | 0 | 0
| 16768.3142 | 0 | no | Surplus | yes |  | 0 | 0 | 0 | 509.87 | 0 | no | 0 | 0 | 0 | 509.87 | 4860 | no | 16768.3142 | 0 | 24300 |  |  | 0 |  |  | 0 | 0 | 0 | 0 | 0 |  | 0 | 0 | 0 | 0 | 0 | 16768.3142 | 12199.6401 | 13588.5852 | 0 | no | Surplus | yes |  | 0 | 0 | 0 | 1802.1299 | 0 | no | 0 | 0 | 0 | 1802.1299 | 0 |  |  | 0 | 0 | 0 | 0 | 0 |  | 0 | 0 | 0 | 0 | 0
| 18825.9713 | 0 | yes | Deficit |  |  | 0 | 0 | 0 | 0 | 0 |  | 0 | 0 | 0 | 0 | 4860 | no |  | 0 | 24300 | no | 18825.9713 | 0 | no | no | 0 | 0 | 0 | 0 | 0 |  | 0 | 0 | 0 | 0 | 0 | 18825.9713 | 12489.6189 | 15256.0545 | 0 | no | Surplus | yes |  | 0 | 0 | 0 | 1098.9663 | 0 | no | 0 | 0 | 0 | 1098.9663 | 0 |  |  | 0 | 0 | 0 | 0 | 0 |  | 0 | 0 | 0 | 0 | 0
| 18091.6523 | 0 | no | Surplus | yes |  | 0 | 0 | 0 | 734.319 | 0 | no | 0 | 0 | 0 | 734.319 | 4860 | no | 18091.6523 | 0 | 24300 |  |  | 0 |  |  | 0 | 0 | 0 | 0 | 0 |  | 0 | 0 | 0 | 0 | 0 | 18091.6523 | 12699.9544 | 14660.9824 | 0 | no | Surplus | yes |  | 0 | 0 | 0 | 2556.1001 | 0 | no | 0 | 0 | 0 | 2556.1001 | 0 |  |  | 0 | 0 | 0 | 0 | 0 |  | 0 | 0 | 0 | 0 | 0
| 21185.6859 | 0 | yes | Deficit |  |  | 0 | 0 | 0 | 0 | 0 |  | 0 | 0 | 0 | 0 | 4860 | no |  | 0 | 24300 | no | 21185.6859 | 0 | no | no | 0 | 0 | 0 | 0 | 0 |  | 0 | 0 | 0 | 0 | 0 | 21185.6859 | 12797.6359 | 17168.303 | 0 | no | Surplus | yes |  | 0 | 0 | 0 | 1863.3465 | 0 | no | 0 | 0 | 0 | 1863.3465 | 0 |  |  | 0 | 0 | 0 | 0 | 0 |  | 0 | 0 | 0 | 0 | 0
| 18348.5945 | 0 | no | Surplus | yes |  | 0 | 0 | 0 | 2837.0913 | 0 | no | 0 | 0 | 0 | 2837.0913 | 4860 | no | 18348.5945 | 0 | 24300 |  |  | 0 |  |  | 0 | 0 | 0 | 0 | 0 |  | 0 | 0 | 0 | 0 | 0 | 18348.5945 | 12857.4476 | 14869.2014 | 0 | no | Surplus | yes |  | 0 | 0 | 0 | 4310.8554 | 0 | no | 0 | 0 | 0 | 4310.8554 | 0 |  |  | 0 | 0 | 0 | 0 | 0 |  | 0 | 0 | 0 | 0 | 0
| 19869.2287 | 0 | yes | Deficit |  |  | 0 | 0 | 0 | 0 | 0 |  | 0 | 0 | 0 | 0 | 4860 | no |  | 0 | 24300 | no | 19869.2287 | 0 | no | no | 0 | 0 | 0 | 0 | 0 |  | 0 | 0 | 0 | 0 | 0 | 19869.2287 | 12826.86 | 16101.482 | 0 | no | Surplus | yes |  | 0 | 0 | 0 | 2042.3414 | 0 | no | 0 | 0 | 0 | 2042.3414 | 0 |  |  | 0 | 0 | 0 | 0 | 0 |  | 0 | 0 | 0 | 0 | 0
| 18740.5921 | 0 | no | Surplus | yes |  | 0 | 0 | 0 | 1128.6366 | 0 | no | 0 | 0 | 0 | 1128.6366 | 4860 | no | 18740.5921 | 0 | 24300 |  |  | 0 |  |  | 0 | 0 | 0 | 0 | 0 |  | 0 | 0 | 0 | 0 | 0 | 18740.5921 | 12348.8533 | 15186.8656 | 0 | no | Surplus | yes |  | 0 | 0 | 0 | 3752.6286 | 0 | no | 0 | 0 | 0 | 3752.6286 | 0 |  |  | 0 | 0 | 0 | 0 | 0 |  | 0 | 0 | 0 | 0 | 0
| 18579.5925 | 0 | no | Surplus | yes |  | 0 | 0 | 0 | 160.9997 | 0 | no | 0 | 0 | 0 | 160.9997 | 4860 | no | 18579.5925 | 0 | 24300 |  |  | 0 |  |  | 0 | 0 | 0 | 0 | 0 |  | 0 | 0 | 0 | 0 | 0 | 18579.5925 | 13406.1224 | 15056.3959 | 0 | no | Surplus | yes |  | 0 | 0 | 0 | 1780.7432 | 0 | no | 0 | 0 | 0 | 1780.7432 | 0 |  |  | 0 | 0 | 0 | 0 | 0 |  | 0 | 0 | 0 | 0 | 0
| 17643.9596 | 0 | no | Surplus | yes |  | 0 | 0 | 0 | 935.6329 | 0 | no | 0 | 0 | 0 | 935.6329 | 4860 | no | 17643.9596 | 0 | 24300 |  |  | 0 |  |  | 0 | 0 | 0 | 0 | 0 |  | 0 | 0 | 0 | 0 | 0 | 17643.9596 | 13535.9868 | 14298.1844 | 0 | no | Surplus | yes |  | 0 | 0 | 0 | 1520.409 | 0 | no | 0 | 0 | 0 | 1520.409 | 0 |  |  | 0 | 0 | 0 | 0 | 0 |  | 0 | 0 | 0 | 0 | 0
| 19143.8282 | 0 | yes | Deficit |  |  | 0 | 0 | 0 | 0 | 0 |  | 0 | 0 | 0 | 0 | 4860 | no |  | 0 | 24300 | no | 19143.8282 | 0 | no | no | 0 | 0 | 0 | 0 | 0 |  | 0 | 0 | 0 | 0 | 0 | 19143.8282 | 13144.8212 | 15513.6371 | 0 | no | Surplus | yes |  | 0 | 0 | 0 | 1153.3633 | 0 | no | 0 | 0 | 0 | 1153.3633 | 0 |  |  | 0 | 0 | 0 | 0 | 0 |  | 0 | 0 | 0 | 0 | 0
| 18316.0145 | 0 | no | Surplus | yes |  | 0 | 0 | 0 | 827.8137 | 0 | no | 0 | 0 | 0 | 827.8137 | 4860 | no | 18316.0145 | 0 | 24300 |  |  | 0 |  |  | 0 | 0 | 0 | 0 | 0 |  | 0 | 0 | 0 | 0 | 0 | 18316.0145 | 13793.4459 | 14842.7994 | 0 | no | Surplus | yes |  | 0 | 0 | 0 | 1720.1912 | 0 | no | 0 | 0 | 0 | 1720.1912 | 0 |  |  | 0 | 0 | 0 | 0 | 0 |  | 0 | 0 | 0 | 0 | 0
| 16114.3934 | 0 | no | Surplus | yes |  | 0 | 0 | 0 | 2201.621 | 0 | no | 0 | 0 | 0 | 2201.621 | 4860 | no | 16114.3934 | 0 | 24300 |  |  | 0 |  |  | 0 | 0 | 0 | 0 | 0 |  | 0 | 0 | 0 | 0 | 0 | 16114.3934 | 17183.8707 | 13058.6657 | 0 | yes | Deficit |  |  | 0 | 0 | 0 | 0 | 0 |  | 0 | 0 | 0 | 0 | 2341.0713 | yes |  | 0 | 0 | 0 | 2341.0713 | 0 | no | 0 | 0 | 0 | 2341.0713 | 0
| 15495.5463 | 0 | no | Surplus | yes |  | 0 | 0 | 0 | 618.8472 | 0 | no | 0 | 0 | 0 | 618.8472 | 4860 | no | 15495.5463 | 0 | 24300 |  |  | 0 |  |  | 0 | 0 | 0 | 0 | 0 |  | 0 | 0 | 0 | 0 | 0 | 15495.5463 | 17958.5587 | 12557.1688 | 0 | yes | Deficit |  |  | 0 | 0 | 0 | 0 | 0 |  | 0 | 0 | 0 | 0 | 4899.893 | yes |  | 0 | 0 | 0 | 4899.893 | 0 | no | 0 | 0 | 0 | 4899.893 | 0
| 14679.5746 | 0 | no | Surplus | yes |  | 0 | 0 | 0 | 815.9717 | 0 | no | 0 | 0 | 0 | 815.9717 | 4860 | no | 14679.5746 | 0 | 24300 |  |  | 0 |  |  | 0 | 0 | 0 | 0 | 0 |  | 0 | 0 | 0 | 0 | 0 | 14679.5746 | 16722.7071 | 11895.9276 | 0 | yes | Deficit |  |  | 0 | 0 | 0 | 0 | 0 |  | 0 | 0 | 0 | 0 | 4165.5383 | yes |  | 0 | 0 | 0 | 4165.5383 | 0 | no | 0 | 0 | 0 | 4165.5383 | 0
| 19159.3968 | 0 | yes | Deficit |  |  | 0 | 0 | 0 | 0 | 0 |  | 0 | 0 | 0 | 0 | 4860 | no |  | 0 | 24300 | no | 19159.3968 | 0 | no | no | 0 | 0 | 0 | 0 | 0 |  | 0 | 0 | 0 | 0 | 0 | 19159.3968 | 16588.8304 | 15526.2535 | 0 | yes | Deficit |  |  | 0 | 0 | 0 | 0 | 0 |  | 0 | 0 | 0 | 0 | 4692.9028 | yes |  | 0 | 0 | 0 | 4692.9028 | 0 | no | 0 | 0 | 0 | 4692.9028 | 0
| 19569.5848 | 0 | yes | Deficit |  |  | 0 | 0 | 0 | 0 | 0 |  | 0 | 0 | 0 | 0 | 4860 | no |  | 0 | 24300 | no | 19569.5848 | 0 | no | no | 0 | 0 | 0 | 0 | 0 |  | 0 | 0 | 0 | 0 | 0 | 19569.5848 | 17151.7348 | 15858.6587 | 0 | yes | Deficit |  |  | 0 | 0 | 0 | 0 | 0 |  | 0 | 0 | 0 | 0 | 1625.4813 | yes |  | 0 | 0 | 0 | 1625.4813 | 0 | no | 0 | 0 | 0 | 1625.4813 | 0
| 17688.0887 | 0 | no | Surplus | yes |  | 0 | 0 | 0 | 1881.4962 | 0 | no | 0 | 0 | 0 | 1881.4962 | 4860 | no | 17688.0887 | 0 | 24300 |  |  | 0 |  |  | 0 | 0 | 0 | 0 | 0 |  | 0 | 0 | 0 | 0 | 0 | 17688.0887 | 17744.8322 | 14333.9454 | 0 | yes | Deficit |  |  | 0 | 0 | 0 | 0 | 0 |  | 0 | 0 | 0 | 0 | 1886.1735 | yes |  | 0 | 0 | 0 | 1886.1735 | 0 | no | 0 | 0 | 0 | 1886.1735 | 0
| 19525.9618 | 0 | yes | Deficit |  |  | 0 | 0 | 0 | 0 | 0 |  | 0 | 0 | 0 | 0 | 4860 | no |  | 0 | 24300 | no | 19525.9618 | 0 | no | no | 0 | 0 | 0 | 0 | 0 |  | 0 | 0 | 0 | 0 | 0 | 19525.9618 | 17176.7383 | 15823.3078 | 0 | yes | Deficit |  |  | 0 | 0 | 0 | 0 | 0 |  | 0 | 0 | 0 | 0 | 2842.7929 | yes |  | 0 | 0 | 0 | 2842.7929 | 0 | no | 0 | 0 | 0 | 2842.7929 | 0
| 18389.7132 | 0 | no | Surplus | yes |  | 0 | 0 | 0 | 1136.2485 | 0 | no | 0 | 0 | 0 | 1136.2485 | 4860 | no | 18389.7132 | 0 | 24300 |  |  | 0 |  |  | 0 | 0 | 0 | 0 | 0 |  | 0 | 0 | 0 | 0 | 0 | 18389.7132 | 16531.8552 | 14902.5229 | 0 | yes | Deficit |  |  | 0 | 0 | 0 | 0 | 0 |  | 0 | 0 | 0 | 0 | 708.5475 | yes |  | 0 | 0 | 0 | 708.5475 | 0 | no | 0 | 0 | 0 | 708.5475 | 0
| 17856.0662 | 0 | no | Surplus | yes |  | 0 | 0 | 0 | 533.647 | 0 | no | 0 | 0 | 0 | 533.647 | 4860 | no | 17856.0662 | 0 | 24300 |  |  | 0 |  |  | 0 | 0 | 0 | 0 | 0 |  | 0 | 0 | 0 | 0 | 0 | 17856.0662 | 16254.8836 | 14470.0699 | 0 | yes | Deficit |  |  | 0 | 0 | 0 | 0 | 0 |  | 0 | 0 | 0 | 0 | 1352.3607 | yes |  | 0 | 0 | 0 | 1352.3607 | 0 | no | 0 | 0 | 0 | 1352.3607 | 0
| 19902.2122 | 0 | yes | Deficit |  |  | 0 | 0 | 0 | 0 | 0 |  | 0 | 0 | 0 | 0 | 4860 | no |  | 0 | 24300 | no | 19902.2122 | 0 | no | no | 0 | 0 | 0 | 0 | 0 |  | 0 | 0 | 0 | 0 | 0 | 19902.2122 | 17293.3667 | 16128.2108 | 0 | yes | Deficit |  |  | 0 | 0 | 0 | 0 | 0 |  | 0 | 0 | 0 | 0 | 2823.2968 | yes |  | 0 | 0 | 0 | 2823.2968 | 0 | no | 0 | 0 | 0 | 2823.2968 | 0
| 18051.9471 | 0 | no | Surplus | yes |  | 0 | 0 | 0 | 1850.265 | 0 | no | 0 | 0 | 0 | 1850.265 | 4860 | no | 18051.9471 | 0 | 24300 |  |  | 0 |  |  | 0 | 0 | 0 | 0 | 0 |  | 0 | 0 | 0 | 0 | 0 | 18051.9471 | 17558.8804 | 14628.8064 | 0 | yes | Deficit |  |  | 0 | 0 | 0 | 0 | 0 |  | 0 | 0 | 0 | 0 | 1430.6696 | yes |  | 0 | 0 | 0 | 1430.6696 | 0 | no | 0 | 0 | 0 | 1430.6696 | 0
| 18317.8357 | 0 | yes | Deficit |  |  | 0 | 0 | 0 | 0 | 0 |  | 0 | 0 | 0 | 0 | 4860 | no |  | 0 | 24300 | no | 18317.8357 | 0 | no | no | 0 | 0 | 0 | 0 | 0 |  | 0 | 0 | 0 | 0 | 0 | 18317.8357 | 15822.7693 | 14844.2753 | 0 | yes | Deficit |  |  | 0 | 0 | 0 | 0 | 0 |  | 0 | 0 | 0 | 0 | 1193.9629 | yes |  | 0 | 0 | 0 | 1193.9629 | 0 | no | 0 | 0 | 0 | 1193.9629 | 0
| 16956.6782 | 0 | no | Surplus | yes |  | 0 | 0 | 0 | 1361.1575 | 0 | no | 0 | 0 | 0 | 1361.1575 | 4860 | no | 16956.6782 | 0 | 24300 |  |  | 0 |  |  | 0 | 0 | 0 | 0 | 0 |  | 0 | 0 | 0 | 0 | 0 | 16956.6782 | 16679.8157 | 13741.2303 | 0 | yes | Deficit |  |  | 0 | 0 | 0 | 0 | 0 |  | 0 | 0 | 0 | 0 | 1835.5404 | yes |  | 0 | 0 | 0 | 1835.5404 | 0 | no | 0 | 0 | 0 | 1835.5404 | 0
| 16140.2135 | 0 | no | Surplus | yes |  | 0 | 0 | 0 | 816.4647 | 0 | no | 0 | 0 | 0 | 816.4647 | 4860 | no | 16140.2135 | 0 | 24300 |  |  | 0 |  |  | 0 | 0 | 0 | 0 | 0 |  | 0 | 0 | 0 | 0 | 0 | 16140.2135 | 16888.0576 | 13079.5895 | 0 | yes | Deficit |  |  | 0 | 0 | 0 | 0 | 0 |  | 0 | 0 | 0 | 0 | 3146.8273 | yes |  | 0 | 0 | 0 | 3146.8273 | 0 | no | 0 | 0 | 0 | 3146.8273 | 0
| 17360.7604 | 0 | yes | Deficit |  |  | 0 | 0 | 0 | 0 | 0 |  | 0 | 0 | 0 | 0 | 4860 | no |  | 0 | 24300 | no | 17360.7604 | 0 | no | no | 0 | 0 | 0 | 0 | 0 |  | 0 | 0 | 0 | 0 | 0 | 17360.7604 | 16334.6815 | 14068.6876 | 0 | yes | Deficit |  |  | 0 | 0 | 0 | 0 | 0 |  | 0 | 0 | 0 | 0 | 3255.092 | yes |  | 0 | 0 | 0 | 3255.092 | 0 | no | 0 | 0 | 0 | 3255.092 | 0
| 19423.9648 | 0 | yes | Deficit |  |  | 0 | 0 | 0 | 0 | 0 |  | 0 | 0 | 0 | 0 | 4860 | no |  | 0 | 24300 | no | 19423.9648 | 0 | no | no | 0 | 0 | 0 | 0 | 0 |  | 0 | 0 | 0 | 0 | 0 | 19423.9648 | 16746.0607 | 15740.6522 | 0 | yes | Deficit |  |  | 0 | 0 | 0 | 0 | 0 |  | 0 | 0 | 0 | 0 | 2677.3731 | yes |  | 0 | 0 | 0 | 2677.3731 | 0 | no | 0 | 0 | 0 | 2677.3731 | 0
| 15660.4517 | 0 | no | Surplus | yes |  | 0 | 0 | 0 | 3763.5131 | 0 | no | 0 | 0 | 0 | 3763.5131 | 4860 | no | 15660.4517 | 0 | 24300 |  |  | 0 |  |  | 0 | 0 | 0 | 0 | 0 |  | 0 | 0 | 0 | 0 | 0 | 15660.4517 | 16623.8799 | 12690.8036 | 0 | yes | Deficit |  |  | 0 | 0 | 0 | 0 | 0 |  | 0 | 0 | 0 | 0 | 883.2278 | yes |  | 0 | 0 | 0 | 883.2278 | 0 | no | 0 | 0 | 0 | 883.2278 | 0
| 16833.9408 | 0 | yes | Deficit |  |  | 0 | 0 | 0 | 0 | 0 |  | 0 | 0 | 0 | 0 | 4860 | no |  | 0 | 24300 | no | 16833.9408 | 0 | no | no | 0 | 0 | 0 | 0 | 0 |  | 0 | 0 | 0 | 0 | 0 | 16833.9408 | 16886.5965 | 13641.7673 | 0 | yes | Deficit |  |  | 0 | 0 | 0 | 0 | 0 |  | 0 | 0 | 0 | 0 | 4195.7929 | yes |  | 0 | 0 | 0 | 4195.7929 | 0 | no | 0 | 0 | 0 | 4195.7929 | 0
| 18135.3236 | 0 | yes | Deficit |  |  | 0 | 0 | 0 | 0 | 0 |  | 0 | 0 | 0 | 0 | 4860 | no |  | 0 | 24300 | no | 18135.3236 | 0 | no | no | 0 | 0 | 0 | 0 | 0 |  | 0 | 0 | 0 | 0 | 0 | 18135.3236 | 16741.5461 | 14696.3724 | 0 | yes | Deficit |  |  | 0 | 0 | 0 | 0 | 0 |  | 0 | 0 | 0 | 0 | 3099.7788 | yes |  | 0 | 0 | 0 | 3099.7788 | 0 | no | 0 | 0 | 0 | 3099.7788 | 0
| 20228.3656 | 0 | yes | Deficit |  |  | 0 | 0 | 0 | 0 | 0 |  | 0 | 0 | 0 | 0 | 4860 | no |  | 0 | 24300 | no | 20228.3656 | 0 | no | no | 0 | 0 | 0 | 0 | 0 |  | 0 | 0 | 0 | 0 | 0 | 20228.3656 | 16472.2802 | 16392.5167 | 0 | yes | Deficit |  |  | 0 | 0 | 0 | 0 | 0 |  | 0 | 0 | 0 | 0 | 1775.9078 | yes |  | 0 | 0 | 0 | 1775.9078 | 0 | no | 0 | 0 | 0 | 1775.9078 | 0
| 21782.2882 | 0 | yes | Deficit |  |  | 0 | 0 | 0 | 0 | 0 |  | 0 | 0 | 0 | 0 | 4860 | no |  | 0 | 24300 | no | 21782.2882 | 0 | no | no | 0 | 0 | 0 | 0 | 0 |  | 0 | 0 | 0 | 0 | 0 | 21782.2882 | 16178.3982 | 17651.7732 | 0 | no | Surplus | yes |  | 0 | 0 | 0 | 214.1185 | 0 | no | 0 | 0 | 0 | 214.1185 | 0 |  |  | 0 | 0 | 0 | 0 | 0 |  | 0 | 0 | 0 | 0 | 0
| 24763.2271 | 0 | yes | Deficit |  |  | 0 | 0 | 0 | 0 | 0 |  | 0 | 0 | 0 | 0 | 4860 | no |  | 0 | 24300 | yes | 24300 | 463.2271 | yes |  | 0 | 0 | 0 | 463.2271 | 0 | no | 0 | 0 | 0 | 463.2271 | 0 | 24300 | 15910.1448 | 19692.0583 | 0 | no | Surplus | yes |  | 0 | 0 | 0 | 1741.6284 | 0 | no | 0 | 0 | 0 | 1741.6284 | 0 |  |  | 0 | 0 | 0 | 0 | 0 |  | 0 | 0 | 0 | 0 | 0
| 22441.0723 | 0 | no | Surplus | yes |  | 0 | 0 | 0 | 1858.9277 | 0 | no | 0 | 0 | 0 | 1858.9277 | 4860 | no | 22441.0723 | 0 | 24300 |  |  | 0 |  |  | 0 | 0 | 0 | 0 | 0 |  | 0 | 0 | 0 | 0 | 0 | 22441.0723 | 16375.5966 | 18185.6339 | 0 | no | Surplus | yes |  | 0 | 0 | 0 | 3316.4617 | 0 | no | 0 | 0 | 0 | 3316.4617 | 0 |  |  | 0 | 0 | 0 | 0 | 0 |  | 0 | 0 | 0 | 0 | 0
| 19451.0274 | 0 | no | Surplus | yes |  | 0 | 0 | 0 | 2990.0449 | 0 | no | 0 | 0 | 0 | 2990.0449 | 4860 | no | 19451.0274 | 0 | 24300 |  |  | 0 |  |  | 0 | 0 | 0 | 0 | 0 |  | 0 | 0 | 0 | 0 | 0 | 19451.0274 | 17626.0996 | 15762.583 | 0 | no | Surplus | yes |  | 0 | 0 | 0 | 559.5343 | 0 | no | 0 | 0 | 0 | 559.5343 | 0 |  |  | 0 | 0 | 0 | 0 | 0 |  | 0 | 0 | 0 | 0 | 0
| 21980.527 | 0 | yes | Deficit |  |  | 0 | 0 | 0 | 0 | 0 |  | 0 | 0 | 0 | 0 | 4860 | no |  | 0 | 24300 | no | 21980.527 | 0 | no | no | 0 | 0 | 0 | 0 | 0 |  | 0 | 0 | 0 | 0 | 0 | 21980.527 | 17813.4575 | 17812.4206 | 0 | yes | Deficit |  |  | 0 | 0 | 0 | 0 | 0 |  | 0 | 0 | 0 | 0 | 2050.8745 | yes |  | 0 | 0 | 0 | 2050.8745 | 0 | no | 0 | 0 | 0 | 2050.8745 | 0
| 23117.4098 | 0 | yes | Deficit |  |  | 0 | 0 | 0 | 0 | 0 |  | 0 | 0 | 0 | 0 | 4860 | no |  | 0 | 24300 | no | 23117.4098 | 0 | no | no | 0 | 0 | 0 | 0 | 0 |  | 0 | 0 | 0 | 0 | 0 | 23117.4098 | 16813.6121 | 18733.7194 | 0 | no | Surplus | yes |  | 0 | 0 | 0 | 998.8085 | 0 | no | 0 | 0 | 0 | 998.8085 | 0 |  |  | 0 | 0 | 0 | 0 | 0 |  | 0 | 0 | 0 | 0 | 0
| 20672.0923 | 0 | no | Surplus | yes |  | 0 | 0 | 0 | 2445.3175 | 0 | no | 0 | 0 | 0 | 2445.3175 | 4860 | no | 20672.0923 | 0 | 24300 |  |  | 0 |  |  | 0 | 0 | 0 | 0 | 0 |  | 0 | 0 | 0 | 0 | 0 | 20672.0923 | 16616.3192 | 16752.1007 | 0 | no | Surplus | yes |  | 0 | 0 | 0 | 2117.4002 | 0 | no | 0 | 0 | 0 | 2117.4002 | 0 |  |  | 0 | 0 | 0 | 0 | 0 |  | 0 | 0 | 0 | 0 | 0
| 18884.0995 | 0 | no | Surplus | yes |  | 0 | 0 | 0 | 1787.9928 | 0 | no | 0 | 0 | 0 | 1787.9928 | 4860 | no | 18884.0995 | 0 | 24300 |  |  | 0 |  |  | 0 | 0 | 0 | 0 | 0 |  | 0 | 0 | 0 | 0 | 0 | 18884.0995 | 17219.0563 | 15303.16 | 0 | yes | Deficit |  |  | 0 | 0 | 0 | 0 | 0 |  | 0 | 0 | 0 | 0 | 466.9556 | yes |  | 0 | 0 | 0 | 466.9556 | 0 | no | 0 | 0 | 0 | 466.9556 | 0
| 16630.5395 | 0 | no | Surplus | yes |  | 0 | 0 | 0 | 2253.56 | 0 | no | 0 | 0 | 0 | 2253.56 | 4860 | no | 16630.5395 | 0 | 24300 |  |  | 0 |  |  | 0 | 0 | 0 | 0 | 0 |  | 0 | 0 | 0 | 0 | 0 | 16630.5395 | 16960.0459 | 13476.9363 | 0 | yes | Deficit |  |  | 0 | 0 | 0 | 0 | 0 |  | 0 | 0 | 0 | 0 | 1656.8859 | yes |  | 0 | 0 | 0 | 1656.8859 | 0 | no | 0 | 0 | 0 | 1656.8859 | 0
| 13578.6546 | 0 | no | Surplus | yes |  | 0 | 0 | 0 | 3051.8849 | 0 | no | 0 | 0 | 0 | 3051.8849 | 4860 | no | 13578.6546 | 0 | 24300 |  |  | 0 |  |  | 0 | 0 | 0 | 0 | 0 |  | 0 | 0 | 0 | 0 | 0 | 13578.6546 | 16804.4885 | 11003.7719 | 0 | yes | Deficit |  |  | 0 | 0 | 0 | 0 | 0 |  | 0 | 0 | 0 | 0 | 3327.5521 | yes |  | 0 | 0 | 0 | 3327.5521 | 0 | no | 0 | 0 | 0 | 3327.5521 | 0
| 13577.6927 | 0 | no | Surplus | yes |  | 0 | 0 | 0 | 0.96188 | 0 | no | 0 | 0 | 0 | 0.96188 | 4860 | no | 13577.6927 | 0 | 24300 |  |  | 0 |  |  | 0 | 0 | 0 | 0 | 0 |  | 0 | 0 | 0 | 0 | 0 | 13577.6927 | 16948.0858 | 11002.9924 | 0 | yes | Deficit |  |  | 0 | 0 | 0 | 0 | 0 |  | 0 | 0 | 0 | 0 | 5944.3139 | yes |  | 0 | 0 | 0 | 5944.3139 | 0 | no | 0 | 0 | 0 | 5944.3139 | 0
| 13797.8814 | 0 | yes | Deficit |  |  | 0 | 0 | 0 | 0 | 0 |  | 0 | 0 | 0 | 0 | 4860 | no |  | 0 | 24300 | no | 13797.8814 | 0 | no | no | 0 | 0 | 0 | 0 | 0 |  | 0 | 0 | 0 | 0 | 0 | 13797.8814 | 17288.9874 | 11181.4274 | 0 | yes | Deficit |  |  | 0 | 0 | 0 | 0 | 0 |  | 0 | 0 | 0 | 0 | 6285.9949 | yes |  | 0 | 0 | 0 | 6285.9949 | 0 | no | 0 | 0 | 0 | 6285.9949 | 0
| 13594.2945 | 0 | no | Surplus | yes |  | 0 | 0 | 0 | 203.5869 | 0 | no | 0 | 0 | 0 | 203.5869 | 4860 | no | 13594.2945 | 0 | 24300 |  |  | 0 |  |  | 0 | 0 | 0 | 0 | 0 |  | 0 | 0 | 0 | 0 | 0 | 13594.2945 | 17177.4442 | 11016.4461 | 0 | yes | Deficit |  |  | 0 | 0 | 0 | 0 | 0 |  | 0 | 0 | 0 | 0 | 5996.0168 | yes |  | 0 | 0 | 0 | 5996.0168 | 0 | no | 0 | 0 | 0 | 5996.0168 | 0
| 17151.8894 | 0 | yes | Deficit |  |  | 0 | 0 | 0 | 0 | 0 |  | 0 | 0 | 0 | 0 | 4860 | no |  | 0 | 24300 | no | 17151.8894 | 0 | no | no | 0 | 0 | 0 | 0 | 0 |  | 0 | 0 | 0 | 0 | 0 | 17151.8894 | 16553.6095 | 13899.4242 | 0 | yes | Deficit |  |  | 0 | 0 | 0 | 0 | 0 |  | 0 | 0 | 0 | 0 | 5537.1634 | yes |  | 0 | 0 | 0 | 5537.1634 | 0 | no | 0 | 0 | 0 | 5537.1634 | 0
| 17820.4064 | 0 | yes | Deficit |  |  | 0 | 0 | 0 | 0 | 0 |  | 0 | 0 | 0 | 0 | 4860 | no |  | 0 | 24300 | no | 17820.4064 | 0 | no | no | 0 | 0 | 0 | 0 | 0 |  | 0 | 0 | 0 | 0 | 0 | 17820.4064 | 16599.1522 | 14441.1721 | 0 | yes | Deficit |  |  | 0 | 0 | 0 | 0 | 0 |  | 0 | 0 | 0 | 0 | 2699.728 | yes |  | 0 | 0 | 0 | 2699.728 | 0 | no | 0 | 0 | 0 | 2699.728 | 0
| 19242.9261 | 0 | yes | Deficit |  |  | 0 | 0 | 0 | 0 | 0 |  | 0 | 0 | 0 | 0 | 4860 | no |  | 0 | 24300 | no | 19242.9261 | 0 | no | no | 0 | 0 | 0 | 0 | 0 |  | 0 | 0 | 0 | 0 | 0 | 19242.9261 | 16750.5327 | 15593.9434 | 0 | yes | Deficit |  |  | 0 | 0 | 0 | 0 | 0 |  | 0 | 0 | 0 | 0 | 2309.3605 | yes |  | 0 | 0 | 0 | 2309.3605 | 0 | no | 0 | 0 | 0 | 2309.3605 | 0
| 18324.0371 | 0 | no | Surplus | yes |  | 0 | 0 | 0 | 918.889 | 0 | no | 0 | 0 | 0 | 918.889 | 4860 | no | 18324.0371 | 0 | 24300 |  |  | 0 |  |  | 0 | 0 | 0 | 0 | 0 |  | 0 | 0 | 0 | 0 | 0 | 18324.0371 | 17068.448 | 14849.3007 | 0 | yes | Deficit |  |  | 0 | 0 | 0 | 0 | 0 |  | 0 | 0 | 0 | 0 | 1474.5047 | yes |  | 0 | 0 | 0 | 1474.5047 | 0 | no | 0 | 0 | 0 | 1474.5047 | 0
| 17478.0959 | 0 | no | Surplus | yes |  | 0 | 0 | 0 | 845.9412 | 0 | no | 0 | 0 | 0 | 845.9412 | 4860 | no | 17478.0959 | 0 | 24300 |  |  | 0 |  |  | 0 | 0 | 0 | 0 | 0 |  | 0 | 0 | 0 | 0 | 0 | 17478.0959 | 17041.6391 | 14163.773 | 0 | yes | Deficit |  |  | 0 | 0 | 0 | 0 | 0 |  | 0 | 0 | 0 | 0 | 2192.3384 | yes |  | 0 | 0 | 0 | 2192.3384 | 0 | no | 0 | 0 | 0 | 2192.3384 | 0
| 18817.2236 | 0 | yes | Deficit |  |  | 0 | 0 | 0 | 0 | 0 |  | 0 | 0 | 0 | 0 | 4860 | no |  | 0 | 24300 | no | 18817.2236 | 0 | no | no | 0 | 0 | 0 | 0 | 0 |  | 0 | 0 | 0 | 0 | 0 | 18817.2236 | 17218.5378 | 15248.9656 | 0 | yes | Deficit |  |  | 0 | 0 | 0 | 0 | 0 |  | 0 | 0 | 0 | 0 | 3054.7648 | yes |  | 0 | 0 | 0 | 3054.7648 | 0 | no | 0 | 0 | 0 | 3054.7648 | 0
| 16898.0476 | 0 | no | Surplus | yes |  | 0 | 0 | 0 | 1919.176 | 0 | no | 0 | 0 | 0 | 1919.176 | 4860 | no | 16898.0476 | 0 | 24300 |  |  | 0 |  |  | 0 | 0 | 0 | 0 | 0 |  | 0 | 0 | 0 | 0 | 0 | 16898.0476 | 16961.5039 | 13693.7176 | 0 | yes | Deficit |  |  | 0 | 0 | 0 | 0 | 0 |  | 0 | 0 | 0 | 0 | 1712.5383 | yes |  | 0 | 0 | 0 | 1712.5383 | 0 | no | 0 | 0 | 0 | 1712.5383 | 0
| 14938.6908 | 0 | no | Surplus | yes |  | 0 | 0 | 0 | 1959.3568 | 0 | no | 0 | 0 | 0 | 1959.3568 | 4860 | no | 14938.6908 | 0 | 24300 |  |  | 0 |  |  | 0 | 0 | 0 | 0 | 0 |  | 0 | 0 | 0 | 0 | 0 | 14938.6908 | 17265.0036 | 12105.9083 | 0 | yes | Deficit |  |  | 0 | 0 | 0 | 0 | 0 |  | 0 | 0 | 0 | 0 | 3571.286 | yes |  | 0 | 0 | 0 | 3571.286 | 0 | no | 0 | 0 | 0 | 3571.286 | 0
| 16241.2169 | 0 | yes | Deficit |  |  | 0 | 0 | 0 | 0 | 0 |  | 0 | 0 | 0 | 0 | 4860 | no |  | 0 | 24300 | no | 16241.2169 | 0 | no | no | 0 | 0 | 0 | 0 | 0 |  | 0 | 0 | 0 | 0 | 0 | 16241.2169 | 17061.92 | 13161.4399 | 0 | yes | Deficit |  |  | 0 | 0 | 0 | 0 | 0 |  | 0 | 0 | 0 | 0 | 4956.0117 | yes |  | 0 | 0 | 0 | 4956.0117 | 0 | no | 0 | 0 | 0 | 4956.0117 | 0
| 17462.7888 | 0 | yes | Deficit |  |  | 0 | 0 | 0 | 0 | 0 |  | 0 | 0 | 0 | 0 | 4860 | no |  | 0 | 24300 | no | 17462.7888 | 0 | no | no | 0 | 0 | 0 | 0 | 0 |  | 0 | 0 | 0 | 0 | 0 | 17462.7888 | 17168.1457 | 14151.3686 | 0 | yes | Deficit |  |  | 0 | 0 | 0 | 0 | 0 |  | 0 | 0 | 0 | 0 | 4006.7058 | yes |  | 0 | 0 | 0 | 4006.7058 | 0 | no | 0 | 0 | 0 | 4006.7058 | 0
| 17981.0913 | 0 | yes | Deficit |  |  | 0 | 0 | 0 | 0 | 0 |  | 0 | 0 | 0 | 0 | 4860 | no |  | 0 | 24300 | no | 17981.0913 | 0 | no | no | 0 | 0 | 0 | 0 | 0 |  | 0 | 0 | 0 | 0 | 0 | 17981.0913 | 16305.6914 | 14571.3868 | 0 | yes | Deficit |  |  | 0 | 0 | 0 | 0 | 0 |  | 0 | 0 | 0 | 0 | 2154.3228 | yes |  | 0 | 0 | 0 | 2154.3228 | 0 | no | 0 | 0 | 0 | 2154.3228 | 0
| 19697.626 | 0 | yes | Deficit |  |  | 0 | 0 | 0 | 0 | 0 |  | 0 | 0 | 0 | 0 | 4860 | no |  | 0 | 24300 | no | 19697.626 | 0 | no | no | 0 | 0 | 0 | 0 | 0 |  | 0 | 0 | 0 | 0 | 0 | 19697.626 | 16880.5277 | 15962.4198 | 0 | yes | Deficit |  |  | 0 | 0 | 0 | 0 | 0 |  | 0 | 0 | 0 | 0 | 2309.1409 | yes |  | 0 | 0 | 0 | 2309.1409 | 0 | no | 0 | 0 | 0 | 2309.1409 | 0
| 17091.225 | 0 | no | Surplus | yes |  | 0 | 0 | 0 | 2606.401 | 0 | no | 0 | 0 | 0 | 2606.401 | 4860 | no | 17091.225 | 0 | 24300 |  |  | 0 |  |  | 0 | 0 | 0 | 0 | 0 |  | 0 | 0 | 0 | 0 | 0 | 17091.225 | 17607.834 | 13850.2634 | 0 | yes | Deficit |  |  | 0 | 0 | 0 | 0 | 0 |  | 0 | 0 | 0 | 0 | 1645.4142 | yes |  | 0 | 0 | 0 | 1645.4142 | 0 | no | 0 | 0 | 0 | 1645.4142 | 0
| 18557.8963 | 0 | yes | Deficit |  |  | 0 | 0 | 0 | 0 | 0 |  | 0 | 0 | 0 | 0 | 4860 | no |  | 0 | 24300 | no | 18557.8963 | 0 | no | no | 0 | 0 | 0 | 0 | 0 |  | 0 | 0 | 0 | 0 | 0 | 18557.8963 | 18464.2484 | 15038.8139 | 0 | yes | Deficit |  |  | 0 | 0 | 0 | 0 | 0 |  | 0 | 0 | 0 | 0 | 4613.985 | yes |  | 0 | 0 | 0 | 4613.985 | 0 | no | 0 | 0 | 0 | 4613.985 | 0
| 19314.1119 | 0 | yes | Deficit |  |  | 0 | 0 | 0 | 0 | 0 |  | 0 | 0 | 0 | 0 | 4860 | no |  | 0 | 24300 | no | 19314.1119 | 0 | no | no | 0 | 0 | 0 | 0 | 0 |  | 0 | 0 | 0 | 0 | 0 | 19314.1119 | 15118.1714 | 15651.6304 | 0 | yes | Deficit |  |  | 0 | 0 | 0 | 0 | 0 |  | 0 | 0 | 0 | 0 | 79.3575 | yes |  | 0 | 0 | 0 | 79.3575 | 0 | no | 0 | 0 | 0 | 79.3575 | 0
| 17051.3997 | 0 | no | Surplus | yes |  | 0 | 0 | 0 | 2262.7123 | 0 | no | 0 | 0 | 0 | 2262.7123 | 4860 | no | 17051.3997 | 0 | 24300 |  |  | 0 |  |  | 0 | 0 | 0 | 0 | 0 |  | 0 | 0 | 0 | 0 | 0 | 17051.3997 | 14825.7998 | 13817.99 | 0 | no | Surplus | yes |  | 0 | 0 | 0 | 825.8306 | 0 | no | 0 | 0 | 0 | 825.8306 | 0 |  |  | 0 | 0 | 0 | 0 | 0 |  | 0 | 0 | 0 | 0 | 0
| 17888.2623 | 0 | yes | Deficit |  |  | 0 | 0 | 0 | 0 | 0 |  | 0 | 0 | 0 | 0 | 4860 | no |  | 0 | 24300 | no | 17888.2623 | 0 | no | no | 0 | 0 | 0 | 0 | 0 |  | 0 | 0 | 0 | 0 | 0 | 17888.2623 | 14733.9 | 14496.1607 | 0 | yes | Deficit |  |  | 0 | 0 | 0 | 0 | 0 |  | 0 | 0 | 0 | 0 | 915.91 | yes |  | 0 | 0 | 0 | 915.91 | 0 | no | 0 | 0 | 0 | 915.91 | 0
| 19697.802 | 0 | yes | Deficit |  |  | 0 | 0 | 0 | 0 | 0 |  | 0 | 0 | 0 | 0 | 4860 | no |  | 0 | 24300 | no | 19697.802 | 0 | no | no | 0 | 0 | 0 | 0 | 0 |  | 0 | 0 | 0 | 0 | 0 | 19697.802 | 13452.4321 | 15962.5624 | 0 | no | Surplus | yes |  | 0 | 0 | 0 | 1043.7286 | 0 | no | 0 | 0 | 0 | 1043.7286 | 0 |  |  | 0 | 0 | 0 | 0 | 0 |  | 0 | 0 | 0 | 0 | 0
| 15016.2377 | 0 | no | Surplus | yes |  | 0 | 0 | 0 | 4681.5643 | 0 | no | 0 | 0 | 0 | 4681.5643 | 4860 | no | 15016.2377 | 0 | 24300 |  |  | 0 |  |  | 0 | 0 | 0 | 0 | 0 |  | 0 | 0 | 0 | 0 | 0 | 15016.2377 | 15225.2064 | 12168.7502 | 0 | no | Surplus | yes |  | 0 | 0 | 0 | 737.3561 | 0 | no | 0 | 0 | 0 | 737.3561 | 0 |  |  | 0 | 0 | 0 | 0 | 0 |  | 0 | 0 | 0 | 0 | 0
| 14567.1443 | 0 | no | Surplus | yes |  | 0 | 0 | 0 | 449.0934 | 0 | no | 0 | 0 | 0 | 449.0934 | 4860 | no | 14567.1443 | 0 | 24300 |  |  | 0 |  |  | 0 | 0 | 0 | 0 | 0 |  | 0 | 0 | 0 | 0 | 0 | 14567.1443 | 13733.5726 | 11804.8171 | 0 | yes | Deficit |  |  | 0 | 0 | 0 | 0 | 0 |  | 0 | 0 | 0 | 0 | 1564.8224 | yes |  | 0 | 0 | 0 | 1564.8224 | 0 | no | 0 | 0 | 0 | 1564.8224 | 0
| 16768.7111 | 0 | yes | Deficit |  |  | 0 | 0 | 0 | 0 | 0 |  | 0 | 0 | 0 | 0 | 4860 | no |  | 0 | 24300 | no | 16768.7111 | 0 | no | no | 0 | 0 | 0 | 0 | 0 |  | 0 | 0 | 0 | 0 | 0 | 16768.7111 | 13399.9952 | 13588.9069 | 0 | yes | Deficit |  |  | 0 | 0 | 0 | 0 | 0 |  | 0 | 0 | 0 | 0 | 1595.1781 | yes |  | 0 | 0 | 0 | 1595.1781 | 0 | no | 0 | 0 | 0 | 1595.1781 | 0
| 17342.2057 | 0 | yes | Deficit |  |  | 0 | 0 | 0 | 0 | 0 |  | 0 | 0 | 0 | 0 | 4860 | no |  | 0 | 24300 | no | 17342.2057 | 0 | no | no | 0 | 0 | 0 | 0 | 0 |  | 0 | 0 | 0 | 0 | 0 | 17342.2057 | 14532.9369 | 14053.6513 | 0 | yes | Deficit |  |  | 0 | 0 | 0 | 0 | 0 |  | 0 | 0 | 0 | 0 | 944.03 | yes |  | 0 | 0 | 0 | 944.03 | 0 | no | 0 | 0 | 0 | 944.03 | 0
| 19849.0493 | 0 | yes | Deficit |  |  | 0 | 0 | 0 | 0 | 0 |  | 0 | 0 | 0 | 0 | 4860 | no |  | 0 | 24300 | no | 19849.0493 | 0 | no | no | 0 | 0 | 0 | 0 | 0 |  | 0 | 0 | 0 | 0 | 0 | 19849.0493 | 12521.7396 | 16085.1291 | 0 | no | Surplus | yes |  | 0 | 0 | 0 | 1531.9117 | 0 | no | 0 | 0 | 0 | 1531.9117 | 0 |  |  | 0 | 0 | 0 | 0 | 0 |  | 0 | 0 | 0 | 0 | 0
| 18958.4576 | 0 | no | Surplus | yes |  | 0 | 0 | 0 | 890.5917 | 0 | no | 0 | 0 | 0 | 890.5917 | 4860 | no | 18958.4576 | 0 | 24300 |  |  | 0 |  |  | 0 | 0 | 0 | 0 | 0 |  | 0 | 0 | 0 | 0 | 0 | 18958.4576 | 11999.434 | 15363.4178 | 0 | no | Surplus | yes |  | 0 | 0 | 0 | 4085.6951 | 0 | no | 0 | 0 | 0 | 4085.6951 | 0 |  |  | 0 | 0 | 0 | 0 | 0 |  | 0 | 0 | 0 | 0 | 0
| 15834.1807 | 0 | no | Surplus | yes |  | 0 | 0 | 0 | 3124.2769 | 0 | no | 0 | 0 | 0 | 3124.2769 | 4860 | no | 15834.1807 | 0 | 24300 |  |  | 0 |  |  | 0 | 0 | 0 | 0 | 0 |  | 0 | 0 | 0 | 0 | 0 | 15834.1807 | 11953.253 | 12831.5889 | 0 | no | Surplus | yes |  | 0 | 0 | 0 | 3410.1649 | 0 | no | 0 | 0 | 0 | 3410.1649 | 0 |  |  | 0 | 0 | 0 | 0 | 0 |  | 0 | 0 | 0 | 0 | 0
| 16387.9189 | 0 | yes | Deficit |  |  | 0 | 0 | 0 | 0 | 0 |  | 0 | 0 | 0 | 0 | 4860 | no |  | 0 | 24300 | no | 16387.9189 | 0 | no | no | 0 | 0 | 0 | 0 | 0 |  | 0 | 0 | 0 | 0 | 0 | 16387.9189 | 12529.0118 | 13280.3233 | 0 | no | Surplus | yes |  | 0 | 0 | 0 | 302.5771 | 0 | no | 0 | 0 | 0 | 302.5771 | 0 |  |  | 0 | 0 | 0 | 0 | 0 |  | 0 | 0 | 0 | 0 | 0
| 16090.3571 | 0 | no | Surplus | yes |  | 0 | 0 | 0 | 297.5619 | 0 | no | 0 | 0 | 0 | 297.5619 | 4860 | no | 16090.3571 | 0 | 24300 |  |  | 0 |  |  | 0 | 0 | 0 | 0 | 0 |  | 0 | 0 | 0 | 0 | 0 | 16090.3571 | 12579.1162 | 13039.1872 | 0 | no | Surplus | yes |  | 0 | 0 | 0 | 701.207 | 0 | no | 0 | 0 | 0 | 701.207 | 0 |  |  | 0 | 0 | 0 | 0 | 0 |  | 0 | 0 | 0 | 0 | 0
| 16194.5854 | 0 | yes | Deficit |  |  | 0 | 0 | 0 | 0 | 0 |  | 0 | 0 | 0 | 0 | 4860 | no |  | 0 | 24300 | no | 16194.5854 | 0 | no | no | 0 | 0 | 0 | 0 | 0 |  | 0 | 0 | 0 | 0 | 0 | 16194.5854 | 13056.923 | 13123.6511 | 0 | yes | Deficit |  |  | 0 | 0 | 0 | 0 | 0 |  | 0 | 0 | 0 | 0 | 17.7358 | yes |  | 0 | 0 | 0 | 17.7358 | 0 | no | 0 | 0 | 0 | 17.7358 | 0
| 16916.2517 | 0 | yes | Deficit |  |  | 0 | 0 | 0 | 0 | 0 |  | 0 | 0 | 0 | 0 | 4860 | no |  | 0 | 24300 | no | 16916.2517 | 0 | no | no | 0 | 0 | 0 | 0 | 0 |  | 0 | 0 | 0 | 0 | 0 | 16916.2517 | 13905.4401 | 13708.4698 | 0 | yes | Deficit |  |  | 0 | 0 | 0 | 0 | 0 |  | 0 | 0 | 0 | 0 | 781.789 | yes |  | 0 | 0 | 0 | 781.789 | 0 | no | 0 | 0 | 0 | 781.789 | 0
| 20539.5238 | 0 | yes | Deficit |  |  | 0 | 0 | 0 | 0 | 0 |  | 0 | 0 | 0 | 0 | 4860 | no |  | 0 | 24300 | no | 20539.5238 | 0 | no | no | 0 | 0 | 0 | 0 | 0 |  | 0 | 0 | 0 | 0 | 0 | 20539.5238 | 15759.0041 | 16644.6708 | 0 | yes | Deficit |  |  | 0 | 0 | 0 | 0 | 0 |  | 0 | 0 | 0 | 0 | 2050.5344 | yes |  | 0 | 0 | 0 | 2050.5344 | 0 | no | 0 | 0 | 0 | 2050.5344 | 0
| 16635.7199 | 0 | no | Surplus | yes |  | 0 | 0 | 0 | 3903.8039 | 0 | no | 0 | 0 | 0 | 3903.8039 | 4860 | no | 16635.7199 | 0 | 24300 |  |  | 0 |  |  | 0 | 0 | 0 | 0 | 0 |  | 0 | 0 | 0 | 0 | 0 | 16635.7199 | 15834.9324 | 13481.1344 | 0 | no | Surplus | yes |  | 0 | 0 | 0 | 809.7384 | 0 | no | 0 | 0 | 0 | 809.7384 | 0 |  |  | 0 | 0 | 0 | 0 | 0 |  | 0 | 0 | 0 | 0 | 0
| 16034.3564 | 0 | no | Surplus | yes |  | 0 | 0 | 0 | 601.3634 | 0 | no | 0 | 0 | 0 | 601.3634 | 4860 | no | 16034.3564 | 0 | 24300 |  |  | 0 |  |  | 0 | 0 | 0 | 0 | 0 |  | 0 | 0 | 0 | 0 | 0 | 16034.3564 | 16156.7241 | 12993.8059 | 0 | yes | Deficit |  |  | 0 | 0 | 0 | 0 | 0 |  | 0 | 0 | 0 | 0 | 2675.5897 | yes |  | 0 | 0 | 0 | 2675.5897 | 0 | no | 0 | 0 | 0 | 2675.5897 | 0
| 16799.1101 | 0 | yes | Deficit |  |  | 0 | 0 | 0 | 0 | 0 |  | 0 | 0 | 0 | 0 | 4860 | no |  | 0 | 24300 | no | 16799.1101 | 0 | no | no | 0 | 0 | 0 | 0 | 0 |  | 0 | 0 | 0 | 0 | 0 | 16799.1101 | 16261.6701 | 13613.5414 | 0 | yes | Deficit |  |  | 0 | 0 | 0 | 0 | 0 |  | 0 | 0 | 0 | 0 | 3267.8642 | yes |  | 0 | 0 | 0 | 3267.8642 | 0 | no | 0 | 0 | 0 | 3267.8642 | 0
| 15710.1307 | 0 | no | Surplus | yes |  | 0 | 0 | 0 | 1088.9794 | 0 | no | 0 | 0 | 0 | 1088.9794 | 4860 | no | 15710.1307 | 0 | 24300 |  |  | 0 |  |  | 0 | 0 | 0 | 0 | 0 |  | 0 | 0 | 0 | 0 | 0 | 15710.1307 | 15903.6263 | 12731.0622 | 0 | yes | Deficit |  |  | 0 | 0 | 0 | 0 | 0 |  | 0 | 0 | 0 | 0 | 2290.0849 | yes |  | 0 | 0 | 0 | 2290.0849 | 0 | no | 0 | 0 | 0 | 2290.0849 | 0
| 15346.1716 | 0 | no | Surplus | yes |  | 0 | 0 | 0 | 363.9592 | 0 | no | 0 | 0 | 0 | 363.9592 | 4860 | no | 15346.1716 | 0 | 24300 |  |  | 0 |  |  | 0 | 0 | 0 | 0 | 0 |  | 0 | 0 | 0 | 0 | 0 | 15346.1716 | 15859.3736 | 12436.1196 | 0 | yes | Deficit |  |  | 0 | 0 | 0 | 0 | 0 |  | 0 | 0 | 0 | 0 | 3128.3114 | yes |  | 0 | 0 | 0 | 3128.3114 | 0 | no | 0 | 0 | 0 | 3128.3114 | 0
| 15840.1712 | 0 | yes | Deficit |  |  | 0 | 0 | 0 | 0 | 0 |  | 0 | 0 | 0 | 0 | 4860 | no |  | 0 | 24300 | no | 15840.1712 | 0 | no | no | 0 | 0 | 0 | 0 | 0 |  | 0 | 0 | 0 | 0 | 0 | 15840.1712 | 16026.5334 | 12836.4435 | 0 | yes | Deficit |  |  | 0 | 0 | 0 | 0 | 0 |  | 0 | 0 | 0 | 0 | 3590.4138 | yes |  | 0 | 0 | 0 | 3590.4138 | 0 | no | 0 | 0 | 0 | 3590.4138 | 0
| 19243.5419 | 0 | yes | Deficit |  |  | 0 | 0 | 0 | 0 | 0 |  | 0 | 0 | 0 | 0 | 4860 | no |  | 0 | 24300 | no | 19243.5419 | 0 | no | no | 0 | 0 | 0 | 0 | 0 |  | 0 | 0 | 0 | 0 | 0 | 19243.5419 | 15987.647 | 15594.4424 | 0 | yes | Deficit |  |  | 0 | 0 | 0 | 0 | 0 |  | 0 | 0 | 0 | 0 | 3151.2036 | yes |  | 0 | 0 | 0 | 3151.2036 | 0 | no | 0 | 0 | 0 | 3151.2036 | 0
| 21130.6239 | 0 | yes | Deficit |  |  | 0 | 0 | 0 | 0 | 0 |  | 0 | 0 | 0 | 0 | 4860 | no |  | 0 | 24300 | no | 21130.6239 | 0 | no | no | 0 | 0 | 0 | 0 | 0 |  | 0 | 0 | 0 | 0 | 0 | 21130.6239 | 16354.5611 | 17123.6823 | 0 | yes | Deficit |  |  | 0 | 0 | 0 | 0 | 0 |  | 0 | 0 | 0 | 0 | 760.1187 | yes |  | 0 | 0 | 0 | 760.1187 | 0 | no | 0 | 0 | 0 | 760.1187 | 0
| 21572.8055 | 0 | yes | Deficit |  |  | 0 | 0 | 0 | 0 | 0 |  | 0 | 0 | 0 | 0 | 4860 | no |  | 0 | 24300 | no | 21572.8055 | 0 | no | no | 0 | 0 | 0 | 0 | 0 |  | 0 | 0 | 0 | 0 | 0 | 21572.8055 | 16520.9937 | 17482.0142 | 0 | no | Surplus | yes |  | 0 | 0 | 0 | 602.6886 | 0 | no | 0 | 0 | 0 | 602.6886 | 0 |  |  | 0 | 0 | 0 | 0 | 0 |  | 0 | 0 | 0 | 0 | 0
| 20027.8289 | 0 | no | Surplus | yes |  | 0 | 0 | 0 | 1544.9766 | 0 | no | 0 | 0 | 0 | 1544.9766 | 4860 | no | 20027.8289 | 0 | 24300 |  |  | 0 |  |  | 0 | 0 | 0 | 0 | 0 |  | 0 | 0 | 0 | 0 | 0 | 20027.8289 | 16827.8317 | 16230.0072 | 0 | no | Surplus | yes |  | 0 | 0 | 0 | 654.1825 | 0 | no | 0 | 0 | 0 | 654.1825 | 0 |  |  | 0 | 0 | 0 | 0 | 0 |  | 0 | 0 | 0 | 0 | 0
| 20854.2587 | 0 | yes | Deficit |  |  | 0 | 0 | 0 | 0 | 0 |  | 0 | 0 | 0 | 0 | 4860 | no |  | 0 | 24300 | no | 20854.2587 | 0 | no | no | 0 | 0 | 0 | 0 | 0 |  | 0 | 0 | 0 | 0 | 0 | 20854.2587 | 16308.7961 | 16899.7234 | 0 | yes | Deficit |  |  | 0 | 0 | 0 | 0 | 0 |  | 0 | 0 | 0 | 0 | 78.7889 | yes |  | 0 | 0 | 0 | 78.7889 | 0 | no | 0 | 0 | 0 | 78.7889 | 0
| 20255.6649 | 0 | no | Surplus | yes |  | 0 | 0 | 0 | 598.5939 | 0 | no | 0 | 0 | 0 | 598.5939 | 4860 | no | 20255.6649 | 0 | 24300 |  |  | 0 |  |  | 0 | 0 | 0 | 0 | 0 |  | 0 | 0 | 0 | 0 | 0 | 20255.6649 | 15351.0734 | 16414.6393 | 0 | no | Surplus | yes |  | 0 | 0 | 0 | 1548.6501 | 0 | no | 0 | 0 | 0 | 1548.6501 | 0 |  |  | 0 | 0 | 0 | 0 | 0 |  | 0 | 0 | 0 | 0 | 0
| 22998.6255 | 0 | yes | Deficit |  |  | 0 | 0 | 0 | 0 | 0 |  | 0 | 0 | 0 | 0 | 4860 | no |  | 0 | 24300 | no | 22998.6255 | 0 | no | no | 0 | 0 | 0 | 0 | 0 |  | 0 | 0 | 0 | 0 | 0 | 22998.6255 | 16292.182 | 18637.4599 | 0 | no | Surplus | yes |  | 0 | 0 | 0 | 122.4573 | 0 | no | 0 | 0 | 0 | 122.4573 | 0 |  |  | 0 | 0 | 0 | 0 | 0 |  | 0 | 0 | 0 | 0 | 0
| 19095.5506 | 0 | no | Surplus | yes |  | 0 | 0 | 0 | 3903.0749 | 0 | no | 0 | 0 | 0 | 3903.0749 | 4860 | no | 19095.5506 | 0 | 24300 |  |  | 0 |  |  | 0 | 0 | 0 | 0 | 0 |  | 0 | 0 | 0 | 0 | 0 | 19095.5506 | 16531.0463 | 15474.5143 | 0 | no | Surplus | yes |  | 0 | 0 | 0 | 2106.4136 | 0 | no | 0 | 0 | 0 | 2106.4136 | 0 |  |  | 0 | 0 | 0 | 0 | 0 |  | 0 | 0 | 0 | 0 | 0
| 19533.3987 | 0 | yes | Deficit |  |  | 0 | 0 | 0 | 0 | 0 |  | 0 | 0 | 0 | 0 | 4860 | no |  | 0 | 24300 | no | 19533.3987 | 0 | no | no | 0 | 0 | 0 | 0 | 0 |  | 0 | 0 | 0 | 0 | 0 | 19533.3987 | 16640.0882 | 15829.3344 | 0 | yes | Deficit |  |  | 0 | 0 | 0 | 0 | 0 |  | 0 | 0 | 0 | 0 | 1165.5739 | yes |  | 0 | 0 | 0 | 1165.5739 | 0 | no | 0 | 0 | 0 | 1165.5739 | 0
| 20382.164 | 0 | yes | Deficit |  |  | 0 | 0 | 0 | 0 | 0 |  | 0 | 0 | 0 | 0 | 4860 | no |  | 0 | 24300 | no | 20382.164 | 0 | no | no | 0 | 0 | 0 | 0 | 0 |  | 0 | 0 | 0 | 0 | 0 | 20382.164 | 15980.3989 | 16517.1508 | 0 | yes | Deficit |  |  | 0 | 0 | 0 | 0 | 0 |  | 0 | 0 | 0 | 0 | 151.0644 | yes |  | 0 | 0 | 0 | 151.0644 | 0 | no | 0 | 0 | 0 | 151.0644 | 0
| 18679.3971 | 0 | no | Surplus | yes |  | 0 | 0 | 0 | 1702.767 | 0 | no | 0 | 0 | 0 | 1702.767 | 4860 | no | 18679.3971 | 0 | 24300 |  |  | 0 |  |  | 0 | 0 | 0 | 0 | 0 |  | 0 | 0 | 0 | 0 | 0 | 18679.3971 | 15186.6251 | 15137.2748 | 0 | no | Surplus | yes |  | 0 | 0 | 0 | 1330.5257 | 0 | no | 0 | 0 | 0 | 1330.5257 | 0 |  |  | 0 | 0 | 0 | 0 | 0 |  | 0 | 0 | 0 | 0 | 0
| 18192.1581 | 0 | no | Surplus | yes |  | 0 | 0 | 0 | 487.2389 | 0 | no | 0 | 0 | 0 | 487.2389 | 4860 | no | 18192.1581 | 0 | 24300 |  |  | 0 |  |  | 0 | 0 | 0 | 0 | 0 |  | 0 | 0 | 0 | 0 | 0 | 18192.1581 | 15727.7876 | 14742.4296 | 0 | yes | Deficit |  |  | 0 | 0 | 0 | 0 | 0 |  | 0 | 0 | 0 | 0 | 590.5128 | yes |  | 0 | 0 | 0 | 590.5128 | 0 | no | 0 | 0 | 0 | 590.5128 | 0
| 19037.464 | 0 | yes | Deficit |  |  | 0 | 0 | 0 | 0 | 0 |  | 0 | 0 | 0 | 0 | 4860 | no |  | 0 | 24300 | no | 19037.464 | 0 | no | no | 0 | 0 | 0 | 0 | 0 |  | 0 | 0 | 0 | 0 | 0 | 19037.464 | 14236.7478 | 15427.4425 | 0 | no | Surplus | yes |  | 0 | 0 | 0 | 505.6818 | 0 | no | 0 | 0 | 0 | 505.6818 | 0 |  |  | 0 | 0 | 0 | 0 | 0 |  | 0 | 0 | 0 | 0 | 0
| 20933.7258 | 0 | yes | Deficit |  |  | 0 | 0 | 0 | 0 | 0 |  | 0 | 0 | 0 | 0 | 4860 | no |  | 0 | 24300 | no | 20933.7258 | 0 | no | no | 0 | 0 | 0 | 0 | 0 |  | 0 | 0 | 0 | 0 | 0 | 20933.7258 | 15337.1135 | 16964.1214 | 0 | no | Surplus | yes |  | 0 | 0 | 0 | 90.329 | 0 | no | 0 | 0 | 0 | 90.329 | 0 |  |  | 0 | 0 | 0 | 0 | 0 |  | 0 | 0 | 0 | 0 | 0
| 17082.3415 | 0 | no | Surplus | yes |  | 0 | 0 | 0 | 3851.3843 | 0 | no | 0 | 0 | 0 | 3851.3843 | 4860 | no | 17082.3415 | 0 | 24300 |  |  | 0 |  |  | 0 | 0 | 0 | 0 | 0 |  | 0 | 0 | 0 | 0 | 0 | 17082.3415 | 15471.5936 | 13843.0644 | 0 | no | Surplus | yes |  | 0 | 0 | 0 | 1492.5278 | 0 | no | 0 | 0 | 0 | 1492.5278 | 0 |  |  | 0 | 0 | 0 | 0 | 0 |  | 0 | 0 | 0 | 0 | 0
| 15792.5128 | 0 | no | Surplus | yes |  | 0 | 0 | 0 | 1289.8287 | 0 | no | 0 | 0 | 0 | 1289.8287 | 4860 | no | 15792.5128 | 0 | 24300 |  |  | 0 |  |  | 0 | 0 | 0 | 0 | 0 |  | 0 | 0 | 0 | 0 | 0 | 15792.5128 | 15675.2037 | 12797.8224 | 0 | yes | Deficit |  |  | 0 | 0 | 0 | 0 | 0 |  | 0 | 0 | 0 | 0 | 1832.1393 | yes |  | 0 | 0 | 0 | 1832.1393 | 0 | no | 0 | 0 | 0 | 1832.1393 | 0
| 17104.9931 | 0 | yes | Deficit |  |  | 0 | 0 | 0 | 0 | 0 |  | 0 | 0 | 0 | 0 | 4860 | no |  | 0 | 24300 | no | 17104.9931 | 0 | no | no | 0 | 0 | 0 | 0 | 0 |  | 0 | 0 | 0 | 0 | 0 | 17104.9931 | 16359.6931 | 13861.4207 | 0 | yes | Deficit |  |  | 0 | 0 | 0 | 0 | 0 |  | 0 | 0 | 0 | 0 | 3561.8707 | yes |  | 0 | 0 | 0 | 3561.8707 | 0 | no | 0 | 0 | 0 | 3561.8707 | 0
| 17212.3486 | 0 | yes | Deficit |  |  | 0 | 0 | 0 | 0 | 0 |  | 0 | 0 | 0 | 0 | 4860 | no |  | 0 | 24300 | no | 17212.3486 | 0 | no | no | 0 | 0 | 0 | 0 | 0 |  | 0 | 0 | 0 | 0 | 0 | 17212.3486 | 15744.2172 | 13948.4186 | 0 | yes | Deficit |  |  | 0 | 0 | 0 | 0 | 0 |  | 0 | 0 | 0 | 0 | 1882.7965 | yes |  | 0 | 0 | 0 | 1882.7965 | 0 | no | 0 | 0 | 0 | 1882.7965 | 0
| 18961.0005 | 0 | yes | Deficit |  |  | 0 | 0 | 0 | 0 | 0 |  | 0 | 0 | 0 | 0 | 4860 | no |  | 0 | 24300 | no | 18961.0005 | 0 | no | no | 0 | 0 | 0 | 0 | 0 |  | 0 | 0 | 0 | 0 | 0 | 18961.0005 | 15473.8314 | 15365.4785 | 0 | yes | Deficit |  |  | 0 | 0 | 0 | 0 | 0 |  | 0 | 0 | 0 | 0 | 1525.4128 | yes |  | 0 | 0 | 0 | 1525.4128 | 0 | no | 0 | 0 | 0 | 1525.4128 | 0
| 23604.238 | 0 | yes | Deficit |  |  | 0 | 0 | 0 | 0 | 0 |  | 0 | 0 | 0 | 0 | 4860 | no |  | 0 | 24300 | no | 23604.238 | 0 | no | no | 0 | 0 | 0 | 0 | 0 |  | 0 | 0 | 0 | 0 | 0 | 23604.238 | 15361.0551 | 19128.2318 | 0 | no | Surplus | yes |  | 0 | 0 | 0 | 4.4234 | 0 | no | 0 | 0 | 0 | 4.4234 | 0 |  |  | 0 | 0 | 0 | 0 | 0 |  | 0 | 0 | 0 | 0 | 0
| 19995.5187 | 0 | no | Surplus | yes |  | 0 | 0 | 0 | 3608.7193 | 0 | no | 0 | 0 | 0 | 3608.7193 | 4860 | no | 19995.5187 | 0 | 24300 |  |  | 0 |  |  | 0 | 0 | 0 | 0 | 0 |  | 0 | 0 | 0 | 0 | 0 | 19995.5187 | 14156.8063 | 16203.8239 | 0 | no | Surplus | yes |  | 0 | 0 | 0 | 4971.4255 | 0 | no | 0 | 0 | 0 | 4971.4255 | 0 |  |  | 0 | 0 | 0 | 0 | 0 |  | 0 | 0 | 0 | 0 | 0
| 15773.3722 | 0 | no | Surplus | yes |  | 0 | 0 | 0 | 4222.1465 | 0 | no | 0 | 0 | 0 | 4222.1465 | 4860 | no | 15773.3722 | 0 | 24300 |  |  | 0 |  |  | 0 | 0 | 0 | 0 | 0 |  | 0 | 0 | 0 | 0 | 0 | 15773.3722 | 15159.0998 | 12782.3114 | 0 | no | Surplus | yes |  | 0 | 0 | 0 | 1044.7241 | 0 | no | 0 | 0 | 0 | 1044.7241 | 0 |  |  | 0 | 0 | 0 | 0 | 0 |  | 0 | 0 | 0 | 0 | 0
| 17881.3043 | 0 | yes | Deficit |  |  | 0 | 0 | 0 | 0 | 0 |  | 0 | 0 | 0 | 0 | 4860 | no |  | 0 | 24300 | no | 17881.3043 | 0 | no | no | 0 | 0 | 0 | 0 | 0 |  | 0 | 0 | 0 | 0 | 0 | 17881.3043 | 14071.386 | 14490.5222 | 0 | yes | Deficit |  |  | 0 | 0 | 0 | 0 | 0 |  | 0 | 0 | 0 | 0 | 1289.0747 | yes |  | 0 | 0 | 0 | 1289.0747 | 0 | no | 0 | 0 | 0 | 1289.0747 | 0
| 18450.825 | 0 | yes | Deficit |  |  | 0 | 0 | 0 | 0 | 0 |  | 0 | 0 | 0 | 0 | 4860 | no |  | 0 | 24300 | no | 18450.825 | 0 | no | no | 0 | 0 | 0 | 0 | 0 |  | 0 | 0 | 0 | 0 | 0 | 18450.825 | 13113.491 | 14952.0462 | 0 | no | Surplus | yes |  | 0 | 0 | 0 | 1377.0311 | 0 | no | 0 | 0 | 0 | 1377.0311 | 0 |  |  | 0 | 0 | 0 | 0 | 0 |  | 0 | 0 | 0 | 0 | 0
| 17971.2756 | 0 | no | Surplus | yes |  | 0 | 0 | 0 | 479.5494 | 0 | no | 0 | 0 | 0 | 479.5494 | 4860 | no | 17971.2756 | 0 | 24300 |  |  | 0 |  |  | 0 | 0 | 0 | 0 | 0 |  | 0 | 0 | 0 | 0 | 0 | 17971.2756 | 12996.6494 | 14563.4324 | 0 | no | Surplus | yes |  | 0 | 0 | 0 | 1955.3968 | 0 | no | 0 | 0 | 0 | 1955.3968 | 0 |  |  | 0 | 0 | 0 | 0 | 0 |  | 0 | 0 | 0 | 0 | 0
| 21805.9027 | 0 | yes | Deficit |  |  | 0 | 0 | 0 | 0 | 0 |  | 0 | 0 | 0 | 0 | 4860 | no |  | 0 | 24300 | no | 21805.9027 | 0 | no | no | 0 | 0 | 0 | 0 | 0 |  | 0 | 0 | 0 | 0 | 0 | 21805.9027 | 11776.3412 | 17670.9098 | 0 | no | Surplus | yes |  | 0 | 0 | 0 | 2787.0912 | 0 | no | 0 | 0 | 0 | 2787.0912 | 0 |  |  | 0 | 0 | 0 | 0 | 0 |  | 0 | 0 | 0 | 0 | 0
| 19881.1342 | 0 | no | Surplus | yes |  | 0 | 0 | 0 | 1924.7685 | 0 | no | 0 | 0 | 0 | 1924.7685 | 4860 | no | 19881.1342 | 0 | 24300 |  |  | 0 |  |  | 0 | 0 | 0 | 0 | 0 |  | 0 | 0 | 0 | 0 | 0 | 19881.1342 | 11714.1825 | 16111.1298 | 0 | no | Surplus | yes |  | 0 | 0 | 0 | 5956.7273 | 0 | no | 0 | 0 | 0 | 5956.7273 | 0 |  |  | 0 | 0 | 0 | 0 | 0 |  | 0 | 0 | 0 | 0 | 0
| 18018.3776 | 0 | no | Surplus | yes |  | 0 | 0 | 0 | 1862.7565 | 0 | no | 0 | 0 | 0 | 1862.7565 | 4860 | no | 18018.3776 | 0 | 24300 |  |  | 0 |  |  | 0 | 0 | 0 | 0 | 0 |  | 0 | 0 | 0 | 0 | 0 | 18018.3776 | 12415.2726 | 14601.6026 | 0 | no | Surplus | yes |  | 0 | 0 | 0 | 3695.8572 | 0 | no | 0 | 0 | 0 | 3695.8572 | 0 |  |  | 0 | 0 | 0 | 0 | 0 |  | 0 | 0 | 0 | 0 | 0
| 18624.5522 | 0 | yes | Deficit |  |  | 0 | 0 | 0 | 0 | 0 |  | 0 | 0 | 0 | 0 | 4860 | no |  | 0 | 24300 | no | 18624.5522 | 0 | no | no | 0 | 0 | 0 | 0 | 0 |  | 0 | 0 | 0 | 0 | 0 | 18624.5522 | 12209.8879 | 15092.83 | 0 | no | Surplus | yes |  | 0 | 0 | 0 | 2391.7147 | 0 | no | 0 | 0 | 0 | 2391.7147 | 0 |  |  | 0 | 0 | 0 | 0 | 0 |  | 0 | 0 | 0 | 0 | 0
| 21260.829 | 0 | yes | Deficit |  |  | 0 | 0 | 0 | 0 | 0 |  | 0 | 0 | 0 | 0 | 4860 | no |  | 0 | 24300 | no | 21260.829 | 0 | no | no | 0 | 0 | 0 | 0 | 0 |  | 0 | 0 | 0 | 0 | 0 | 21260.829 | 12769.8898 | 17229.1969 | 0 | no | Surplus | yes |  | 0 | 0 | 0 | 2322.9402 | 0 | no | 0 | 0 | 0 | 2322.9402 | 0 |  |  | 0 | 0 | 0 | 0 | 0 |  | 0 | 0 | 0 | 0 | 0
| 21138.3047 | 0 | no | Surplus | yes |  | 0 | 0 | 0 | 122.5242 | 0 | no | 0 | 0 | 0 | 122.5242 | 4860 | no | 21138.3047 | 0 | 24300 |  |  | 0 |  |  | 0 | 0 | 0 | 0 | 0 |  | 0 | 0 | 0 | 0 | 0 | 21138.3047 | 12582.6596 | 17129.9066 | 0 | no | Surplus | yes |  | 0 | 0 | 0 | 4646.5374 | 0 | no | 0 | 0 | 0 | 4646.5374 | 0 |  |  | 0 | 0 | 0 | 0 | 0 |  | 0 | 0 | 0 | 0 | 0
| 22489.4058 | 0 | yes | Deficit |  |  | 0 | 0 | 0 | 0 | 0 |  | 0 | 0 | 0 | 0 | 4860 | no |  | 0 | 24300 | no | 22489.4058 | 0 | no | no | 0 | 0 | 0 | 0 | 0 |  | 0 | 0 | 0 | 0 | 0 | 22489.4058 | 12267.754 | 18224.8021 | 0 | no | Surplus | yes |  | 0 | 0 | 0 | 4862.1526 | 0 | no | 0 | 0 | 0 | 4862.1526 | 0 |  |  | 0 | 0 | 0 | 0 | 0 |  | 0 | 0 | 0 | 0 | 0
| 23323.5495 | 0 | yes | Deficit |  |  | 0 | 0 | 0 | 0 | 0 |  | 0 | 0 | 0 | 0 | 4860 | no |  | 0 | 24300 | no | 23323.5495 | 0 | no | no | 0 | 0 | 0 | 0 | 0 |  | 0 | 0 | 0 | 0 | 0 | 23323.5495 | 12520.0192 | 18900.7695 | 0 | no | Surplus | yes |  | 0 | 0 | 0 | 5704.7829 | 0 | no | 0 | 0 | 0 | 5704.7829 | 0 |  |  | 0 | 0 | 0 | 0 | 0 |  | 0 | 0 | 0 | 0 | 0
| 20492.0245 | 0 | no | Surplus | yes |  | 0 | 0 | 0 | 2831.525 | 0 | no | 0 | 0 | 0 | 2831.525 | 4860 | no | 20492.0245 | 0 | 24300 |  |  | 0 |  |  | 0 | 0 | 0 | 0 | 0 |  | 0 | 0 | 0 | 0 | 0 | 20492.0245 | 12198.8567 | 16606.1787 | 0 | no | Surplus | yes |  | 0 | 0 | 0 | 6701.9127 | 0 | no | 0 | 0 | 0 | 6701.9127 | 0 |  |  | 0 | 0 | 0 | 0 | 0 |  | 0 | 0 | 0 | 0 | 0
| 19864.0545 | 0 | no | Surplus | yes |  | 0 | 0 | 0 | 627.9699 | 0 | no | 0 | 0 | 0 | 627.9699 | 4860 | no | 19864.0545 | 0 | 24300 |  |  | 0 |  |  | 0 | 0 | 0 | 0 | 0 |  | 0 | 0 | 0 | 0 | 0 | 19864.0545 | 13378.9496 | 16097.2889 | 0 | no | Surplus | yes |  | 0 | 0 | 0 | 3227.2291 | 0 | no | 0 | 0 | 0 | 3227.2291 | 0 |  |  | 0 | 0 | 0 | 0 | 0 |  | 0 | 0 | 0 | 0 | 0
| 20831.1408 | 0 | yes | Deficit |  |  | 0 | 0 | 0 | 0 | 0 |  | 0 | 0 | 0 | 0 | 4860 | no |  | 0 | 24300 | no | 20831.1408 | 0 | no | no | 0 | 0 | 0 | 0 | 0 |  | 0 | 0 | 0 | 0 | 0 | 20831.1408 | 12196.5704 | 16880.9893 | 0 | no | Surplus | yes |  | 0 | 0 | 0 | 3900.7186 | 0 | no | 0 | 0 | 0 | 3900.7186 | 0 |  |  | 0 | 0 | 0 | 0 | 0 |  | 0 | 0 | 0 | 0 | 0
| 22370.8859 | 0 | yes | Deficit |  |  | 0 | 0 | 0 | 0 | 0 |  | 0 | 0 | 0 | 0 | 4860 | no |  | 0 | 24300 | no | 22370.8859 | 0 | no | no | 0 | 0 | 0 | 0 | 0 |  | 0 | 0 | 0 | 0 | 0 | 22370.8859 | 13721.7291 | 18128.7568 | 0 | no | Surplus | yes |  | 0 | 0 | 0 | 3159.2602 | 0 | no | 0 | 0 | 0 | 3159.2602 | 0 |  |  | 0 | 0 | 0 | 0 | 0 |  | 0 | 0 | 0 | 0 | 0
| 21914.9579 | 0 | no | Surplus | yes |  | 0 | 0 | 0 | 455.928 | 0 | no | 0 | 0 | 0 | 455.928 | 4860 | no | 21914.9579 | 0 | 24300 |  |  | 0 |  |  | 0 | 0 | 0 | 0 | 0 |  | 0 | 0 | 0 | 0 | 0 | 21914.9579 | 12216.3456 | 17759.2852 | 0 | no | Surplus | yes |  | 0 | 0 | 0 | 5912.4112 | 0 | no | 0 | 0 | 0 | 5912.4112 | 0 |  |  | 0 | 0 | 0 | 0 | 0 |  | 0 | 0 | 0 | 0 | 0
| 21464.9682 | 0 | no | Surplus | yes |  | 0 | 0 | 0 | 449.9898 | 0 | no | 0 | 0 | 0 | 449.9898 | 4860 | no | 21464.9682 | 0 | 24300 |  |  | 0 |  |  | 0 | 0 | 0 | 0 | 0 |  | 0 | 0 | 0 | 0 | 0 | 21464.9682 | 12983.6198 | 17394.6257 | 0 | no | Surplus | yes |  | 0 | 0 | 0 | 4775.6654 | 0 | no | 0 | 0 | 0 | 4775.6654 | 0 |  |  | 0 | 0 | 0 | 0 | 0 |  | 0 | 0 | 0 | 0 | 0
| 20821.7038 | 0 | no | Surplus | yes |  | 0 | 0 | 0 | 643.2643 | 0 | no | 0 | 0 | 0 | 643.2643 | 4860 | no | 20821.7038 | 0 | 24300 |  |  | 0 |  |  | 0 | 0 | 0 | 0 | 0 |  | 0 | 0 | 0 | 0 | 0 | 20821.7038 | 12010.0862 | 16873.3418 | 0 | no | Surplus | yes |  | 0 | 0 | 0 | 5384.5395 | 0 | no | 0 | 0 | 0 | 5384.5395 | 0 |  |  | 0 | 0 | 0 | 0 | 0 |  | 0 | 0 | 0 | 0 | 0
| 20947.8723 | 0 | yes | Deficit |  |  | 0 | 0 | 0 | 0 | 0 |  | 0 | 0 | 0 | 0 | 4860 | no |  | 0 | 24300 | no | 20947.8723 | 0 | no | no | 0 | 0 | 0 | 0 | 0 |  | 0 | 0 | 0 | 0 | 0 | 20947.8723 | 13457.4489 | 16975.5854 | 0 | no | Surplus | yes |  | 0 | 0 | 0 | 3415.893 | 0 | no | 0 | 0 | 0 | 3415.893 | 0 |  |  | 0 | 0 | 0 | 0 | 0 |  | 0 | 0 | 0 | 0 | 0
| 22402.7234 | 0 | yes | Deficit |  |  | 0 | 0 | 0 | 0 | 0 |  | 0 | 0 | 0 | 0 | 4860 | no |  | 0 | 24300 | no | 22402.7234 | 0 | no | no | 0 | 0 | 0 | 0 | 0 |  | 0 | 0 | 0 | 0 | 0 | 22402.7234 | 14379.3143 | 18154.5571 | 0 | no | Surplus | yes |  | 0 | 0 | 0 | 2596.2711 | 0 | no | 0 | 0 | 0 | 2596.2711 | 0 |  |  | 0 | 0 | 0 | 0 | 0 |  | 0 | 0 | 0 | 0 | 0
| 23060.8892 | 0 | yes | Deficit |  |  | 0 | 0 | 0 | 0 | 0 |  | 0 | 0 | 0 | 0 | 4860 | no |  | 0 | 24300 | no | 23060.8892 | 0 | no | no | 0 | 0 | 0 | 0 | 0 |  | 0 | 0 | 0 | 0 | 0 | 23060.8892 | 14255.0233 | 18687.9167 | 0 | no | Surplus | yes |  | 0 | 0 | 0 | 3899.5338 | 0 | no | 0 | 0 | 0 | 3899.5338 | 0 |  |  | 0 | 0 | 0 | 0 | 0 |  | 0 | 0 | 0 | 0 | 0
| 24620.6774 | 0 | yes | Deficit |  |  | 0 | 0 | 0 | 0 | 0 |  | 0 | 0 | 0 | 0 | 4860 | no |  | 0 | 24300 | yes | 24300 | 320.6774 | yes |  | 0 | 0 | 0 | 320.6774 | 0 | no | 0 | 0 | 0 | 320.6774 | 0 | 24300 | 15198.2204 | 19692.0583 | 0 | no | Surplus | yes |  | 0 | 0 | 0 | 3489.6963 | 0 | no | 0 | 0 | 0 | 3489.6963 | 0 |  |  | 0 | 0 | 0 | 0 | 0 |  | 0 | 0 | 0 | 0 | 0
| 20754.8181 | 0 | no | Surplus | yes |  | 0 | 0 | 0 | 3545.1819 | 0 | no | 0 | 0 | 0 | 3545.1819 | 4860 | no | 20754.8181 | 0 | 24300 |  |  | 0 |  |  | 0 | 0 | 0 | 0 | 0 |  | 0 | 0 | 0 | 0 | 0 | 20754.8181 | 15424.2494 | 16819.1394 | 0 | no | Surplus | yes |  | 0 | 0 | 0 | 4267.8089 | 0 | no | 0 | 0 | 0 | 4267.8089 | 0 |  |  | 0 | 0 | 0 | 0 | 0 |  | 0 | 0 | 0 | 0 | 0
| 21231.0307 | 0 | yes | Deficit |  |  | 0 | 0 | 0 | 0 | 0 |  | 0 | 0 | 0 | 0 | 4860 | no |  | 0 | 24300 | no | 21231.0307 | 0 | no | no | 0 | 0 | 0 | 0 | 0 |  | 0 | 0 | 0 | 0 | 0 | 21231.0307 | 14931.0767 | 17205.0492 | 0 | no | Surplus | yes |  | 0 | 0 | 0 | 1888.0627 | 0 | no | 0 | 0 | 0 | 1888.0627 | 0 |  |  | 0 | 0 | 0 | 0 | 0 |  | 0 | 0 | 0 | 0 | 0
| 21243.8928 | 0 | yes | Deficit |  |  | 0 | 0 | 0 | 0 | 0 |  | 0 | 0 | 0 | 0 | 4860 | no |  | 0 | 24300 | no | 21243.8928 | 0 | no | no | 0 | 0 | 0 | 0 | 0 |  | 0 | 0 | 0 | 0 | 0 | 21243.8928 | 15418.4187 | 17215.4723 | 0 | no | Surplus | yes |  | 0 | 0 | 0 | 1786.6306 | 0 | no | 0 | 0 | 0 | 1786.6306 | 0 |  |  | 0 | 0 | 0 | 0 | 0 |  | 0 | 0 | 0 | 0 | 0
| 20960.2714 | 0 | no | Surplus | yes |  | 0 | 0 | 0 | 283.6214 | 0 | no | 0 | 0 | 0 | 283.6214 | 4860 | no | 20960.2714 | 0 | 24300 |  |  | 0 |  |  | 0 | 0 | 0 | 0 | 0 |  | 0 | 0 | 0 | 0 | 0 | 20960.2714 | 15535.3814 | 16985.6333 | 0 | no | Surplus | yes |  | 0 | 0 | 0 | 1680.0908 | 0 | no | 0 | 0 | 0 | 1680.0908 | 0 |  |  | 0 | 0 | 0 | 0 | 0 |  | 0 | 0 | 0 | 0 | 0
| 21171.967 | 0 | yes | Deficit |  |  | 0 | 0 | 0 | 0 | 0 |  | 0 | 0 | 0 | 0 | 4860 | no |  | 0 | 24300 | no | 21171.967 | 0 | no | no | 0 | 0 | 0 | 0 | 0 |  | 0 | 0 | 0 | 0 | 0 | 21171.967 | 15760.5626 | 17157.1855 | 0 | no | Surplus | yes |  | 0 | 0 | 0 | 1225.0707 | 0 | no | 0 | 0 | 0 | 1225.0707 | 0 |  |  | 0 | 0 | 0 | 0 | 0 |  | 0 | 0 | 0 | 0 | 0
| 21435.5437 | 0 | yes | Deficit |  |  | 0 | 0 | 0 | 0 | 0 |  | 0 | 0 | 0 | 0 | 4860 | no |  | 0 | 24300 | no | 21435.5437 | 0 | no | no | 0 | 0 | 0 | 0 | 0 |  | 0 | 0 | 0 | 0 | 0 | 21435.5437 | 16029.31 | 17370.781 | 0 | no | Surplus | yes |  | 0 | 0 | 0 | 1127.8756 | 0 | no | 0 | 0 | 0 | 1127.8756 | 0 |  |  | 0 | 0 | 0 | 0 | 0 |  | 0 | 0 | 0 | 0 | 0
| 19220.1541 | 0 | no | Surplus | yes |  | 0 | 0 | 0 | 2215.3896 | 0 | no | 0 | 0 | 0 | 2215.3896 | 4860 | no | 19220.1541 | 0 | 24300 |  |  | 0 |  |  | 0 | 0 | 0 | 0 | 0 |  | 0 | 0 | 0 | 0 | 0 | 19220.1541 | 16295.8073 | 15575.4895 | 0 | no | Surplus | yes |  | 0 | 0 | 0 | 1074.9737 | 0 | no | 0 | 0 | 0 | 1074.9737 | 0 |  |  | 0 | 0 | 0 | 0 | 0 |  | 0 | 0 | 0 | 0 | 0
| 19116.8219 | 0 | no | Surplus | yes |  | 0 | 0 | 0 | 103.3322 | 0 | no | 0 | 0 | 0 | 103.3322 | 4860 | no | 19116.8219 | 0 | 24300 |  |  | 0 |  |  | 0 | 0 | 0 | 0 | 0 |  | 0 | 0 | 0 | 0 | 0 | 19116.8219 | 16481.391 | 15491.7519 | 0 | yes | Deficit |  |  | 0 | 0 | 0 | 0 | 0 |  | 0 | 0 | 0 | 0 | 905.9015 | yes |  | 0 | 0 | 0 | 905.9015 | 0 | no | 0 | 0 | 0 | 905.9015 | 0
| 20846.609 | 0 | yes | Deficit |  |  | 0 | 0 | 0 | 0 | 0 |  | 0 | 0 | 0 | 0 | 4860 | no |  | 0 | 24300 | no | 20846.609 | 0 | no | no | 0 | 0 | 0 | 0 | 0 |  | 0 | 0 | 0 | 0 | 0 | 20846.609 | 15565.9044 | 16893.5243 | 0 | yes | Deficit |  |  | 0 | 0 | 0 | 0 | 0 |  | 0 | 0 | 0 | 0 | 74.1525 | yes |  | 0 | 0 | 0 | 74.1525 | 0 | no | 0 | 0 | 0 | 74.1525 | 0
| 23243.7942 | 0 | yes | Deficit |  |  | 0 | 0 | 0 | 0 | 0 |  | 0 | 0 | 0 | 0 | 4860 | no |  | 0 | 24300 | no | 23243.7942 | 0 | no | no | 0 | 0 | 0 | 0 | 0 |  | 0 | 0 | 0 | 0 | 0 | 23243.7942 | 15940.0004 | 18836.1379 | 0 | no | Surplus | yes |  | 0 | 0 | 0 | 953.5239 | 0 | no | 0 | 0 | 0 | 953.5239 | 0 |  |  | 0 | 0 | 0 | 0 | 0 |  | 0 | 0 | 0 | 0 | 0
| 21158.0366 | 0 | no | Surplus | yes |  | 0 | 0 | 0 | 2085.7576 | 0 | no | 0 | 0 | 0 | 2085.7576 | 4860 | no | 21158.0366 | 0 | 24300 |  |  | 0 |  |  | 0 | 0 | 0 | 0 | 0 |  | 0 | 0 | 0 | 0 | 0 | 21158.0366 | 15518.1841 | 17145.8968 | 0 | no | Surplus | yes |  | 0 | 0 | 0 | 3317.9539 | 0 | no | 0 | 0 | 0 | 3317.9539 | 0 |  |  | 0 | 0 | 0 | 0 | 0 |  | 0 | 0 | 0 | 0 | 0
| 20706.5087 | 0 | no | Surplus | yes |  | 0 | 0 | 0 | 451.528 | 0 | no | 0 | 0 | 0 | 451.528 | 4860 | no | 20706.5087 | 0 | 24300 |  |  | 0 |  |  | 0 | 0 | 0 | 0 | 0 |  | 0 | 0 | 0 | 0 | 0 | 20706.5087 | 15658.8907 | 16779.9908 | 0 | no | Surplus | yes |  | 0 | 0 | 0 | 1487.0061 | 0 | no | 0 | 0 | 0 | 1487.0061 | 0 |  |  | 0 | 0 | 0 | 0 | 0 |  | 0 | 0 | 0 | 0 | 0
| 22711.0477 | 0 | yes | Deficit |  |  | 0 | 0 | 0 | 0 | 0 |  | 0 | 0 | 0 | 0 | 4860 | no |  | 0 | 24300 | no | 22711.0477 | 0 | no | no | 0 | 0 | 0 | 0 | 0 |  | 0 | 0 | 0 | 0 | 0 | 22711.0477 | 14228.4483 | 18404.4146 | 0 | no | Surplus | yes |  | 0 | 0 | 0 | 2551.5426 | 0 | no | 0 | 0 | 0 | 2551.5426 | 0 |  |  | 0 | 0 | 0 | 0 | 0 |  | 0 | 0 | 0 | 0 | 0
| 21502.9333 | 0 | no | Surplus | yes |  | 0 | 0 | 0 | 1208.1143 | 0 | no | 0 | 0 | 0 | 1208.1143 | 4860 | no | 21502.9333 | 0 | 24300 |  |  | 0 |  |  | 0 | 0 | 0 | 0 | 0 |  | 0 | 0 | 0 | 0 | 0 | 21502.9333 | 13858.431 | 17425.3917 | 0 | no | Surplus | yes |  | 0 | 0 | 0 | 4545.9837 | 0 | no | 0 | 0 | 0 | 4545.9837 | 0 |  |  | 0 | 0 | 0 | 0 | 0 |  | 0 | 0 | 0 | 0 | 0
| 19985.7159 | 0 | no | Surplus | yes |  | 0 | 0 | 0 | 1517.2174 | 0 | no | 0 | 0 | 0 | 1517.2174 | 4860 | no | 19985.7159 | 0 | 24300 |  |  | 0 |  |  | 0 | 0 | 0 | 0 | 0 |  | 0 | 0 | 0 | 0 | 0 | 19985.7159 | 12910.733 | 16195.88 | 0 | no | Surplus | yes |  | 0 | 0 | 0 | 4514.6587 | 0 | no | 0 | 0 | 0 | 4514.6587 | 0 |  |  | 0 | 0 | 0 | 0 | 0 |  | 0 | 0 | 0 | 0 | 0
| 20922.7227 | 0 | yes | Deficit |  |  | 0 | 0 | 0 | 0 | 0 |  | 0 | 0 | 0 | 0 | 4860 | no |  | 0 | 24300 | no | 20922.7227 | 0 | no | no | 0 | 0 | 0 | 0 | 0 |  | 0 | 0 | 0 | 0 | 0 | 20922.7227 | 13780.4248 | 16955.2048 | 0 | no | Surplus | yes |  | 0 | 0 | 0 | 2415.4552 | 0 | no | 0 | 0 | 0 | 2415.4552 | 0 |  |  | 0 | 0 | 0 | 0 | 0 |  | 0 | 0 | 0 | 0 | 0
| 20768.7759 | 0 | no | Surplus | yes |  | 0 | 0 | 0 | 153.9468 | 0 | no | 0 | 0 | 0 | 153.9468 | 4860 | no | 20768.7759 | 0 | 24300 |  |  | 0 |  |  | 0 | 0 | 0 | 0 | 0 |  | 0 | 0 | 0 | 0 | 0 | 20768.7759 | 13517.2635 | 16830.4505 | 0 | no | Surplus | yes |  | 0 | 0 | 0 | 3437.9413 | 0 | no | 0 | 0 | 0 | 3437.9413 | 0 |  |  | 0 | 0 | 0 | 0 | 0 |  | 0 | 0 | 0 | 0 | 0
| 21155.5274 | 0 | yes | Deficit |  |  | 0 | 0 | 0 | 0 | 0 |  | 0 | 0 | 0 | 0 | 4860 | no |  | 0 | 24300 | no | 21155.5274 | 0 | no | no | 0 | 0 | 0 | 0 | 0 |  | 0 | 0 | 0 | 0 | 0 | 21155.5274 | 13785.4061 | 17143.8634 | 0 | no | Surplus | yes |  | 0 | 0 | 0 | 3045.0443 | 0 | no | 0 | 0 | 0 | 3045.0443 | 0 |  |  | 0 | 0 | 0 | 0 | 0 |  | 0 | 0 | 0 | 0 | 0
| 24352.3454 | 0 | yes | Deficit |  |  | 0 | 0 | 0 | 0 | 0 |  | 0 | 0 | 0 | 0 | 4860 | no |  | 0 | 24300 | yes | 24300 | 52.3454 | yes |  | 0 | 0 | 0 | 52.3454 | 0 | no | 0 | 0 | 0 | 52.3454 | 0 | 24300 | 13817.3514 | 19692.0583 | 0 | no | Surplus | yes |  | 0 | 0 | 0 | 3326.512 | 0 | no | 0 | 0 | 0 | 3326.512 | 0 |  |  | 0 | 0 | 0 | 0 | 0 |  | 0 | 0 | 0 | 0 | 0
| 24984.237 | 0 | yes | Deficit |  |  | 0 | 0 | 0 | 0 | 0 |  | 0 | 0 | 0 | 0 | 4860 | no |  | 0 | 24300 | yes | 24300 | 684.237 | yes |  | 0 | 0 | 0 | 684.237 | 0 | no | 0 | 0 | 0 | 684.237 | 0 | 24300 | 14095.3897 | 19692.0583 | 0 | no | Surplus | yes |  | 0 | 0 | 0 | 5596.6687 | 0 | no | 0 | 0 | 0 | 5596.6687 | 0 |  |  | 0 | 0 | 0 | 0 | 0 |  | 0 | 0 | 0 | 0 | 0
| 21073.7021 | 0 | no | Surplus | yes |  | 0 | 0 | 0 | 3226.2979 | 0 | no | 0 | 0 | 0 | 3226.2979 | 4860 | no | 21073.7021 | 0 | 24300 |  |  | 0 |  |  | 0 | 0 | 0 | 0 | 0 |  | 0 | 0 | 0 | 0 | 0 | 21073.7021 | 13366.8255 | 17077.5544 | 0 | no | Surplus | yes |  | 0 | 0 | 0 | 6325.2329 | 0 | no | 0 | 0 | 0 | 6325.2329 | 0 |  |  | 0 | 0 | 0 | 0 | 0 |  | 0 | 0 | 0 | 0 | 0
| 20730.8047 | 0 | no | Surplus | yes |  | 0 | 0 | 0 | 342.8974 | 0 | no | 0 | 0 | 0 | 342.8974 | 4860 | no | 20730.8047 | 0 | 24300 |  |  | 0 |  |  | 0 | 0 | 0 | 0 | 0 |  | 0 | 0 | 0 | 0 | 0 | 20730.8047 | 13585.6072 | 16799.6797 | 0 | no | Surplus | yes |  | 0 | 0 | 0 | 3491.9472 | 0 | no | 0 | 0 | 0 | 3491.9472 | 0 |  |  | 0 | 0 | 0 | 0 | 0 |  | 0 | 0 | 0 | 0 | 0
| 21559.9912 | 0 | yes | Deficit |  |  | 0 | 0 | 0 | 0 | 0 |  | 0 | 0 | 0 | 0 | 4860 | no |  | 0 | 24300 | no | 21559.9912 | 0 | no | no | 0 | 0 | 0 | 0 | 0 |  | 0 | 0 | 0 | 0 | 0 | 21559.9912 | 12343.2499 | 17471.6298 | 0 | no | Surplus | yes |  | 0 | 0 | 0 | 4456.4298 | 0 | no | 0 | 0 | 0 | 4456.4298 | 0 |  |  | 0 | 0 | 0 | 0 | 0 |  | 0 | 0 | 0 | 0 | 0
| 21589.0235 | 0 | yes | Deficit |  |  | 0 | 0 | 0 | 0 | 0 |  | 0 | 0 | 0 | 0 | 4860 | no |  | 0 | 24300 | no | 21589.0235 | 0 | no | no | 0 | 0 | 0 | 0 | 0 |  | 0 | 0 | 0 | 0 | 0 | 21589.0235 | 11205.42 | 17495.1568 | 0 | no | Surplus | yes |  | 0 | 0 | 0 | 6266.2098 | 0 | no | 0 | 0 | 0 | 6266.2098 | 0 |  |  | 0 | 0 | 0 | 0 | 0 |  | 0 | 0 | 0 | 0 | 0
| 20053.1816 | 0 | no | Surplus | yes |  | 0 | 0 | 0 | 1535.8419 | 0 | no | 0 | 0 | 0 | 1535.8419 | 4860 | no | 20053.1816 | 0 | 24300 |  |  | 0 |  |  | 0 | 0 | 0 | 0 | 0 |  | 0 | 0 | 0 | 0 | 0 | 20053.1816 | 13097.4469 | 16250.5524 | 0 | no | Surplus | yes |  | 0 | 0 | 0 | 4397.7099 | 0 | no | 0 | 0 | 0 | 4397.7099 | 0 |  |  | 0 | 0 | 0 | 0 | 0 |  | 0 | 0 | 0 | 0 | 0
| 20996.4071 | 0 | yes | Deficit |  |  | 0 | 0 | 0 | 0 | 0 |  | 0 | 0 | 0 | 0 | 4860 | no |  | 0 | 24300 | no | 20996.4071 | 0 | no | no | 0 | 0 | 0 | 0 | 0 |  | 0 | 0 | 0 | 0 | 0 | 20996.4071 | 13133.4558 | 17014.9166 | 0 | no | Surplus | yes |  | 0 | 0 | 0 | 3117.0966 | 0 | no | 0 | 0 | 0 | 3117.0966 | 0 |  |  | 0 | 0 | 0 | 0 | 0 |  | 0 | 0 | 0 | 0 | 0
| 22697.5621 | 0 | yes | Deficit |  |  | 0 | 0 | 0 | 0 | 0 |  | 0 | 0 | 0 | 0 | 4860 | no |  | 0 | 24300 | no | 22697.5621 | 0 | no | no | 0 | 0 | 0 | 0 | 0 |  | 0 | 0 | 0 | 0 | 0 | 22697.5621 | 13856.8792 | 18393.4863 | 0 | no | Surplus | yes |  | 0 | 0 | 0 | 3158.0374 | 0 | no | 0 | 0 | 0 | 3158.0374 | 0 |  |  | 0 | 0 | 0 | 0 | 0 |  | 0 | 0 | 0 | 0 | 0
| 21641.1365 | 0 | no | Surplus | yes |  | 0 | 0 | 0 | 1056.4256 | 0 | no | 0 | 0 | 0 | 1056.4256 | 4860 | no | 21641.1365 | 0 | 24300 |  |  | 0 |  |  | 0 | 0 | 0 | 0 | 0 |  | 0 | 0 | 0 | 0 | 0 | 21641.1365 | 14018.0674 | 17537.3878 | 0 | no | Surplus | yes |  | 0 | 0 | 0 | 4375.4188 | 0 | no | 0 | 0 | 0 | 4375.4188 | 0 |  |  | 0 | 0 | 0 | 0 | 0 |  | 0 | 0 | 0 | 0 | 0
| 19139.4682 | 0 | no | Surplus | yes |  | 0 | 0 | 0 | 2501.6683 | 0 | no | 0 | 0 | 0 | 2501.6683 | 4860 | no | 19139.4682 | 0 | 24300 |  |  | 0 |  |  | 0 | 0 | 0 | 0 | 0 |  | 0 | 0 | 0 | 0 | 0 | 19139.4682 | 12349.0008 | 15510.1039 | 0 | no | Surplus | yes |  | 0 | 0 | 0 | 5188.387 | 0 | no | 0 | 0 | 0 | 5188.387 | 0 |  |  | 0 | 0 | 0 | 0 | 0 |  | 0 | 0 | 0 | 0 | 0
| 21251.5389 | 0 | yes | Deficit |  |  | 0 | 0 | 0 | 0 | 0 |  | 0 | 0 | 0 | 0 | 4860 | no |  | 0 | 24300 | no | 21251.5389 | 0 | no | no | 0 | 0 | 0 | 0 | 0 |  | 0 | 0 | 0 | 0 | 0 | 21251.5389 | 12379.8511 | 17221.6685 | 0 | no | Surplus | yes |  | 0 | 0 | 0 | 3130.2528 | 0 | no | 0 | 0 | 0 | 3130.2528 | 0 |  |  | 0 | 0 | 0 | 0 | 0 |  | 0 | 0 | 0 | 0 | 0
| 21091.3792 | 0 | no | Surplus | yes |  | 0 | 0 | 0 | 160.1597 | 0 | no | 0 | 0 | 0 | 160.1597 | 4860 | no | 21091.3792 | 0 | 24300 |  |  | 0 |  |  | 0 | 0 | 0 | 0 | 0 |  | 0 | 0 | 0 | 0 | 0 | 21091.3792 | 11239.2581 | 17091.8794 | 0 | no | Surplus | yes |  | 0 | 0 | 0 | 5982.4104 | 0 | no | 0 | 0 | 0 | 5982.4104 | 0 |  |  | 0 | 0 | 0 | 0 | 0 |  | 0 | 0 | 0 | 0 | 0
| 20595.931 | 0 | no | Surplus | yes |  | 0 | 0 | 0 | 495.4482 | 0 | no | 0 | 0 | 0 | 495.4482 | 4860 | no | 20595.931 | 0 | 24300 |  |  | 0 |  |  | 0 | 0 | 0 | 0 | 0 |  | 0 | 0 | 0 | 0 | 0 | 20595.931 | 10407.5987 | 16690.3817 | 0 | no | Surplus | yes |  | 0 | 0 | 0 | 6684.2807 | 0 | no | 0 | 0 | 0 | 6684.2807 | 0 |  |  | 0 | 0 | 0 | 0 | 0 |  | 0 | 0 | 0 | 0 | 0
| 20717.3022 | 0 | yes | Deficit |  |  | 0 | 0 | 0 | 0 | 0 |  | 0 | 0 | 0 | 0 | 4860 | no |  | 0 | 24300 | no | 20717.3022 | 0 | no | no | 0 | 0 | 0 | 0 | 0 |  | 0 | 0 | 0 | 0 | 0 | 20717.3022 | 10380.0555 | 16788.7376 | 0 | no | Surplus | yes |  | 0 | 0 | 0 | 6310.3262 | 0 | no | 0 | 0 | 0 | 6310.3262 | 0 |  |  | 0 | 0 | 0 | 0 | 0 |  | 0 | 0 | 0 | 0 | 0
| 20034.6212 | 0 | no | Surplus | yes |  | 0 | 0 | 0 | 682.6809 | 0 | no | 0 | 0 | 0 | 682.6809 | 4860 | no | 20034.6212 | 0 | 24300 |  |  | 0 |  |  | 0 | 0 | 0 | 0 | 0 |  | 0 | 0 | 0 | 0 | 0 | 20034.6212 | 10628.7787 | 16235.5115 | 0 | no | Surplus | yes |  | 0 | 0 | 0 | 6159.9589 | 0 | no | 0 | 0 | 0 | 6159.9589 | 0 |  |  | 0 | 0 | 0 | 0 | 0 |  | 0 | 0 | 0 | 0 | 0
| 21648.7918 | 0 | yes | Deficit |  |  | 0 | 0 | 0 | 0 | 0 |  | 0 | 0 | 0 | 0 | 4860 | no |  | 0 | 24300 | no | 21648.7918 | 0 | no | no | 0 | 0 | 0 | 0 | 0 |  | 0 | 0 | 0 | 0 | 0 | 21648.7918 | 10711.9068 | 17543.5914 | 0 | no | Surplus | yes |  | 0 | 0 | 0 | 5523.6047 | 0 | no | 0 | 0 | 0 | 5523.6047 | 0 |  |  | 0 | 0 | 0 | 0 | 0 |  | 0 | 0 | 0 | 0 | 0
| 22878.21 | 0 | yes | Deficit |  |  | 0 | 0 | 0 | 0 | 0 |  | 0 | 0 | 0 | 0 | 4860 | no |  | 0 | 24300 | no | 22878.21 | 0 | no | no | 0 | 0 | 0 | 0 | 0 |  | 0 | 0 | 0 | 0 | 0 | 22878.21 | 10456.6382 | 18539.8785 | 0 | no | Surplus | yes |  | 0 | 0 | 0 | 7086.9532 | 0 | no | 0 | 0 | 0 | 7086.9532 | 0 |  |  | 0 | 0 | 0 | 0 | 0 |  | 0 | 0 | 0 | 0 | 0
| 21376.9905 | 0 | no | Surplus | yes |  | 0 | 0 | 0 | 1501.2195 | 0 | no | 0 | 0 | 0 | 1501.2195 | 4860 | no | 21376.9905 | 0 | 24300 |  |  | 0 |  |  | 0 | 0 | 0 | 0 | 0 |  | 0 | 0 | 0 | 0 | 0 | 21376.9905 | 6944.8938 | 17323.331 | 0 | no | Surplus | yes |  | 0 | 0 | 0 | 11594.9846 | 0 | no | 0 | 0 | 0 | 11594.9846 | 0 |  |  | 0 | 0 | 0 | 0 | 0 |  | 0 | 0 | 0 | 0 | 0
| 17580.5153 | 0 | no | Surplus | yes |  | 0 | 0 | 0 | 3796.4752 | 0 | no | 0 | 0 | 0 | 3796.4752 | 4860 | no | 17580.5153 | 0 | 24300 |  |  | 0 |  |  | 0 | 0 | 0 | 0 | 0 |  | 0 | 0 | 0 | 0 | 0 | 17580.5153 | 8151.8273 | 14246.7709 | 0 | no | Surplus | yes |  | 0 | 0 | 0 | 9171.5037 | 0 | no | 0 | 0 | 0 | 9171.5037 | 0 |  |  | 0 | 0 | 0 | 0 | 0 |  | 0 | 0 | 0 | 0 | 0
| 18034.3322 | 0 | yes | Deficit |  |  | 0 | 0 | 0 | 0 | 0 |  | 0 | 0 | 0 | 0 | 4860 | no |  | 0 | 24300 | no | 18034.3322 | 0 | no | no | 0 | 0 | 0 | 0 | 0 |  | 0 | 0 | 0 | 0 | 0 | 18034.3322 | 8485.9376 | 14614.5318 | 0 | no | Surplus | yes |  | 0 | 0 | 0 | 5760.8334 | 0 | no | 0 | 0 | 0 | 5760.8334 | 0 |  |  | 0 | 0 | 0 | 0 | 0 |  | 0 | 0 | 0 | 0 | 0
| 18740.4828 | 0 | yes | Deficit |  |  | 0 | 0 | 0 | 0 | 0 |  | 0 | 0 | 0 | 0 | 4860 | no |  | 0 | 24300 | no | 18740.4828 | 0 | no | no | 0 | 0 | 0 | 0 | 0 |  | 0 | 0 | 0 | 0 | 0 | 18740.4828 | 10666.7725 | 15186.777 | 0 | no | Surplus | yes |  | 0 | 0 | 0 | 3947.7592 | 0 | no | 0 | 0 | 0 | 3947.7592 | 0 |  |  | 0 | 0 | 0 | 0 | 0 |  | 0 | 0 | 0 | 0 | 0
| 20434.3885 | 0 | yes | Deficit |  |  | 0 | 0 | 0 | 0 | 0 |  | 0 | 0 | 0 | 0 | 4860 | no |  | 0 | 24300 | no | 20434.3885 | 0 | no | no | 0 | 0 | 0 | 0 | 0 |  | 0 | 0 | 0 | 0 | 0 | 20434.3885 | 10285.2361 | 16559.4721 | 0 | no | Surplus | yes |  | 0 | 0 | 0 | 4901.5409 | 0 | no | 0 | 0 | 0 | 4901.5409 | 0 |  |  | 0 | 0 | 0 | 0 | 0 |  | 0 | 0 | 0 | 0 | 0
| 22842.6991 | 0 | yes | Deficit |  |  | 0 | 0 | 0 | 0 | 0 |  | 0 | 0 | 0 | 0 | 4860 | no |  | 0 | 24300 | no | 22842.6991 | 0 | no | no | 0 | 0 | 0 | 0 | 0 |  | 0 | 0 | 0 | 0 | 0 | 22842.6991 | 10702.5846 | 18511.1014 | 0 | no | Surplus | yes |  | 0 | 0 | 0 | 5856.8874 | 0 | no | 0 | 0 | 0 | 5856.8874 | 0 |  |  | 0 | 0 | 0 | 0 | 0 |  | 0 | 0 | 0 | 0 | 0
| 20496.8088 | 0 | no | Surplus | yes |  | 0 | 0 | 0 | 2345.8903 | 0 | no | 0 | 0 | 0 | 2345.8903 | 4860 | no | 20496.8088 | 0 | 24300 |  |  | 0 |  |  | 0 | 0 | 0 | 0 | 0 |  | 0 | 0 | 0 | 0 | 0 | 20496.8088 | 10685.5428 | 16610.0558 | 0 | no | Surplus | yes |  | 0 | 0 | 0 | 7825.5586 | 0 | no | 0 | 0 | 0 | 7825.5586 | 0 |  |  | 0 | 0 | 0 | 0 | 0 |  | 0 | 0 | 0 | 0 | 0
| 20803.9867 | 0 | yes | Deficit |  |  | 0 | 0 | 0 | 0 | 0 |  | 0 | 0 | 0 | 0 | 4860 | no |  | 0 | 24300 | no | 20803.9867 | 0 | no | no | 0 | 0 | 0 | 0 | 0 |  | 0 | 0 | 0 | 0 | 0 | 20803.9867 | 12325.2004 | 16858.9843 | 0 | no | Surplus | yes |  | 0 | 0 | 0 | 4284.8554 | 0 | no | 0 | 0 | 0 | 4284.8554 | 0 |  |  | 0 | 0 | 0 | 0 | 0 |  | 0 | 0 | 0 | 0 | 0
| 21385.6391 | 0 | yes | Deficit |  |  | 0 | 0 | 0 | 0 | 0 |  | 0 | 0 | 0 | 0 | 4860 | no |  | 0 | 24300 | no | 21385.6391 | 0 | no | no | 0 | 0 | 0 | 0 | 0 |  | 0 | 0 | 0 | 0 | 0 | 21385.6391 | 14081.6961 | 17330.3396 | 0 | no | Surplus | yes |  | 0 | 0 | 0 | 2777.2882 | 0 | no | 0 | 0 | 0 | 2777.2882 | 0 |  |  | 0 | 0 | 0 | 0 | 0 |  | 0 | 0 | 0 | 0 | 0
| 21194.9129 | 0 | no | Surplus | yes |  | 0 | 0 | 0 | 190.7262 | 0 | no | 0 | 0 | 0 | 190.7262 | 4860 | no | 21194.9129 | 0 | 24300 |  |  | 0 |  |  | 0 | 0 | 0 | 0 | 0 |  | 0 | 0 | 0 | 0 | 0 | 21194.9129 | 12394.0566 | 17175.7803 | 0 | no | Surplus | yes |  | 0 | 0 | 0 | 4936.2831 | 0 | no | 0 | 0 | 0 | 4936.2831 | 0 |  |  | 0 | 0 | 0 | 0 | 0 |  | 0 | 0 | 0 | 0 | 0
| 21959.5849 | 0 | yes | Deficit |  |  | 0 | 0 | 0 | 0 | 0 |  | 0 | 0 | 0 | 0 | 4860 | no |  | 0 | 24300 | no | 21959.5849 | 0 | no | no | 0 | 0 | 0 | 0 | 0 |  | 0 | 0 | 0 | 0 | 0 | 21959.5849 | 14729.8225 | 17795.4497 | 0 | no | Surplus | yes |  | 0 | 0 | 0 | 2445.9578 | 0 | no | 0 | 0 | 0 | 2445.9578 | 0 |  |  | 0 | 0 | 0 | 0 | 0 |  | 0 | 0 | 0 | 0 | 0
| 20076.6377 | 0 | no | Surplus | yes |  | 0 | 0 | 0 | 1882.9472 | 0 | no | 0 | 0 | 0 | 1882.9472 | 4860 | no | 20076.6377 | 0 | 24300 |  |  | 0 |  |  | 0 | 0 | 0 | 0 | 0 |  | 0 | 0 | 0 | 0 | 0 | 20076.6377 | 13105.7048 | 16269.5606 | 0 | no | Surplus | yes |  | 0 | 0 | 0 | 4689.7448 | 0 | no | 0 | 0 | 0 | 4689.7448 | 0 |  |  | 0 | 0 | 0 | 0 | 0 |  | 0 | 0 | 0 | 0 | 0
| 19829.3448 | 0 | no | Surplus | yes |  | 0 | 0 | 0 | 247.2929 | 0 | no | 0 | 0 | 0 | 247.2929 | 4860 | no | 19829.3448 | 0 | 24300 |  |  | 0 |  |  | 0 | 0 | 0 | 0 | 0 |  | 0 | 0 | 0 | 0 | 0 | 19829.3448 | 13320.129 | 16069.1611 | 0 | no | Surplus | yes |  | 0 | 0 | 0 | 2949.4315 | 0 | no | 0 | 0 | 0 | 2949.4315 | 0 |  |  | 0 | 0 | 0 | 0 | 0 |  | 0 | 0 | 0 | 0 | 0
| 23732.0013 | 0 | yes | Deficit |  |  | 0 | 0 | 0 | 0 | 0 |  | 0 | 0 | 0 | 0 | 4860 | no |  | 0 | 24300 | no | 23732.0013 | 0 | no | no | 0 | 0 | 0 | 0 | 0 |  | 0 | 0 | 0 | 0 | 0 | 23732.0013 | 13267.0152 | 19231.7676 | 0 | no | Surplus | yes |  | 0 | 0 | 0 | 2802.1459 | 0 | no | 0 | 0 | 0 | 2802.1459 | 0 |  |  | 0 | 0 | 0 | 0 | 0 |  | 0 | 0 | 0 | 0 | 0
| 19806.17 | 0 | no | Surplus | yes |  | 0 | 0 | 0 | 3925.8313 | 0 | no | 0 | 0 | 0 | 3925.8313 | 4860 | no | 19806.17 | 0 | 24300 |  |  | 0 |  |  | 0 | 0 | 0 | 0 | 0 |  | 0 | 0 | 0 | 0 | 0 | 19806.17 | 13554.4809 | 16050.3809 | 0 | no | Surplus | yes |  | 0 | 0 | 0 | 5677.2868 | 0 | no | 0 | 0 | 0 | 5677.2868 | 0 |  |  | 0 | 0 | 0 | 0 | 0 |  | 0 | 0 | 0 | 0 | 0
| 17819.7427 | 0 | no | Surplus | yes |  | 0 | 0 | 0 | 1986.4273 | 0 | no | 0 | 0 | 0 | 1986.4273 | 4860 | no | 17819.7427 | 0 | 24300 |  |  | 0 |  |  | 0 | 0 | 0 | 0 | 0 |  | 0 | 0 | 0 | 0 | 0 | 17819.7427 | 12903.3916 | 14440.6343 | 0 | no | Surplus | yes |  | 0 | 0 | 0 | 3146.9893 | 0 | no | 0 | 0 | 0 | 3146.9893 | 0 |  |  | 0 | 0 | 0 | 0 | 0 |  | 0 | 0 | 0 | 0 | 0
| 15246.3527 | 0 | no | Surplus | yes |  | 0 | 0 | 0 | 2573.39 | 0 | no | 0 | 0 | 0 | 2573.39 | 4860 | no | 15246.3527 | 0 | 24300 |  |  | 0 |  |  | 0 | 0 | 0 | 0 | 0 |  | 0 | 0 | 0 | 0 | 0 | 15246.3527 | 13036.6897 | 12355.2291 | 0 | no | Surplus | yes |  | 0 | 0 | 0 | 1403.9446 | 0 | no | 0 | 0 | 0 | 1403.9446 | 0 |  |  | 0 | 0 | 0 | 0 | 0 |  | 0 | 0 | 0 | 0 | 0
| 16343.1046 | 0 | yes | Deficit |  |  | 0 | 0 | 0 | 0 | 0 |  | 0 | 0 | 0 | 0 | 4860 | no |  | 0 | 24300 | no | 16343.1046 | 0 | no | no | 0 | 0 | 0 | 0 | 0 |  | 0 | 0 | 0 | 0 | 0 | 16343.1046 | 14598.933 | 13244.007 | 0 | yes | Deficit |  |  | 0 | 0 | 0 | 0 | 0 |  | 0 | 0 | 0 | 0 | 2243.7039 | yes |  | 0 | 0 | 0 | 2243.7039 | 0 | no | 0 | 0 | 0 | 2243.7039 | 0
| 15642.2567 | 0 | no | Surplus | yes |  | 0 | 0 | 0 | 700.8479 | 0 | no | 0 | 0 | 0 | 700.8479 | 4860 | no | 15642.2567 | 0 | 24300 |  |  | 0 |  |  | 0 | 0 | 0 | 0 | 0 |  | 0 | 0 | 0 | 0 | 0 | 15642.2567 | 15157.801 | 12676.0589 | 0 | yes | Deficit |  |  | 0 | 0 | 0 | 0 | 0 |  | 0 | 0 | 0 | 0 | 1913.794 | yes |  | 0 | 0 | 0 | 1913.794 | 0 | no | 0 | 0 | 0 | 1913.794 | 0
| 16176.505 | 0 | yes | Deficit |  |  | 0 | 0 | 0 | 0 | 0 |  | 0 | 0 | 0 | 0 | 4860 | no |  | 0 | 24300 | no | 16176.505 | 0 | no | no | 0 | 0 | 0 | 0 | 0 |  | 0 | 0 | 0 | 0 | 0 | 16176.505 | 14314.5838 | 13108.9992 | 0 | yes | Deficit |  |  | 0 | 0 | 0 | 0 | 0 |  | 0 | 0 | 0 | 0 | 1638.5249 | yes |  | 0 | 0 | 0 | 1638.5249 | 0 | no | 0 | 0 | 0 | 1638.5249 | 0
| 18411.95 | 0 | yes | Deficit |  |  | 0 | 0 | 0 | 0 | 0 |  | 0 | 0 | 0 | 0 | 4860 | no |  | 0 | 24300 | no | 18411.95 | 0 | no | no | 0 | 0 | 0 | 0 | 0 |  | 0 | 0 | 0 | 0 | 0 | 18411.95 | 12905.7442 | 14920.543 | 0 | no | Surplus | yes |  | 0 | 0 | 0 | 203.255 | 0 | no | 0 | 0 | 0 | 203.255 | 0 |  |  | 0 | 0 | 0 | 0 | 0 |  | 0 | 0 | 0 | 0 | 0
| 16319.0672 | 0 | no | Surplus | yes |  | 0 | 0 | 0 | 2092.8828 | 0 | no | 0 | 0 | 0 | 2092.8828 | 4860 | no | 16319.0672 | 0 | 24300 |  |  | 0 |  |  | 0 | 0 | 0 | 0 | 0 |  | 0 | 0 | 0 | 0 | 0 | 16319.0672 | 13081.7844 | 13224.5277 | 0 | no | Surplus | yes |  | 0 | 0 | 0 | 1838.7585 | 0 | no | 0 | 0 | 0 | 1838.7585 | 0 |  |  | 0 | 0 | 0 | 0 | 0 |  | 0 | 0 | 0 | 0 | 0
| 16558.8692 | 0 | yes | Deficit |  |  | 0 | 0 | 0 | 0 | 0 |  | 0 | 0 | 0 | 0 | 4860 | no |  | 0 | 24300 | no | 16558.8692 | 0 | no | no | 0 | 0 | 0 | 0 | 0 |  | 0 | 0 | 0 | 0 | 0 | 16558.8692 | 11948.3764 | 13418.8568 | 0 | no | Surplus | yes |  | 0 | 0 | 0 | 1276.1513 | 0 | no | 0 | 0 | 0 | 1276.1513 | 0 |  |  | 0 | 0 | 0 | 0 | 0 |  | 0 | 0 | 0 | 0 | 0
| 16796.2265 | 0 | yes | Deficit |  |  | 0 | 0 | 0 | 0 | 0 |  | 0 | 0 | 0 | 0 | 4860 | no |  | 0 | 24300 | no | 16796.2265 | 0 | no | no | 0 | 0 | 0 | 0 | 0 |  | 0 | 0 | 0 | 0 | 0 | 16796.2265 | 12791.2757 | 13611.2047 | 0 | no | Surplus | yes |  | 0 | 0 | 0 | 627.581 | 0 | no | 0 | 0 | 0 | 627.581 | 0 |  |  | 0 | 0 | 0 | 0 | 0 |  | 0 | 0 | 0 | 0 | 0
| 16899.3664 | 0 | yes | Deficit |  |  | 0 | 0 | 0 | 0 | 0 |  | 0 | 0 | 0 | 0 | 4860 | no |  | 0 | 24300 | no | 16899.3664 | 0 | no | no | 0 | 0 | 0 | 0 | 0 |  | 0 | 0 | 0 | 0 | 0 | 16899.3664 | 12767.9008 | 13694.7864 | 0 | no | Surplus | yes |  | 0 | 0 | 0 | 843.3038 | 0 | no | 0 | 0 | 0 | 843.3038 | 0 |  |  | 0 | 0 | 0 | 0 | 0 |  | 0 | 0 | 0 | 0 | 0
| 15256.6945 | 0 | no | Surplus | yes |  | 0 | 0 | 0 | 1642.672 | 0 | no | 0 | 0 | 0 | 1642.672 | 4860 | no | 15256.6945 | 0 | 24300 |  |  | 0 |  |  | 0 | 0 | 0 | 0 | 0 |  | 0 | 0 | 0 | 0 | 0 | 15256.6945 | 15494.5614 | 12363.6098 | 0 | yes | Deficit |  |  | 0 | 0 | 0 | 0 | 0 |  | 0 | 0 | 0 | 0 | 1799.775 | yes |  | 0 | 0 | 0 | 1799.775 | 0 | no | 0 | 0 | 0 | 1799.775 | 0
| 18226.755 | 0 | yes | Deficit |  |  | 0 | 0 | 0 | 0 | 0 |  | 0 | 0 | 0 | 0 | 4860 | no |  | 0 | 24300 | no | 18226.755 | 0 | no | no | 0 | 0 | 0 | 0 | 0 |  | 0 | 0 | 0 | 0 | 0 | 18226.755 | 13459.8027 | 14770.4659 | 0 | yes | Deficit |  |  | 0 | 0 | 0 | 0 | 0 |  | 0 | 0 | 0 | 0 | 1096.1929 | yes |  | 0 | 0 | 0 | 1096.1929 | 0 | no | 0 | 0 | 0 | 1096.1929 | 0
| 15299.9262 | 0 | no | Surplus | yes |  | 0 | 0 | 0 | 2926.8288 | 0 | no | 0 | 0 | 0 | 2926.8288 | 4860 | no | 15299.9262 | 0 | 24300 |  |  | 0 |  |  | 0 | 0 | 0 | 0 | 0 |  | 0 | 0 | 0 | 0 | 0 | 15299.9262 | 15394.0569 | 12398.6436 | 0 | yes | Deficit |  |  | 0 | 0 | 0 | 0 | 0 |  | 0 | 0 | 0 | 0 | 623.591 | yes |  | 0 | 0 | 0 | 623.591 | 0 | no | 0 | 0 | 0 | 623.591 | 0
| 14368.148 | 0 | no | Surplus | yes |  | 0 | 0 | 0 | 931.7782 | 0 | no | 0 | 0 | 0 | 931.7782 | 4860 | no | 14368.148 | 0 | 24300 |  |  | 0 |  |  | 0 | 0 | 0 | 0 | 0 |  | 0 | 0 | 0 | 0 | 0 | 14368.148 | 14010.4791 | 11643.5559 | 0 | yes | Deficit |  |  | 0 | 0 | 0 | 0 | 0 |  | 0 | 0 | 0 | 0 | 1611.8356 | yes |  | 0 | 0 | 0 | 1611.8356 | 0 | no | 0 | 0 | 0 | 1611.8356 | 0
| 15159.9797 | 0 | yes | Deficit |  |  | 0 | 0 | 0 | 0 | 0 |  | 0 | 0 | 0 | 0 | 4860 | no |  | 0 | 24300 | no | 15159.9797 | 0 | no | no | 0 | 0 | 0 | 0 | 0 |  | 0 | 0 | 0 | 0 | 0 | 15159.9797 | 15109.2764 | 12285.2348 | 0 | yes | Deficit |  |  | 0 | 0 | 0 | 0 | 0 |  | 0 | 0 | 0 | 0 | 3465.7205 | yes |  | 0 | 0 | 0 | 3465.7205 | 0 | no | 0 | 0 | 0 | 3465.7205 | 0
| 14434.7361 | 0 | no | Surplus | yes |  | 0 | 0 | 0 | 725.2436 | 0 | no | 0 | 0 | 0 | 725.2436 | 4860 | no | 14434.7361 | 0 | 24300 |  |  | 0 |  |  | 0 | 0 | 0 | 0 | 0 |  | 0 | 0 | 0 | 0 | 0 | 14434.7361 | 14751.1475 | 11697.5171 | 0 | yes | Deficit |  |  | 0 | 0 | 0 | 0 | 0 |  | 0 | 0 | 0 | 0 | 2465.9128 | yes |  | 0 | 0 | 0 | 2465.9128 | 0 | no | 0 | 0 | 0 | 2465.9128 | 0
| 18555.3015 | 0 | yes | Deficit |  |  | 0 | 0 | 0 | 0 | 0 |  | 0 | 0 | 0 | 0 | 4860 | no |  | 0 | 24300 | no | 18555.3015 | 0 | no | no | 0 | 0 | 0 | 0 | 0 |  | 0 | 0 | 0 | 0 | 0 | 18555.3015 | 14656.1879 | 15036.7111 | 0 | yes | Deficit |  |  | 0 | 0 | 0 | 0 | 0 |  | 0 | 0 | 0 | 0 | 2958.6708 | yes |  | 0 | 0 | 0 | 2958.6708 | 0 | no | 0 | 0 | 0 | 2958.6708 | 0
| 21326.7528 | 0 | yes | Deficit |  |  | 0 | 0 | 0 | 0 | 0 |  | 0 | 0 | 0 | 0 | 4860 | no |  | 0 | 24300 | no | 21326.7528 | 0 | no | no | 0 | 0 | 0 | 0 | 0 |  | 0 | 0 | 0 | 0 | 0 | 21326.7528 | 15440.5957 | 17282.6198 | 0 | yes | Deficit |  |  | 0 | 0 | 0 | 0 | 0 |  | 0 | 0 | 0 | 0 | 403.8845 | yes |  | 0 | 0 | 0 | 403.8845 | 0 | no | 0 | 0 | 0 | 403.8845 | 0
| 21899.6045 | 0 | yes | Deficit |  |  | 0 | 0 | 0 | 0 | 0 |  | 0 | 0 | 0 | 0 | 4860 | no |  | 0 | 24300 | no | 21899.6045 | 0 | no | no | 0 | 0 | 0 | 0 | 0 |  | 0 | 0 | 0 | 0 | 0 | 21899.6045 | 15801.325 | 17746.8432 | 0 | no | Surplus | yes |  | 0 | 0 | 0 | 1481.2948 | 0 | no | 0 | 0 | 0 | 1481.2948 | 0 |  |  | 0 | 0 | 0 | 0 | 0 |  | 0 | 0 | 0 | 0 | 0
| 19532.6154 | 0 | no | Surplus | yes |  | 0 | 0 | 0 | 2366.9892 | 0 | no | 0 | 0 | 0 | 2366.9892 | 4860 | no | 19532.6154 | 0 | 24300 |  |  | 0 |  |  | 0 | 0 | 0 | 0 | 0 |  | 0 | 0 | 0 | 0 | 0 | 19532.6154 | 15434.0135 | 15828.6997 | 0 | no | Surplus | yes |  | 0 | 0 | 0 | 2312.8297 | 0 | no | 0 | 0 | 0 | 2312.8297 | 0 |  |  | 0 | 0 | 0 | 0 | 0 |  | 0 | 0 | 0 | 0 | 0
| 21455.0522 | 0 | yes | Deficit |  |  | 0 | 0 | 0 | 0 | 0 |  | 0 | 0 | 0 | 0 | 4860 | no |  | 0 | 24300 | no | 21455.0522 | 0 | no | no | 0 | 0 | 0 | 0 | 0 |  | 0 | 0 | 0 | 0 | 0 | 21455.0522 | 15017.75 | 17386.5901 | 0 | no | Surplus | yes |  | 0 | 0 | 0 | 810.9497 | 0 | no | 0 | 0 | 0 | 810.9497 | 0 |  |  | 0 | 0 | 0 | 0 | 0 |  | 0 | 0 | 0 | 0 | 0
| 19535.074 | 0 | no | Surplus | yes |  | 0 | 0 | 0 | 1919.9782 | 0 | no | 0 | 0 | 0 | 1919.9782 | 4860 | no | 19535.074 | 0 | 24300 |  |  | 0 |  |  | 0 | 0 | 0 | 0 | 0 |  | 0 | 0 | 0 | 0 | 0 | 19535.074 | 15339.9761 | 15830.692 | 0 | no | Surplus | yes |  | 0 | 0 | 0 | 2046.6139 | 0 | no | 0 | 0 | 0 | 2046.6139 | 0 |  |  | 0 | 0 | 0 | 0 | 0 |  | 0 | 0 | 0 | 0 | 0
| 20343.9782 | 0 | yes | Deficit |  |  | 0 | 0 | 0 | 0 | 0 |  | 0 | 0 | 0 | 0 | 4860 | no |  | 0 | 24300 | no | 20343.9782 | 0 | no | no | 0 | 0 | 0 | 0 | 0 |  | 0 | 0 | 0 | 0 | 0 | 20343.9782 | 14259.9922 | 16486.206 | 0 | no | Surplus | yes |  | 0 | 0 | 0 | 1570.6999 | 0 | no | 0 | 0 | 0 | 1570.6999 | 0 |  |  | 0 | 0 | 0 | 0 | 0 |  | 0 | 0 | 0 | 0 | 0
| 18479.5105 | 0 | no | Surplus | yes |  | 0 | 0 | 0 | 1864.4676 | 0 | no | 0 | 0 | 0 | 1864.4676 | 4860 | no | 18479.5105 | 0 | 24300 |  |  | 0 |  |  | 0 | 0 | 0 | 0 | 0 |  | 0 | 0 | 0 | 0 | 0 | 18479.5105 | 15781.1923 | 14975.2922 | 0 | no | Surplus | yes |  | 0 | 0 | 0 | 705.0137 | 0 | no | 0 | 0 | 0 | 705.0137 | 0 |  |  | 0 | 0 | 0 | 0 | 0 |  | 0 | 0 | 0 | 0 | 0
| 21589.187 | 0 | yes | Deficit |  |  | 0 | 0 | 0 | 0 | 0 |  | 0 | 0 | 0 | 0 | 4860 | no |  | 0 | 24300 | no | 21589.187 | 0 | no | no | 0 | 0 | 0 | 0 | 0 |  | 0 | 0 | 0 | 0 | 0 | 21589.187 | 15162.0447 | 17495.2893 | 0 | yes | Deficit |  |  | 0 | 0 | 0 | 0 | 0 |  | 0 | 0 | 0 | 0 | 186.7526 | yes |  | 0 | 0 | 0 | 186.7526 | 0 | no | 0 | 0 | 0 | 186.7526 | 0
| 20529.7096 | 0 | no | Surplus | yes |  | 0 | 0 | 0 | 1059.4774 | 0 | no | 0 | 0 | 0 | 1059.4774 | 4860 | no | 20529.7096 | 0 | 24300 |  |  | 0 |  |  | 0 | 0 | 0 | 0 | 0 |  | 0 | 0 | 0 | 0 | 0 | 20529.7096 | 14939.2418 | 16636.7177 | 0 | no | Surplus | yes |  | 0 | 0 | 0 | 2556.0475 | 0 | no | 0 | 0 | 0 | 2556.0475 | 0 |  |  | 0 | 0 | 0 | 0 | 0 |  | 0 | 0 | 0 | 0 | 0
| 19238.4363 | 0 | no | Surplus | yes |  | 0 | 0 | 0 | 1291.2733 | 0 | no | 0 | 0 | 0 | 1291.2733 | 4860 | no | 19238.4363 | 0 | 24300 |  |  | 0 |  |  | 0 | 0 | 0 | 0 | 0 |  | 0 | 0 | 0 | 0 | 0 | 19238.4363 | 15989.7076 | 15590.305 | 0 | no | Surplus | yes |  | 0 | 0 | 0 | 647.0101 | 0 | no | 0 | 0 | 0 | 647.0101 | 0 |  |  | 0 | 0 | 0 | 0 | 0 |  | 0 | 0 | 0 | 0 | 0
| 20950.7453 | 0 | yes | Deficit |  |  | 0 | 0 | 0 | 0 | 0 |  | 0 | 0 | 0 | 0 | 4860 | no |  | 0 | 24300 | no | 20950.7453 | 0 | no | no | 0 | 0 | 0 | 0 | 0 |  | 0 | 0 | 0 | 0 | 0 | 20950.7453 | 15159.4498 | 16977.9135 | 0 | no | Surplus | yes |  | 0 | 0 | 0 | 430.8552 | 0 | no | 0 | 0 | 0 | 430.8552 | 0 |  |  | 0 | 0 | 0 | 0 | 0 |  | 0 | 0 | 0 | 0 | 0
| 21846.6441 | 0 | yes | Deficit |  |  | 0 | 0 | 0 | 0 | 0 |  | 0 | 0 | 0 | 0 | 4860 | no |  | 0 | 24300 | no | 21846.6441 | 0 | no | no | 0 | 0 | 0 | 0 | 0 |  | 0 | 0 | 0 | 0 | 0 | 21846.6441 | 14043.9578 | 17703.9255 | 0 | no | Surplus | yes |  | 0 | 0 | 0 | 2933.9557 | 0 | no | 0 | 0 | 0 | 2933.9557 | 0 |  |  | 0 | 0 | 0 | 0 | 0 |  | 0 | 0 | 0 | 0 | 0
| 21260.3834 | 0 | no | Surplus | yes |  | 0 | 0 | 0 | 586.2606 | 0 | no | 0 | 0 | 0 | 586.2606 | 4860 | no | 21260.3834 | 0 | 24300 |  |  | 0 |  |  | 0 | 0 | 0 | 0 | 0 |  | 0 | 0 | 0 | 0 | 0 | 21260.3834 | 16001.9666 | 17228.8358 | 0 | no | Surplus | yes |  | 0 | 0 | 0 | 1701.9589 | 0 | no | 0 | 0 | 0 | 1701.9589 | 0 |  |  | 0 | 0 | 0 | 0 | 0 |  | 0 | 0 | 0 | 0 | 0
| 22343.9002 | 0 | yes | Deficit |  |  | 0 | 0 | 0 | 0 | 0 |  | 0 | 0 | 0 | 0 | 4860 | no |  | 0 | 24300 | no | 22343.9002 | 0 | no | no | 0 | 0 | 0 | 0 | 0 |  | 0 | 0 | 0 | 0 | 0 | 22343.9002 | 14520.2635 | 18106.8884 | 0 | no | Surplus | yes |  | 0 | 0 | 0 | 2708.5723 | 0 | no | 0 | 0 | 0 | 2708.5723 | 0 |  |  | 0 | 0 | 0 | 0 | 0 |  | 0 | 0 | 0 | 0 | 0
| 23330.3144 | 0 | yes | Deficit |  |  | 0 | 0 | 0 | 0 | 0 |  | 0 | 0 | 0 | 0 | 4860 | no |  | 0 | 24300 | no | 23330.3144 | 0 | no | no | 0 | 0 | 0 | 0 | 0 |  | 0 | 0 | 0 | 0 | 0 | 23330.3144 | 16057.377 | 18906.2515 | 0 | no | Surplus | yes |  | 0 | 0 | 0 | 2049.5114 | 0 | no | 0 | 0 | 0 | 2049.5114 | 0 |  |  | 0 | 0 | 0 | 0 | 0 |  | 0 | 0 | 0 | 0 | 0
| 22473.2406 | 0 | no | Surplus | yes |  | 0 | 0 | 0 | 857.0737 | 0 | no | 0 | 0 | 0 | 857.0737 | 4860 | no | 22473.2406 | 0 | 24300 |  |  | 0 |  |  | 0 | 0 | 0 | 0 | 0 |  | 0 | 0 | 0 | 0 | 0 | 22473.2406 | 16528.4532 | 18211.7023 | 0 | no | Surplus | yes |  | 0 | 0 | 0 | 2377.7983 | 0 | no | 0 | 0 | 0 | 2377.7983 | 0 |  |  | 0 | 0 | 0 | 0 | 0 |  | 0 | 0 | 0 | 0 | 0
| 18676.9953 | 0 | no | Surplus | yes |  | 0 | 0 | 0 | 3796.2454 | 0 | no | 0 | 0 | 0 | 3796.2454 | 4860 | no | 18676.9953 | 0 | 24300 |  |  | 0 |  |  | 0 | 0 | 0 | 0 | 0 |  | 0 | 0 | 0 | 0 | 0 | 18676.9953 | 16269.9333 | 15135.3284 | 0 | no | Surplus | yes |  | 0 | 0 | 0 | 1941.769 | 0 | no | 0 | 0 | 0 | 1941.769 | 0 |  |  | 0 | 0 | 0 | 0 | 0 |  | 0 | 0 | 0 | 0 | 0
| 17445.907 | 0 | no | Surplus | yes |  | 0 | 0 | 0 | 1231.0882 | 0 | no | 0 | 0 | 0 | 1231.0882 | 4860 | no | 17445.907 | 0 | 24300 |  |  | 0 |  |  | 0 | 0 | 0 | 0 | 0 |  | 0 | 0 | 0 | 0 | 0 | 17445.907 | 16036.8475 | 14137.688 | 0 | yes | Deficit |  |  | 0 | 0 | 0 | 0 | 0 |  | 0 | 0 | 0 | 0 | 901.5191 | yes |  | 0 | 0 | 0 | 901.5191 | 0 | no | 0 | 0 | 0 | 901.5191 | 0
| 19109.2583 | 0 | yes | Deficit |  |  | 0 | 0 | 0 | 0 | 0 |  | 0 | 0 | 0 | 0 | 4860 | no |  | 0 | 24300 | no | 19109.2583 | 0 | no | no | 0 | 0 | 0 | 0 | 0 |  | 0 | 0 | 0 | 0 | 0 | 19109.2583 | 15576.1546 | 15485.6226 | 0 | yes | Deficit |  |  | 0 | 0 | 0 | 0 | 0 |  | 0 | 0 | 0 | 0 | 1438.4666 | yes |  | 0 | 0 | 0 | 1438.4666 | 0 | no | 0 | 0 | 0 | 1438.4666 | 0
| 18175.9617 | 0 | no | Surplus | yes |  | 0 | 0 | 0 | 933.2966 | 0 | no | 0 | 0 | 0 | 933.2966 | 4860 | no | 18175.9617 | 0 | 24300 |  |  | 0 |  |  | 0 | 0 | 0 | 0 | 0 |  | 0 | 0 | 0 | 0 | 0 | 18175.9617 | 14774.6138 | 14729.3044 | 0 | no | Surplus | yes |  | 0 | 0 | 0 | 711.0088 | 0 | no | 0 | 0 | 0 | 711.0088 | 0 |  |  | 0 | 0 | 0 | 0 | 0 |  | 0 | 0 | 0 | 0 | 0
| 16596.6446 | 0 | no | Surplus | yes |  | 0 | 0 | 0 | 1579.3171 | 0 | no | 0 | 0 | 0 | 1579.3171 | 4860 | no | 16596.6446 | 0 | 24300 |  |  | 0 |  |  | 0 | 0 | 0 | 0 | 0 |  | 0 | 0 | 0 | 0 | 0 | 16596.6446 | 14418.1499 | 13449.4689 | 0 | no | Surplus | yes |  | 0 | 0 | 0 | 311.1545 | 0 | no | 0 | 0 | 0 | 311.1545 | 0 |  |  | 0 | 0 | 0 | 0 | 0 |  | 0 | 0 | 0 | 0 | 0
| 15808.8073 | 0 | no | Surplus | yes |  | 0 | 0 | 0 | 787.8372 | 0 | no | 0 | 0 | 0 | 787.8372 | 4860 | no | 15808.8073 | 0 | 24300 |  |  | 0 |  |  | 0 | 0 | 0 | 0 | 0 |  | 0 | 0 | 0 | 0 | 0 | 15808.8073 | 15422.5597 | 12811.027 | 0 | yes | Deficit |  |  | 0 | 0 | 0 | 0 | 0 |  | 0 | 0 | 0 | 0 | 1973.0908 | yes |  | 0 | 0 | 0 | 1973.0908 | 0 | no | 0 | 0 | 0 | 1973.0908 | 0
| 16622.4643 | 0 | yes | Deficit |  |  | 0 | 0 | 0 | 0 | 0 |  | 0 | 0 | 0 | 0 | 4860 | no |  | 0 | 24300 | no | 16622.4643 | 0 | no | no | 0 | 0 | 0 | 0 | 0 |  | 0 | 0 | 0 | 0 | 0 | 16622.4643 | 15214.1279 | 13470.3925 | 0 | yes | Deficit |  |  | 0 | 0 | 0 | 0 | 0 |  | 0 | 0 | 0 | 0 | 2403.1009 | yes |  | 0 | 0 | 0 | 2403.1009 | 0 | no | 0 | 0 | 0 | 2403.1009 | 0
| 17317.4926 | 0 | yes | Deficit |  |  | 0 | 0 | 0 | 0 | 0 |  | 0 | 0 | 0 | 0 | 4860 | no |  | 0 | 24300 | no | 17317.4926 | 0 | no | no | 0 | 0 | 0 | 0 | 0 |  | 0 | 0 | 0 | 0 | 0 | 17317.4926 | 15036.4841 | 14033.6245 | 0 | yes | Deficit |  |  | 0 | 0 | 0 | 0 | 0 |  | 0 | 0 | 0 | 0 | 1566.0916 | yes |  | 0 | 0 | 0 | 1566.0916 | 0 | no | 0 | 0 | 0 | 1566.0916 | 0
| 16418.7597 | 0 | no | Surplus | yes |  | 0 | 0 | 0 | 898.7329 | 0 | no | 0 | 0 | 0 | 898.7329 | 4860 | no | 16418.7597 | 0 | 24300 |  |  | 0 |  |  | 0 | 0 | 0 | 0 | 0 |  | 0 | 0 | 0 | 0 | 0 | 16418.7597 | 15245.8409 | 13305.3158 | 0 | yes | Deficit |  |  | 0 | 0 | 0 | 0 | 0 |  | 0 | 0 | 0 | 0 | 1212.2165 | yes |  | 0 | 0 | 0 | 1212.2165 | 0 | no | 0 | 0 | 0 | 1212.2165 | 0
| 14421.9726 | 0 | no | Surplus | yes |  | 0 | 0 | 0 | 1996.787 | 0 | no | 0 | 0 | 0 | 1996.787 | 4860 | no | 14421.9726 | 0 | 24300 |  |  | 0 |  |  | 0 | 0 | 0 | 0 | 0 |  | 0 | 0 | 0 | 0 | 0 | 14421.9726 | 15468.2175 | 11687.1739 | 0 | yes | Deficit |  |  | 0 | 0 | 0 | 0 | 0 |  | 0 | 0 | 0 | 0 | 2162.9017 | yes |  | 0 | 0 | 0 | 2162.9017 | 0 | no | 0 | 0 | 0 | 2162.9017 | 0
| 16824.864 | 0 | yes | Deficit |  |  | 0 | 0 | 0 | 0 | 0 |  | 0 | 0 | 0 | 0 | 4860 | no |  | 0 | 24300 | no | 16824.864 | 0 | no | no | 0 | 0 | 0 | 0 | 0 |  | 0 | 0 | 0 | 0 | 0 | 16824.864 | 15506.0571 | 13634.4117 | 0 | yes | Deficit |  |  | 0 | 0 | 0 | 0 | 0 |  | 0 | 0 | 0 | 0 | 3818.8831 | yes |  | 0 | 0 | 0 | 3818.8831 | 0 | no | 0 | 0 | 0 | 3818.8831 | 0
| 15080.298 | 0 | no | Surplus | yes |  | 0 | 0 | 0 | 1744.566 | 0 | no | 0 | 0 | 0 | 1744.566 | 4860 | no | 15080.298 | 0 | 24300 |  |  | 0 |  |  | 0 | 0 | 0 | 0 | 0 |  | 0 | 0 | 0 | 0 | 0 | 15080.298 | 15449.0685 | 12220.6629 | 0 | yes | Deficit |  |  | 0 | 0 | 0 | 0 | 0 |  | 0 | 0 | 0 | 0 | 1814.6568 | yes |  | 0 | 0 | 0 | 1814.6568 | 0 | no | 0 | 0 | 0 | 1814.6568 | 0
| 17464.8269 | 0 | yes | Deficit |  |  | 0 | 0 | 0 | 0 | 0 |  | 0 | 0 | 0 | 0 | 4860 | no |  | 0 | 24300 | no | 17464.8269 | 0 | no | no | 0 | 0 | 0 | 0 | 0 |  | 0 | 0 | 0 | 0 | 0 | 17464.8269 | 15334.5667 | 14153.0202 | 0 | yes | Deficit |  |  | 0 | 0 | 0 | 0 | 0 |  | 0 | 0 | 0 | 0 | 3113.9039 | yes |  | 0 | 0 | 0 | 3113.9039 | 0 | no | 0 | 0 | 0 | 3113.9039 | 0
| 17986.8862 | 0 | yes | Deficit |  |  | 0 | 0 | 0 | 0 | 0 |  | 0 | 0 | 0 | 0 | 4860 | no |  | 0 | 24300 | no | 17986.8862 | 0 | no | no | 0 | 0 | 0 | 0 | 0 |  | 0 | 0 | 0 | 0 | 0 | 17986.8862 | 15375.3705 | 14576.0828 | 0 | yes | Deficit |  |  | 0 | 0 | 0 | 0 | 0 |  | 0 | 0 | 0 | 0 | 1222.3503 | yes |  | 0 | 0 | 0 | 1222.3503 | 0 | no | 0 | 0 | 0 | 1222.3503 | 0
| 18292.0249 | 0 | yes | Deficit |  |  | 0 | 0 | 0 | 0 | 0 |  | 0 | 0 | 0 | 0 | 4860 | no |  | 0 | 24300 | no | 18292.0249 | 0 | no | no | 0 | 0 | 0 | 0 | 0 |  | 0 | 0 | 0 | 0 | 0 | 18292.0249 | 14958.2874 | 14823.3589 | 0 | yes | Deficit |  |  | 0 | 0 | 0 | 0 | 0 |  | 0 | 0 | 0 | 0 | 382.2046 | yes |  | 0 | 0 | 0 | 382.2046 | 0 | no | 0 | 0 | 0 | 382.2046 | 0
| 17691.7031 | 0 | no | Surplus | yes |  | 0 | 0 | 0 | 600.3218 | 0 | no | 0 | 0 | 0 | 600.3218 | 4860 | no | 17691.7031 | 0 | 24300 |  |  | 0 |  |  | 0 | 0 | 0 | 0 | 0 |  | 0 | 0 | 0 | 0 | 0 | 17691.7031 | 14735.2766 | 14336.8745 | 0 | no | Surplus | yes |  | 0 | 0 | 0 | 88.0823 | 0 | no | 0 | 0 | 0 | 88.0823 | 0 |  |  | 0 | 0 | 0 | 0 | 0 |  | 0 | 0 | 0 | 0 | 0
| 18286.3492 | 0 | yes | Deficit |  |  | 0 | 0 | 0 | 0 | 0 |  | 0 | 0 | 0 | 0 | 4860 | no |  | 0 | 24300 | no | 18286.3492 | 0 | no | no | 0 | 0 | 0 | 0 | 0 |  | 0 | 0 | 0 | 0 | 0 | 18286.3492 | 13081.3354 | 14818.7595 | 0 | no | Surplus | yes |  | 0 | 0 | 0 | 1255.5391 | 0 | no | 0 | 0 | 0 | 1255.5391 | 0 |  |  | 0 | 0 | 0 | 0 | 0 |  | 0 | 0 | 0 | 0 | 0
| 17665.4161 | 0 | no | Surplus | yes |  | 0 | 0 | 0 | 620.933 | 0 | no | 0 | 0 | 0 | 620.933 | 4860 | no | 17665.4161 | 0 | 24300 |  |  | 0 |  |  | 0 | 0 | 0 | 0 | 0 |  | 0 | 0 | 0 | 0 | 0 | 17665.4161 | 13632.2331 | 14315.5722 | 0 | no | Surplus | yes |  | 0 | 0 | 0 | 1186.5263 | 0 | no | 0 | 0 | 0 | 1186.5263 | 0 |  |  | 0 | 0 | 0 | 0 | 0 |  | 0 | 0 | 0 | 0 | 0
| 16404.8192 | 0 | no | Surplus | yes |  | 0 | 0 | 0 | 1260.597 | 0 | no | 0 | 0 | 0 | 1260.597 | 4860 | no | 16404.8192 | 0 | 24300 |  |  | 0 |  |  | 0 | 0 | 0 | 0 | 0 |  | 0 | 0 | 0 | 0 | 0 | 16404.8192 | 14965.4441 | 13294.0188 | 0 | yes | Deficit |  |  | 0 | 0 | 0 | 0 | 0 |  | 0 | 0 | 0 | 0 | 649.8719 | yes |  | 0 | 0 | 0 | 649.8719 | 0 | no | 0 | 0 | 0 | 649.8719 | 0
| 15411.1161 | 0 | no | Surplus | yes |  | 0 | 0 | 0 | 993.703 | 0 | no | 0 | 0 | 0 | 993.703 | 4860 | no | 15411.1161 | 0 | 24300 |  |  | 0 |  |  | 0 | 0 | 0 | 0 | 0 |  | 0 | 0 | 0 | 0 | 0 | 15411.1161 | 14660.0758 | 12488.7489 | 0 | yes | Deficit |  |  | 0 | 0 | 0 | 0 | 0 |  | 0 | 0 | 0 | 0 | 1366.057 | yes |  | 0 | 0 | 0 | 1366.057 | 0 | no | 0 | 0 | 0 | 1366.057 | 0
| 15543.3437 | 0 | yes | Deficit |  |  | 0 | 0 | 0 | 0 | 0 |  | 0 | 0 | 0 | 0 | 4860 | no |  | 0 | 24300 | no | 15543.3437 | 0 | no | no | 0 | 0 | 0 | 0 | 0 |  | 0 | 0 | 0 | 0 | 0 | 15543.3437 | 15067.6593 | 12595.9025 | 0 | yes | Deficit |  |  | 0 | 0 | 0 | 0 | 0 |  | 0 | 0 | 0 | 0 | 2578.9104 | yes |  | 0 | 0 | 0 | 2578.9104 | 0 | no | 0 | 0 | 0 | 2578.9104 | 0
| 17152.4839 | 0 | yes | Deficit |  |  | 0 | 0 | 0 | 0 | 0 |  | 0 | 0 | 0 | 0 | 4860 | no |  | 0 | 24300 | no | 17152.4839 | 0 | no | no | 0 | 0 | 0 | 0 | 0 |  | 0 | 0 | 0 | 0 | 0 | 17152.4839 | 15176.5027 | 13899.9059 | 0 | yes | Deficit |  |  | 0 | 0 | 0 | 0 | 0 |  | 0 | 0 | 0 | 0 | 2580.6002 | yes |  | 0 | 0 | 0 | 2580.6002 | 0 | no | 0 | 0 | 0 | 2580.6002 | 0
| 14993.8248 | 0 | no | Surplus | yes |  | 0 | 0 | 0 | 2158.6591 | 0 | no | 0 | 0 | 0 | 2158.6591 | 4860 | no | 14993.8248 | 0 | 24300 |  |  | 0 |  |  | 0 | 0 | 0 | 0 | 0 |  | 0 | 0 | 0 | 0 | 0 | 14993.8248 | 14147.4538 | 12150.5873 | 0 | yes | Deficit |  |  | 0 | 0 | 0 | 0 | 0 |  | 0 | 0 | 0 | 0 | 247.5479 | yes |  | 0 | 0 | 0 | 247.5479 | 0 | no | 0 | 0 | 0 | 247.5479 | 0
| 15998.4611 | 0 | yes | Deficit |  |  | 0 | 0 | 0 | 0 | 0 |  | 0 | 0 | 0 | 0 | 4860 | no |  | 0 | 24300 | no | 15998.4611 | 0 | no | no | 0 | 0 | 0 | 0 | 0 |  | 0 | 0 | 0 | 0 | 0 | 15998.4611 | 12531.3471 | 12964.7172 | 0 | yes | Deficit |  |  | 0 | 0 | 0 | 0 | 0 |  | 0 | 0 | 0 | 0 | 380.7598 | yes |  | 0 | 0 | 0 | 380.7598 | 0 | no | 0 | 0 | 0 | 380.7598 | 0
| 14249.3982 | 0 | no | Surplus | yes |  | 0 | 0 | 0 | 1749.0628 | 0 | no | 0 | 0 | 0 | 1749.0628 | 4860 | no | 14249.3982 | 0 | 24300 |  |  | 0 |  |  | 0 | 0 | 0 | 0 | 0 |  | 0 | 0 | 0 | 0 | 0 | 14249.3982 | 12439.313 | 11547.3243 | 0 | no | Surplus | yes |  | 0 | 0 | 0 | 525.4042 | 0 | no | 0 | 0 | 0 | 525.4042 | 0 |  |  | 0 | 0 | 0 | 0 | 0 |  | 0 | 0 | 0 | 0 | 0
| 11710.6847 | 0 | no | Surplus | yes |  | 0 | 0 | 0 | 2538.7136 | 0 | no | 0 | 0 | 0 | 2538.7136 | 4860 | no | 11710.6847 | 0 | 24300 |  |  | 0 |  |  | 0 | 0 | 0 | 0 | 0 |  | 0 | 0 | 0 | 0 | 0 | 11710.6847 | 13727.1396 | 9490.02 | 0 | yes | Deficit |  |  | 0 | 0 | 0 | 0 | 0 |  | 0 | 0 | 0 | 0 | 2179.8152 | yes |  | 0 | 0 | 0 | 2179.8152 | 0 | no | 0 | 0 | 0 | 2179.8152 | 0
| 10463.4515 | 0 | no | Surplus | yes |  | 0 | 0 | 0 | 1247.2332 | 0 | no | 0 | 0 | 0 | 1247.2332 | 4860 | no | 10463.4515 | 0 | 23421.3693 |  |  | 0 |  |  | 0 | 0 | 0 | 0 | 0 |  | 0 | 0 | 0 | 0 | 0 | 10463.4515 | 14158.9178 | 8479.2962 | 0 | yes | Deficit |  |  | 0 | 0 | 0 | 0 | 0 |  | 0 | 0 | 0 | 0 | 4668.8978 | yes |  | 0 | 0 | 0 | 4668.8978 | 0 | no | 0 | 0 | 0 | 4668.8978 | 0
| 13000.0717 | 0 | yes | Deficit |  |  | 0 | 0 | 0 | 0 | 0 |  | 0 | 0 | 0 | 0 | 4860 | no |  | 0 | 20926.9029 | no | 13000.0717 | 0 | no | no | 0 | 0 | 0 | 0 | 0 |  | 0 | 0 | 0 | 0 | 0 | 13000.0717 | 14318.3816 | 10534.9041 | 0 | yes | Deficit |  |  | 0 | 0 | 0 | 0 | 0 |  | 0 | 0 | 0 | 0 | 5839.0854 | yes |  | 0 | 0 | 0 | 5839.0854 | 0 | no | 0 | 0 | 0 | 5839.0854 | 0
| 11688.0751 | 0 | no | Surplus | yes |  | 0 | 0 | 0 | 1311.9965 | 0 | no | 0 | 0 | 0 | 1311.9965 | 4860 | no | 11688.0751 | 0 | 24300 |  |  | 0 |  |  | 0 | 0 | 0 | 0 | 0 |  | 0 | 0 | 0 | 0 | 0 | 11688.0751 | 14447.8043 | 9471.6978 | 0 | yes | Deficit |  |  | 0 | 0 | 0 | 0 | 0 |  | 0 | 0 | 0 | 0 | 3912.9002 | yes |  | 0 | 0 | 0 | 3912.9002 | 0 | no | 0 | 0 | 0 | 3912.9002 | 0
| 10423.6779 | 0 | no | Surplus | yes |  | 0 | 0 | 0 | 1264.3972 | 0 | no | 0 | 0 | 0 | 1264.3972 | 4860 | no | 10423.6779 | 0 | 23376.1502 |  |  | 0 |  |  | 0 | 0 | 0 | 0 | 0 |  | 0 | 0 | 0 | 0 | 0 | 10423.6779 | 14403.188 | 8447.0647 | 0 | yes | Deficit |  |  | 0 | 0 | 0 | 0 | 0 |  | 0 | 0 | 0 | 0 | 4931.4902 | yes |  | 0 | 0 | 0 | 4931.4902 | 0 | no | 0 | 0 | 0 | 4931.4902 | 0
| 11995.7654 | 0 | yes | Deficit |  |  | 0 | 0 | 0 | 0 | 0 |  | 0 | 0 | 0 | 0 | 4860 | no |  | 0 | 20847.3557 | no | 11995.7654 | 0 | no | no | 0 | 0 | 0 | 0 | 0 |  | 0 | 0 | 0 | 0 | 0 | 11995.7654 | 14781.4449 | 9721.0417 | 0 | yes | Deficit |  |  | 0 | 0 | 0 | 0 | 0 |  | 0 | 0 | 0 | 0 | 6334.3801 | yes |  | 0 | 0 | 0 | 6334.3801 | 0 | no | 0 | 0 | 0 | 6334.3801 | 0
| 10817.1604 | 0 | no | Surplus | yes |  | 0 | 0 | 0 | 1178.605 | 0 | no | 0 | 0 | 0 | 1178.605 | 4860 | no | 10817.1604 | 0 | 23991.5308 |  |  | 0 |  |  | 0 | 0 | 0 | 0 | 0 |  | 0 | 0 | 0 | 0 | 0 | 10817.1604 | 13842.1723 | 8765.9323 | 0 | yes | Deficit |  |  | 0 | 0 | 0 | 0 | 0 |  | 0 | 0 | 0 | 0 | 4121.1307 | yes |  | 0 | 0 | 0 | 4121.1307 | 0 | no | 0 | 0 | 0 | 4121.1307 | 0
| 11877.0986 | 0 | yes | Deficit |  |  | 0 | 0 | 0 | 0 | 0 |  | 0 | 0 | 0 | 0 | 4860 | no |  | 0 | 21634.3209 | no | 11877.0986 | 0 | no | no | 0 | 0 | 0 | 0 | 0 |  | 0 | 0 | 0 | 0 | 0 | 11877.0986 | 14527.77 | 9624.8773 | 0 | yes | Deficit |  |  | 0 | 0 | 0 | 0 | 0 |  | 0 | 0 | 0 | 0 | 5761.8377 | yes |  | 0 | 0 | 0 | 5761.8377 | 0 | no | 0 | 0 | 0 | 5761.8377 | 0
| 11927.3395 | 0 | yes | Deficit |  |  | 0 | 0 | 0 | 0 | 0 |  | 0 | 0 | 0 | 0 | 4860 | no |  | 0 | 23754.1972 | no | 11927.3395 | 0 | no | no | 0 | 0 | 0 | 0 | 0 |  | 0 | 0 | 0 | 0 | 0 | 11927.3395 | 15025.7233 | 9665.5912 | 0 | yes | Deficit |  |  | 0 | 0 | 0 | 0 | 0 |  | 0 | 0 | 0 | 0 | 5400.846 | yes |  | 0 | 0 | 0 | 5400.846 | 0 | no | 0 | 0 | 0 | 5400.846 | 0
| 14030.2937 | 0 | yes | Deficit |  |  | 0 | 0 | 0 | 0 | 0 |  | 0 | 0 | 0 | 0 | 4860 | no |  | 0 | 23854.6791 | no | 14030.2937 | 0 | no | no | 0 | 0 | 0 | 0 | 0 |  | 0 | 0 | 0 | 0 | 0 | 14030.2937 | 15550.2547 | 11369.768 | 0 | yes | Deficit |  |  | 0 | 0 | 0 | 0 | 0 |  | 0 | 0 | 0 | 0 | 5884.6635 | yes |  | 0 | 0 | 0 | 5884.6635 | 0 | no | 0 | 0 | 0 | 5884.6635 | 0
| 13707.568 | 0 | no | Surplus | yes |  | 0 | 0 | 0 | 322.7257 | 0 | no | 0 | 0 | 0 | 322.7257 | 4860 | no | 13707.568 | 0 | 24300 |  |  | 0 |  |  | 0 | 0 | 0 | 0 | 0 |  | 0 | 0 | 0 | 0 | 0 | 13707.568 | 15529.5498 | 11108.2398 | 0 | yes | Deficit |  |  | 0 | 0 | 0 | 0 | 0 |  | 0 | 0 | 0 | 0 | 4159.7818 | yes |  | 0 | 0 | 0 | 4159.7818 | 0 | no | 0 | 0 | 0 | 4159.7818 | 0
| 13591.9679 | 0 | no | Surplus | yes |  | 0 | 0 | 0 | 115.6 | 0 | no | 0 | 0 | 0 | 115.6 | 4860 | no | 13591.9679 | 0 | 24300 |  |  | 0 |  |  | 0 | 0 | 0 | 0 | 0 |  | 0 | 0 | 0 | 0 | 0 | 13591.9679 | 15695.4314 | 11014.5607 | 0 | yes | Deficit |  |  | 0 | 0 | 0 | 0 | 0 |  | 0 | 0 | 0 | 0 | 4587.1915 | yes |  | 0 | 0 | 0 | 4587.1915 | 0 | no | 0 | 0 | 0 | 4587.1915 | 0
| 12241.808 | 0 | no | Surplus | yes |  | 0 | 0 | 0 | 1350.1599 | 0 | no | 0 | 0 | 0 | 1350.1599 | 4860 | no | 12241.808 | 0 | 24300 |  |  | 0 |  |  | 0 | 0 | 0 | 0 | 0 |  | 0 | 0 | 0 | 0 | 0 | 12241.808 | 15791.1323 | 9920.4279 | 0 | yes | Deficit |  |  | 0 | 0 | 0 | 0 | 0 |  | 0 | 0 | 0 | 0 | 4776.5716 | yes |  | 0 | 0 | 0 | 4776.5716 | 0 | no | 0 | 0 | 0 | 4776.5716 | 0
| 13693.9092 | 0 | yes | Deficit |  |  | 0 | 0 | 0 | 0 | 0 |  | 0 | 0 | 0 | 0 | 4860 | no |  | 0 | 24300 | no | 13693.9092 | 0 | no | no | 0 | 0 | 0 | 0 | 0 |  | 0 | 0 | 0 | 0 | 0 | 13693.9092 | 15887.0095 | 11097.1711 | 0 | yes | Deficit |  |  | 0 | 0 | 0 | 0 | 0 |  | 0 | 0 | 0 | 0 | 5966.5817 | yes |  | 0 | 0 | 0 | 5966.5817 | 0 | no | 0 | 0 | 0 | 5966.5817 | 0
| 14170.6547 | 0 | yes | Deficit |  |  | 0 | 0 | 0 | 0 | 0 |  | 0 | 0 | 0 | 0 | 4860 | no |  | 0 | 24300 | no | 14170.6547 | 0 | no | no | 0 | 0 | 0 | 0 | 0 |  | 0 | 0 | 0 | 0 | 0 | 14170.6547 | 16241.1746 | 11483.5127 | 0 | yes | Deficit |  |  | 0 | 0 | 0 | 0 | 0 |  | 0 | 0 | 0 | 0 | 5144.0034 | yes |  | 0 | 0 | 0 | 5144.0034 | 0 | no | 0 | 0 | 0 | 5144.0034 | 0
| 13163.4814 | 0 | no | Surplus | yes |  | 0 | 0 | 0 | 1007.1734 | 0 | no | 0 | 0 | 0 | 1007.1734 | 4860 | no | 13163.4814 | 0 | 24300 |  |  | 0 |  |  | 0 | 0 | 0 | 0 | 0 |  | 0 | 0 | 0 | 0 | 0 | 13163.4814 | 15578.8713 | 10667.3269 | 0 | yes | Deficit |  |  | 0 | 0 | 0 | 0 | 0 |  | 0 | 0 | 0 | 0 | 4095.3586 | yes |  | 0 | 0 | 0 | 4095.3586 | 0 | no | 0 | 0 | 0 | 4095.3586 | 0
| 15114.4342 | 0 | yes | Deficit |  |  | 0 | 0 | 0 | 0 | 0 |  | 0 | 0 | 0 | 0 | 4860 | no |  | 0 | 24300 | no | 15114.4342 | 0 | no | no | 0 | 0 | 0 | 0 | 0 |  | 0 | 0 | 0 | 0 | 0 | 15114.4342 | 15488.6248 | 12248.3259 | 0 | yes | Deficit |  |  | 0 | 0 | 0 | 0 | 0 |  | 0 | 0 | 0 | 0 | 4821.298 | yes |  | 0 | 0 | 0 | 4821.298 | 0 | no | 0 | 0 | 0 | 4821.298 | 0
| 16826.9033 | 0 | yes | Deficit |  |  | 0 | 0 | 0 | 0 | 0 |  | 0 | 0 | 0 | 0 | 4860 | no |  | 0 | 24300 | no | 16826.9033 | 0 | no | no | 0 | 0 | 0 | 0 | 0 |  | 0 | 0 | 0 | 0 | 0 | 16826.9033 | 15736.5326 | 13636.0642 | 0 | yes | Deficit |  |  | 0 | 0 | 0 | 0 | 0 |  | 0 | 0 | 0 | 0 | 3488.2067 | yes |  | 0 | 0 | 0 | 3488.2067 | 0 | no | 0 | 0 | 0 | 3488.2067 | 0
| 15151.377 | 0 | no | Surplus | yes |  | 0 | 0 | 0 | 1675.5262 | 0 | no | 0 | 0 | 0 | 1675.5262 | 4860 | no | 15151.377 | 0 | 24300 |  |  | 0 |  |  | 0 | 0 | 0 | 0 | 0 |  | 0 | 0 | 0 | 0 | 0 | 15151.377 | 15500.5255 | 12278.2634 | 0 | yes | Deficit |  |  | 0 | 0 | 0 | 0 | 0 |  | 0 | 0 | 0 | 0 | 1864.4612 | yes |  | 0 | 0 | 0 | 1864.4612 | 0 | no | 0 | 0 | 0 | 1864.4612 | 0
| 13113.2671 | 0 | no | Surplus | yes |  | 0 | 0 | 0 | 2038.11 | 0 | no | 0 | 0 | 0 | 2038.11 | 4860 | no | 13113.2671 | 0 | 24300 |  |  | 0 |  |  | 0 | 0 | 0 | 0 | 0 |  | 0 | 0 | 0 | 0 | 0 | 13113.2671 | 16355.8351 | 10626.6346 | 0 | yes | Deficit |  |  | 0 | 0 | 0 | 0 | 0 |  | 0 | 0 | 0 | 0 | 4077.5717 | yes |  | 0 | 0 | 0 | 4077.5717 | 0 | no | 0 | 0 | 0 | 4077.5717 | 0
| 13452.3853 | 0 | yes | Deficit |  |  | 0 | 0 | 0 | 0 | 0 |  | 0 | 0 | 0 | 0 | 4860 | no |  | 0 | 24300 | no | 13452.3853 | 0 | no | no | 0 | 0 | 0 | 0 | 0 |  | 0 | 0 | 0 | 0 | 0 | 13452.3853 | 16633.651 | 10901.4468 | 0 | yes | Deficit |  |  | 0 | 0 | 0 | 0 | 0 |  | 0 | 0 | 0 | 0 | 6007.0164 | yes |  | 0 | 0 | 0 | 6007.0164 | 0 | no | 0 | 0 | 0 | 6007.0164 | 0
| 15027.9105 | 0 | yes | Deficit |  |  | 0 | 0 | 0 | 0 | 0 |  | 0 | 0 | 0 | 0 | 4860 | no |  | 0 | 24300 | no | 15027.9105 | 0 | no | no | 0 | 0 | 0 | 0 | 0 |  | 0 | 0 | 0 | 0 | 0 | 15027.9105 | 18069.4794 | 12178.2095 | 0 | yes | Deficit |  |  | 0 | 0 | 0 | 0 | 0 |  | 0 | 0 | 0 | 0 | 7168.0326 | yes |  | 0 | 0 | 0 | 7168.0326 | 0 | no | 0 | 0 | 0 | 7168.0326 | 0
| 14612.1057 | 0 | no | Surplus | yes |  | 0 | 0 | 0 | 415.8048 | 0 | no | 0 | 0 | 0 | 415.8048 | 4860 | no | 14612.1057 | 0 | 24300 |  |  | 0 |  |  | 0 | 0 | 0 | 0 | 0 |  | 0 | 0 | 0 | 0 | 0 | 14612.1057 | 18749.0115 | 11841.2526 | 0 | yes | Deficit |  |  | 0 | 0 | 0 | 0 | 0 |  | 0 | 0 | 0 | 0 | 6570.802 | yes |  | 0 | 0 | 0 | 6570.802 | 0 | no | 0 | 0 | 0 | 6570.802 | 0
| 16916.8575 | 0 | yes | Deficit |  |  | 0 | 0 | 0 | 0 | 0 |  | 0 | 0 | 0 | 0 | 4860 | no |  | 0 | 24300 | no | 16916.8575 | 0 | no | no | 0 | 0 | 0 | 0 | 0 |  | 0 | 0 | 0 | 0 | 0 | 16916.8575 | 18703.4659 | 13708.9607 | 0 | yes | Deficit |  |  | 0 | 0 | 0 | 0 | 0 |  | 0 | 0 | 0 | 0 | 6862.2133 | yes |  | 0 | 0 | 0 | 6862.2133 | 0 | no | 0 | 0 | 0 | 6862.2133 | 0
| 14380.4229 | 0 | no | Surplus | yes |  | 0 | 0 | 0 | 2536.4346 | 0 | no | 0 | 0 | 0 | 2536.4346 | 4860 | no | 14380.4229 | 0 | 24300 |  |  | 0 |  |  | 0 | 0 | 0 | 0 | 0 |  | 0 | 0 | 0 | 0 | 0 | 14380.4229 | 17841.7673 | 11653.5032 | 0 | yes | Deficit |  |  | 0 | 0 | 0 | 0 | 0 |  | 0 | 0 | 0 | 0 | 4132.8066 | yes |  | 0 | 0 | 0 | 4132.8066 | 0 | no | 0 | 0 | 0 | 4132.8066 | 0
| 12747.3682 | 0 | no | Surplus | yes |  | 0 | 0 | 0 | 1633.0547 | 0 | no | 0 | 0 | 0 | 1633.0547 | 4860 | no | 12747.3682 | 0 | 24300 |  |  | 0 |  |  | 0 | 0 | 0 | 0 | 0 |  | 0 | 0 | 0 | 0 | 0 | 12747.3682 | 18507.48 | 10330.1201 | 0 | yes | Deficit |  |  | 0 | 0 | 0 | 0 | 0 |  | 0 | 0 | 0 | 0 | 6853.9768 | yes |  | 0 | 0 | 0 | 6853.9768 | 0 | no | 0 | 0 | 0 | 6853.9768 | 0
| 14205.9208 | 0 | yes | Deficit |  |  | 0 | 0 | 0 | 0 | 0 |  | 0 | 0 | 0 | 0 | 4860 | no |  | 0 | 24300 | no | 14205.9208 | 0 | no | no | 0 | 0 | 0 | 0 | 0 |  | 0 | 0 | 0 | 0 | 0 | 14205.9208 | 18632.781 | 11512.0914 | 0 | yes | Deficit |  |  | 0 | 0 | 0 | 0 | 0 |  | 0 | 0 | 0 | 0 | 8302.6609 | yes |  | 0 | 0 | 0 | 8302.6609 | 0 | no | 0 | 0 | 0 | 8302.6609 | 0
| 14635.9655 | 0 | yes | Deficit |  |  | 0 | 0 | 0 | 0 | 0 |  | 0 | 0 | 0 | 0 | 4860 | no |  | 0 | 24300 | no | 14635.9655 | 0 | no | no | 0 | 0 | 0 | 0 | 0 |  | 0 | 0 | 0 | 0 | 0 | 14635.9655 | 18816.8571 | 11860.5879 | 0 | yes | Deficit |  |  | 0 | 0 | 0 | 0 | 0 |  | 0 | 0 | 0 | 0 | 7304.7657 | yes |  | 0 | 0 | 0 | 7304.7657 | 0 | no | 0 | 0 | 0 | 7304.7657 | 0
| 17310.8793 | 0 | yes | Deficit |  |  | 0 | 0 | 0 | 0 | 0 |  | 0 | 0 | 0 | 0 | 4860 | no |  | 0 | 24300 | no | 17310.8793 | 0 | no | no | 0 | 0 | 0 | 0 | 0 |  | 0 | 0 | 0 | 0 | 0 | 17310.8793 | 18702.3306 | 14028.2653 | 0 | yes | Deficit |  |  | 0 | 0 | 0 | 0 | 0 |  | 0 | 0 | 0 | 0 | 6841.7427 | yes |  | 0 | 0 | 0 | 6841.7427 | 0 | no | 0 | 0 | 0 | 6841.7427 | 0
| 16806.7376 | 0 | no | Surplus | yes |  | 0 | 0 | 0 | 504.1418 | 0 | no | 0 | 0 | 0 | 504.1418 | 4860 | no | 16806.7376 | 0 | 24300 |  |  | 0 |  |  | 0 | 0 | 0 | 0 | 0 |  | 0 | 0 | 0 | 0 | 0 | 16806.7376 | 17407.8663 | 13619.7225 | 0 | yes | Deficit |  |  | 0 | 0 | 0 | 0 | 0 |  | 0 | 0 | 0 | 0 | 3379.601 | yes |  | 0 | 0 | 0 | 3379.601 | 0 | no | 0 | 0 | 0 | 3379.601 | 0
| 20675.1347 | 0 | yes | Deficit |  |  | 0 | 0 | 0 | 0 | 0 |  | 0 | 0 | 0 | 0 | 4860 | no |  | 0 | 24300 | no | 20675.1347 | 0 | no | no | 0 | 0 | 0 | 0 | 0 |  | 0 | 0 | 0 | 0 | 0 | 20675.1347 | 16844.9008 | 16754.5662 | 0 | yes | Deficit |  |  | 0 | 0 | 0 | 0 | 0 |  | 0 | 0 | 0 | 0 | 3225.1783 | yes |  | 0 | 0 | 0 | 3225.1783 | 0 | no | 0 | 0 | 0 | 3225.1783 | 0
| 19541.6396 | 0 | no | Surplus | yes |  | 0 | 0 | 0 | 1133.4951 | 0 | no | 0 | 0 | 0 | 1133.4951 | 4860 | no | 19541.6396 | 0 | 24300 |  |  | 0 |  |  | 0 | 0 | 0 | 0 | 0 |  | 0 | 0 | 0 | 0 | 0 | 19541.6396 | 18584.938 | 15836.0127 | 0 | yes | Deficit |  |  | 0 | 0 | 0 | 0 | 0 |  | 0 | 0 | 0 | 0 | 1830.3718 | yes |  | 0 | 0 | 0 | 1830.3718 | 0 | no | 0 | 0 | 0 | 1830.3718 | 0
| 15075.7795 | 0 | no | Surplus | yes |  | 0 | 0 | 0 | 4465.8602 | 0 | no | 0 | 0 | 0 | 4465.8602 | 4860 | no | 15075.7795 | 0 | 24300 |  |  | 0 |  |  | 0 | 0 | 0 | 0 | 0 |  | 0 | 0 | 0 | 0 | 0 | 15075.7795 | 17388.7592 | 12217.0012 | 0 | yes | Deficit |  |  | 0 | 0 | 0 | 0 | 0 |  | 0 | 0 | 0 | 0 | 1552.7465 | yes |  | 0 | 0 | 0 | 1552.7465 | 0 | no | 0 | 0 | 0 | 1552.7465 | 0
| 15376.6596 | 0 | yes | Deficit |  |  | 0 | 0 | 0 | 0 | 0 |  | 0 | 0 | 0 | 0 | 4860 | no |  | 0 | 24300 | no | 15376.6596 | 0 | no | no | 0 | 0 | 0 | 0 | 0 |  | 0 | 0 | 0 | 0 | 0 | 15376.6596 | 18874.6732 | 12460.8262 | 0 | yes | Deficit |  |  | 0 | 0 | 0 | 0 | 0 |  | 0 | 0 | 0 | 0 | 6657.672 | yes |  | 0 | 0 | 0 | 6657.672 | 0 | no | 0 | 0 | 0 | 6657.672 | 0
| 14179.5307 | 0 | no | Surplus | yes |  | 0 | 0 | 0 | 1197.1289 | 0 | no | 0 | 0 | 0 | 1197.1289 | 4860 | no | 14179.5307 | 0 | 24300 |  |  | 0 |  |  | 0 | 0 | 0 | 0 | 0 |  | 0 | 0 | 0 | 0 | 0 | 14179.5307 | 17727.7215 | 11490.7056 | 0 | yes | Deficit |  |  | 0 | 0 | 0 | 0 | 0 |  | 0 | 0 | 0 | 0 | 5266.8953 | yes |  | 0 | 0 | 0 | 5266.8953 | 0 | no | 0 | 0 | 0 | 5266.8953 | 0
| 15955.4652 | 0 | yes | Deficit |  |  | 0 | 0 | 0 | 0 | 0 |  | 0 | 0 | 0 | 0 | 4860 | no |  | 0 | 24300 | no | 15955.4652 | 0 | no | no | 0 | 0 | 0 | 0 | 0 |  | 0 | 0 | 0 | 0 | 0 | 15955.4652 | 16359.3755 | 12929.8746 | 0 | yes | Deficit |  |  | 0 | 0 | 0 | 0 | 0 |  | 0 | 0 | 0 | 0 | 4868.6699 | yes |  | 0 | 0 | 0 | 4868.6699 | 0 | no | 0 | 0 | 0 | 4868.6699 | 0
| 17445.6026 | 0 | yes | Deficit |  |  | 0 | 0 | 0 | 0 | 0 |  | 0 | 0 | 0 | 0 | 4860 | no |  | 0 | 24300 | no | 17445.6026 | 0 | no | no | 0 | 0 | 0 | 0 | 0 |  | 0 | 0 | 0 | 0 | 0 | 17445.6026 | 15929.8317 | 14137.4414 | 0 | yes | Deficit |  |  | 0 | 0 | 0 | 0 | 0 |  | 0 | 0 | 0 | 0 | 2999.9571 | yes |  | 0 | 0 | 0 | 2999.9571 | 0 | no | 0 | 0 | 0 | 2999.9571 | 0
| 17123.1059 | 0 | no | Surplus | yes |  | 0 | 0 | 0 | 322.4968 | 0 | no | 0 | 0 | 0 | 322.4968 | 4860 | no | 17123.1059 | 0 | 24300 |  |  | 0 |  |  | 0 | 0 | 0 | 0 | 0 |  | 0 | 0 | 0 | 0 | 0 | 17123.1059 | 18968.2221 | 13876.0988 | 0 | yes | Deficit |  |  | 0 | 0 | 0 | 0 | 0 |  | 0 | 0 | 0 | 0 | 4830.7808 | yes |  | 0 | 0 | 0 | 4830.7808 | 0 | no | 0 | 0 | 0 | 4830.7808 | 0
| 12633.8155 | 0 | no | Surplus | yes |  | 0 | 0 | 0 | 4489.2903 | 0 | no | 0 | 0 | 0 | 4489.2903 | 4860 | no | 12633.8155 | 0 | 24300 |  |  | 0 |  |  | 0 | 0 | 0 | 0 | 0 |  | 0 | 0 | 0 | 0 | 0 | 12633.8155 | 16391.5704 | 10238.1001 | 0 | yes | Deficit |  |  | 0 | 0 | 0 | 0 | 0 |  | 0 | 0 | 0 | 0 | 2515.4716 | yes |  | 0 | 0 | 0 | 2515.4716 | 0 | no | 0 | 0 | 0 | 2515.4716 | 0
| 13128.0272 | 0 | yes | Deficit |  |  | 0 | 0 | 0 | 0 | 0 |  | 0 | 0 | 0 | 0 | 4860 | no |  | 0 | 24300 | no | 13128.0272 | 0 | no | no | 0 | 0 | 0 | 0 | 0 |  | 0 | 0 | 0 | 0 | 0 | 13128.0272 | 16748.428 | 10638.5958 | 0 | yes | Deficit |  |  | 0 | 0 | 0 | 0 | 0 |  | 0 | 0 | 0 | 0 | 6510.3279 | yes |  | 0 | 0 | 0 | 6510.3279 | 0 | no | 0 | 0 | 0 | 6510.3279 | 0
| 17371.2151 | 0 | yes | Deficit |  |  | 0 | 0 | 0 | 0 | 0 |  | 0 | 0 | 0 | 0 | 4860 | no |  | 0 | 24300 | no | 17371.2151 | 0 | no | no | 0 | 0 | 0 | 0 | 0 |  | 0 | 0 | 0 | 0 | 0 | 17371.2151 | 17041.4715 | 14077.1598 | 0 | yes | Deficit |  |  | 0 | 0 | 0 | 0 | 0 |  | 0 | 0 | 0 | 0 | 6402.8757 | yes |  | 0 | 0 | 0 | 6402.8757 | 0 | no | 0 | 0 | 0 | 6402.8757 | 0
| 17921.3452 | 0 | yes | Deficit |  |  | 0 | 0 | 0 | 0 | 0 |  | 0 | 0 | 0 | 0 | 4860 | no |  | 0 | 24300 | no | 17921.3452 | 0 | no | no | 0 | 0 | 0 | 0 | 0 |  | 0 | 0 | 0 | 0 | 0 | 17921.3452 | 19089.1281 | 14522.9702 | 0 | yes | Deficit |  |  | 0 | 0 | 0 | 0 | 0 |  | 0 | 0 | 0 | 0 | 5011.9684 | yes |  | 0 | 0 | 0 | 5011.9684 | 0 | no | 0 | 0 | 0 | 5011.9684 | 0
| 22245.0921 | 0 | yes | Deficit |  |  | 0 | 0 | 0 | 0 | 0 |  | 0 | 0 | 0 | 0 | 4860 | no |  | 0 | 24300 | no | 22245.0921 | 0 | no | no | 0 | 0 | 0 | 0 | 0 |  | 0 | 0 | 0 | 0 | 0 | 22245.0921 | 19198.4046 | 18026.817 | 0 | yes | Deficit |  |  | 0 | 0 | 0 | 0 | 0 |  | 0 | 0 | 0 | 0 | 4675.4344 | yes |  | 0 | 0 | 0 | 4675.4344 | 0 | no | 0 | 0 | 0 | 4675.4344 | 0
| 17695.6529 | 0 | no | Surplus | yes |  | 0 | 0 | 0 | 4549.4392 | 0 | no | 0 | 0 | 0 | 4549.4392 | 4860 | no | 17695.6529 | 0 | 24300 |  |  | 0 |  |  | 0 | 0 | 0 | 0 | 0 |  | 0 | 0 | 0 | 0 | 0 | 17695.6529 | 18639.2181 | 14340.0753 | 0 | yes | Deficit |  |  | 0 | 0 | 0 | 0 | 0 |  | 0 | 0 | 0 | 0 | 612.4012 | yes |  | 0 | 0 | 0 | 612.4012 | 0 | no | 0 | 0 | 0 | 612.4012 | 0
| 15567.3827 | 0 | no | Surplus | yes |  | 0 | 0 | 0 | 2128.2702 | 0 | no | 0 | 0 | 0 | 2128.2702 | 4860 | no | 15567.3827 | 0 | 24300 |  |  | 0 |  |  | 0 | 0 | 0 | 0 | 0 |  | 0 | 0 | 0 | 0 | 0 | 15567.3827 | 17585.892 | 12615.3831 | 0 | yes | Deficit |  |  | 0 | 0 | 0 | 0 | 0 |  | 0 | 0 | 0 | 0 | 3245.8167 | yes |  | 0 | 0 | 0 | 3245.8167 | 0 | no | 0 | 0 | 0 | 3245.8167 | 0
| 13233.1299 | 0 | no | Surplus | yes |  | 0 | 0 | 0 | 2334.2529 | 0 | no | 0 | 0 | 0 | 2334.2529 | 4860 | no | 13233.1299 | 0 | 24300 |  |  | 0 |  |  | 0 | 0 | 0 | 0 | 0 |  | 0 | 0 | 0 | 0 | 0 | 13233.1299 | 17146.6796 | 10723.7681 | 0 | yes | Deficit |  |  | 0 | 0 | 0 | 0 | 0 |  | 0 | 0 | 0 | 0 | 4531.2965 | yes |  | 0 | 0 | 0 | 4531.2965 | 0 | no | 0 | 0 | 0 | 4531.2965 | 0
| 12381.0807 | 0 | no | Surplus | yes |  | 0 | 0 | 0 | 852.0492 | 0 | no | 0 | 0 | 0 | 852.0492 | 4860 | no | 12381.0807 | 0 | 24300 |  |  | 0 |  |  | 0 | 0 | 0 | 0 | 0 |  | 0 | 0 | 0 | 0 | 0 | 12381.0807 | 16639.3993 | 10033.2907 | 0 | yes | Deficit |  |  | 0 | 0 | 0 | 0 | 0 |  | 0 | 0 | 0 | 0 | 5915.6312 | yes |  | 0 | 0 | 0 | 5915.6312 | 0 | no | 0 | 0 | 0 | 5915.6312 | 0
| 12089.9982 | 0 | no | Surplus | yes |  | 0 | 0 | 0 | 291.0825 | 0 | no | 0 | 0 | 0 | 291.0825 | 4860 | no | 12089.9982 | 0 | 24300 |  |  | 0 |  |  | 0 | 0 | 0 | 0 | 0 |  | 0 | 0 | 0 | 0 | 0 | 12089.9982 | 16948.8627 | 9797.4054 | 0 | yes | Deficit |  |  | 0 | 0 | 0 | 0 | 0 |  | 0 | 0 | 0 | 0 | 6915.572 | yes |  | 0 | 0 | 0 | 6915.572 | 0 | no | 0 | 0 | 0 | 6915.572 | 0
| 13654.0409 | 0 | yes | Deficit |  |  | 0 | 0 | 0 | 0 | 0 |  | 0 | 0 | 0 | 0 | 4860 | no |  | 0 | 24179.9964 | no | 13654.0409 | 0 | no | no | 0 | 0 | 0 | 0 | 0 |  | 0 | 0 | 0 | 0 | 0 | 13654.0409 | 17380.7934 | 11064.8629 | 0 | yes | Deficit |  |  | 0 | 0 | 0 | 0 | 0 |  | 0 | 0 | 0 | 0 | 7583.3881 | yes |  | 0 | 0 | 0 | 7583.3881 | 0 | no | 0 | 0 | 0 | 7583.3881 | 0
| 15260.9013 | 0 | yes | Deficit |  |  | 0 | 0 | 0 | 0 | 0 |  | 0 | 0 | 0 | 0 | 4860 | no |  | 0 | 24300 | no | 15260.9013 | 0 | no | no | 0 | 0 | 0 | 0 | 0 |  | 0 | 0 | 0 | 0 | 0 | 15260.9013 | 17513.5626 | 12367.0189 | 0 | yes | Deficit |  |  | 0 | 0 | 0 | 0 | 0 |  | 0 | 0 | 0 | 0 | 6448.6997 | yes |  | 0 | 0 | 0 | 6448.6997 | 0 | no | 0 | 0 | 0 | 6448.6997 | 0
| 13395.8609 | 0 | no | Surplus | yes |  | 0 | 0 | 0 | 1865.0405 | 0 | no | 0 | 0 | 0 | 1865.0405 | 4860 | no | 13395.8609 | 0 | 24300 |  |  | 0 |  |  | 0 | 0 | 0 | 0 | 0 |  | 0 | 0 | 0 | 0 | 0 | 13395.8609 | 16775.2091 | 10855.6409 | 0 | yes | Deficit |  |  | 0 | 0 | 0 | 0 | 0 |  | 0 | 0 | 0 | 0 | 4408.1902 | yes |  | 0 | 0 | 0 | 4408.1902 | 0 | no | 0 | 0 | 0 | 4408.1902 | 0
| 13292.1184 | 0 | no | Surplus | yes |  | 0 | 0 | 0 | 103.7425 | 0 | no | 0 | 0 | 0 | 103.7425 | 4860 | no | 13292.1184 | 0 | 24300 |  |  | 0 |  |  | 0 | 0 | 0 | 0 | 0 |  | 0 | 0 | 0 | 0 | 0 | 13292.1184 | 17185.8466 | 10771.5708 | 0 | yes | Deficit |  |  | 0 | 0 | 0 | 0 | 0 |  | 0 | 0 | 0 | 0 | 6330.2057 | yes |  | 0 | 0 | 0 | 6330.2057 | 0 | no | 0 | 0 | 0 | 6330.2057 | 0
| 14822.4123 | 0 | yes | Deficit |  |  | 0 | 0 | 0 | 0 | 0 |  | 0 | 0 | 0 | 0 | 4860 | no |  | 0 | 24300 | no | 14822.4123 | 0 | no | no | 0 | 0 | 0 | 0 | 0 |  | 0 | 0 | 0 | 0 | 0 | 14822.4123 | 17373.3855 | 12011.6793 | 0 | yes | Deficit |  |  | 0 | 0 | 0 | 0 | 0 |  | 0 | 0 | 0 | 0 | 6601.8147 | yes |  | 0 | 0 | 0 | 6601.8147 | 0 | no | 0 | 0 | 0 | 6601.8147 | 0
| 14252.811 | 0 | no | Surplus | yes |  | 0 | 0 | 0 | 569.6013 | 0 | no | 0 | 0 | 0 | 569.6013 | 4860 | no | 14252.811 | 0 | 24300 |  |  | 0 |  |  | 0 | 0 | 0 | 0 | 0 |  | 0 | 0 | 0 | 0 | 0 | 14252.811 | 16853.2363 | 11550.0899 | 0 | yes | Deficit |  |  | 0 | 0 | 0 | 0 | 0 |  | 0 | 0 | 0 | 0 | 4841.557 | yes |  | 0 | 0 | 0 | 4841.557 | 0 | no | 0 | 0 | 0 | 4841.557 | 0
| 11655.3235 | 0 | no | Surplus | yes |  | 0 | 0 | 0 | 2597.4875 | 0 | no | 0 | 0 | 0 | 2597.4875 | 4860 | no | 11655.3235 | 0 | 24300 |  |  | 0 |  |  | 0 | 0 | 0 | 0 | 0 |  | 0 | 0 | 0 | 0 | 0 | 11655.3235 | 17076.6878 | 9445.1568 | 0 | yes | Deficit |  |  | 0 | 0 | 0 | 0 | 0 |  | 0 | 0 | 0 | 0 | 5526.5979 | yes |  | 0 | 0 | 0 | 5526.5979 | 0 | no | 0 | 0 | 0 | 5526.5979 | 0
| 13545.7579 | 0 | yes | Deficit |  |  | 0 | 0 | 0 | 0 | 0 |  | 0 | 0 | 0 | 0 | 4860 | no |  | 0 | 23310.6469 | no | 13545.7579 | 0 | no | no | 0 | 0 | 0 | 0 | 0 |  | 0 | 0 | 0 | 0 | 0 | 13545.7579 | 16939.0676 | 10977.1134 | 0 | yes | Deficit |  |  | 0 | 0 | 0 | 0 | 0 |  | 0 | 0 | 0 | 0 | 7493.9109 | yes |  | 0 | 0 | 0 | 7493.9109 | 0 | no | 0 | 0 | 0 | 7493.9109 | 0
| 11366.4736 | 0 | no | Surplus | yes |  | 0 | 0 | 0 | 2179.2843 | 0 | no | 0 | 0 | 0 | 2179.2843 | 4860 | no | 11366.4736 | 0 | 24300 |  |  | 0 |  |  | 0 | 0 | 0 | 0 | 0 |  | 0 | 0 | 0 | 0 | 0 | 11366.4736 | 17047.8628 | 9211.0807 | 0 | yes | Deficit |  |  | 0 | 0 | 0 | 0 | 0 |  | 0 | 0 | 0 | 0 | 6070.7495 | yes |  | 0 | 0 | 0 | 6070.7495 | 0 | no | 0 | 0 | 0 | 6070.7495 | 0
| 12319.7983 | 0 | yes | Deficit |  |  | 0 | 0 | 0 | 0 | 0 |  | 0 | 0 | 0 | 0 | 4860 | no |  | 0 | 22732.9472 | no | 12319.7983 | 0 | no | no | 0 | 0 | 0 | 0 | 0 |  | 0 | 0 | 0 | 0 | 0 | 12319.7983 | 17091.6348 | 9983.6291 | 0 | yes | Deficit |  |  | 0 | 0 | 0 | 0 | 0 |  | 0 | 0 | 0 | 0 | 7880.5541 | yes |  | 0 | 0 | 0 | 7880.5541 | 0 | no | 0 | 0 | 0 | 7880.5541 | 0
| 12881.8587 | 0 | yes | Deficit |  |  | 0 | 0 | 0 | 0 | 0 |  | 0 | 0 | 0 | 0 | 4860 | no |  | 0 | 24300 | no | 12881.8587 | 0 | no | no | 0 | 0 | 0 | 0 | 0 |  | 0 | 0 | 0 | 0 | 0 | 12881.8587 | 17875.8702 | 10439.1075 | 0 | yes | Deficit |  |  | 0 | 0 | 0 | 0 | 0 |  | 0 | 0 | 0 | 0 | 7892.2412 | yes |  | 0 | 0 | 0 | 7892.2412 | 0 | no | 0 | 0 | 0 | 7892.2412 | 0
| 12903.4105 | 0 | yes | Deficit |  |  | 0 | 0 | 0 | 0 | 0 |  | 0 | 0 | 0 | 0 | 4860 | no |  | 0 | 24300 | no | 12903.4105 | 0 | no | no | 0 | 0 | 0 | 0 | 0 |  | 0 | 0 | 0 | 0 | 0 | 12903.4105 | 16043.577 | 10456.5726 | 0 | yes | Deficit |  |  | 0 | 0 | 0 | 0 | 0 |  | 0 | 0 | 0 | 0 | 5604.4694 | yes |  | 0 | 0 | 0 | 5604.4694 | 0 | no | 0 | 0 | 0 | 5604.4694 | 0
| 15755.2045 | 0 | yes | Deficit |  |  | 0 | 0 | 0 | 0 | 0 |  | 0 | 0 | 0 | 0 | 4860 | no |  | 0 | 24300 | no | 15755.2045 | 0 | no | no | 0 | 0 | 0 | 0 | 0 |  | 0 | 0 | 0 | 0 | 0 | 15755.2045 | 15914.1283 | 12767.5888 | 0 | yes | Deficit |  |  | 0 | 0 | 0 | 0 | 0 |  | 0 | 0 | 0 | 0 | 5457.5558 | yes |  | 0 | 0 | 0 | 5457.5558 | 0 | no | 0 | 0 | 0 | 5457.5558 | 0
| 14455.144 | 0 | no | Surplus | yes |  | 0 | 0 | 0 | 1300.0605 | 0 | no | 0 | 0 | 0 | 1300.0605 | 4860 | no | 14455.144 | 0 | 24300 |  |  | 0 |  |  | 0 | 0 | 0 | 0 | 0 |  | 0 | 0 | 0 | 0 | 0 | 14455.144 | 16733.2121 | 11714.0551 | 0 | yes | Deficit |  |  | 0 | 0 | 0 | 0 | 0 |  | 0 | 0 | 0 | 0 | 3965.6234 | yes |  | 0 | 0 | 0 | 3965.6234 | 0 | no | 0 | 0 | 0 | 3965.6234 | 0
| 13809.449 | 0 | no | Surplus | yes |  | 0 | 0 | 0 | 645.695 | 0 | no | 0 | 0 | 0 | 645.695 | 4860 | no | 13809.449 | 0 | 24300 |  |  | 0 |  |  | 0 | 0 | 0 | 0 | 0 |  | 0 | 0 | 0 | 0 | 0 | 13809.449 | 16567.0444 | 11190.8015 | 0 | yes | Deficit |  |  | 0 | 0 | 0 | 0 | 0 |  | 0 | 0 | 0 | 0 | 4852.9893 | yes |  | 0 | 0 | 0 | 4852.9893 | 0 | no | 0 | 0 | 0 | 4852.9893 | 0
| 12565.2299 | 0 | no | Surplus | yes |  | 0 | 0 | 0 | 1244.2192 | 0 | no | 0 | 0 | 0 | 1244.2192 | 4860 | no | 12565.2299 | 0 | 24300 |  |  | 0 |  |  | 0 | 0 | 0 | 0 | 0 |  | 0 | 0 | 0 | 0 | 0 | 12565.2299 | 16303.6793 | 10182.5201 | 0 | yes | Deficit |  |  | 0 | 0 | 0 | 0 | 0 |  | 0 | 0 | 0 | 0 | 5112.8778 | yes |  | 0 | 0 | 0 | 5112.8778 | 0 | no | 0 | 0 | 0 | 5112.8778 | 0
| 13249.2205 | 0 | yes | Deficit |  |  | 0 | 0 | 0 | 0 | 0 |  | 0 | 0 | 0 | 0 | 4860 | no |  | 0 | 24300 | no | 13249.2205 | 0 | no | no | 0 | 0 | 0 | 0 | 0 |  | 0 | 0 | 0 | 0 | 0 | 13249.2205 | 16544.3878 | 10736.8076 | 0 | yes | Deficit |  |  | 0 | 0 | 0 | 0 | 0 |  | 0 | 0 | 0 | 0 | 6361.8676 | yes |  | 0 | 0 | 0 | 6361.8676 | 0 | no | 0 | 0 | 0 | 6361.8676 | 0
| 15725.3202 | 0 | yes | Deficit |  |  | 0 | 0 | 0 | 0 | 0 |  | 0 | 0 | 0 | 0 | 4860 | no |  | 0 | 24300 | no | 15725.3202 | 0 | no | no | 0 | 0 | 0 | 0 | 0 |  | 0 | 0 | 0 | 0 | 0 | 15725.3202 | 17718.8544 | 12743.3713 | 0 | yes | Deficit |  |  | 0 | 0 | 0 | 0 | 0 |  | 0 | 0 | 0 | 0 | 6982.0468 | yes |  | 0 | 0 | 0 | 6982.0468 | 0 | no | 0 | 0 | 0 | 6982.0468 | 0
| 16899.3048 | 0 | yes | Deficit |  |  | 0 | 0 | 0 | 0 | 0 |  | 0 | 0 | 0 | 0 | 4860 | no |  | 0 | 24300 | no | 16899.3048 | 0 | no | no | 0 | 0 | 0 | 0 | 0 |  | 0 | 0 | 0 | 0 | 0 | 16899.3048 | 18689.1795 | 13694.7364 | 0 | yes | Deficit |  |  | 0 | 0 | 0 | 0 | 0 |  | 0 | 0 | 0 | 0 | 5945.8082 | yes |  | 0 | 0 | 0 | 5945.8082 | 0 | no | 0 | 0 | 0 | 5945.8082 | 0
| 15306.309 | 0 | no | Surplus | yes |  | 0 | 0 | 0 | 1592.9958 | 0 | no | 0 | 0 | 0 | 1592.9958 | 4860 | no | 15306.309 | 0 | 24300 |  |  | 0 |  |  | 0 | 0 | 0 | 0 | 0 |  | 0 | 0 | 0 | 0 | 0 | 15306.309 | 20073.5919 | 12403.816 | 0 | yes | Deficit |  |  | 0 | 0 | 0 | 0 | 0 |  | 0 | 0 | 0 | 0 | 6378.8555 | yes |  | 0 | 0 | 0 | 6378.8555 | 0 | no | 0 | 0 | 0 | 6378.8555 | 0
| 16327.3688 | 0 | yes | Deficit |  |  | 0 | 0 | 0 | 0 | 0 |  | 0 | 0 | 0 | 0 | 4860 | no |  | 0 | 24300 | no | 16327.3688 | 0 | no | no | 0 | 0 | 0 | 0 | 0 |  | 0 | 0 | 0 | 0 | 0 | 16327.3688 | 19627.6255 | 13231.2551 | 0 | yes | Deficit |  |  | 0 | 0 | 0 | 0 | 0 |  | 0 | 0 | 0 | 0 | 7223.8094 | yes |  | 0 | 0 | 0 | 7223.8094 | 0 | no | 0 | 0 | 0 | 7223.8094 | 0
| 15212.3268 | 0 | no | Surplus | yes |  | 0 | 0 | 0 | 1115.042 | 0 | no | 0 | 0 | 0 | 1115.042 | 4860 | no | 15212.3268 | 0 | 24300 |  |  | 0 |  |  | 0 | 0 | 0 | 0 | 0 |  | 0 | 0 | 0 | 0 | 0 | 15212.3268 | 18152.1267 | 12327.6554 | 0 | yes | Deficit |  |  | 0 | 0 | 0 | 0 | 0 |  | 0 | 0 | 0 | 0 | 4920.8716 | yes |  | 0 | 0 | 0 | 4920.8716 | 0 | no | 0 | 0 | 0 | 4920.8716 | 0
| 15674.5608 | 0 | yes | Deficit |  |  | 0 | 0 | 0 | 0 | 0 |  | 0 | 0 | 0 | 0 | 4860 | no |  | 0 | 24300 | no | 15674.5608 | 0 | no | no | 0 | 0 | 0 | 0 | 0 |  | 0 | 0 | 0 | 0 | 0 | 15674.5608 | 18192.6016 | 12702.2373 | 0 | yes | Deficit |  |  | 0 | 0 | 0 | 0 | 0 |  | 0 | 0 | 0 | 0 | 5864.9462 | yes |  | 0 | 0 | 0 | 5864.9462 | 0 | no | 0 | 0 | 0 | 5864.9462 | 0
| 17751.4863 | 0 | yes | Deficit |  |  | 0 | 0 | 0 | 0 | 0 |  | 0 | 0 | 0 | 0 | 4860 | no |  | 0 | 24300 | no | 17751.4863 | 0 | no | no | 0 | 0 | 0 | 0 | 0 |  | 0 | 0 | 0 | 0 | 0 | 17751.4863 | 17185.5796 | 14385.3211 | 0 | yes | Deficit |  |  | 0 | 0 | 0 | 0 | 0 |  | 0 | 0 | 0 | 0 | 4483.3423 | yes |  | 0 | 0 | 0 | 4483.3423 | 0 | no | 0 | 0 | 0 | 4483.3423 | 0
| 17845.8119 | 0 | yes | Deficit |  |  | 0 | 0 | 0 | 0 | 0 |  | 0 | 0 | 0 | 0 | 4860 | no |  | 0 | 24300 | no | 17845.8119 | 0 | no | no | 0 | 0 | 0 | 0 | 0 |  | 0 | 0 | 0 | 0 | 0 | 17845.8119 | 17738.9573 | 14461.7601 | 0 | yes | Deficit |  |  | 0 | 0 | 0 | 0 | 0 |  | 0 | 0 | 0 | 0 | 3353.6362 | yes |  | 0 | 0 | 0 | 3353.6362 | 0 | no | 0 | 0 | 0 | 3353.6362 | 0
| 16403.9273 | 0 | no | Surplus | yes |  | 0 | 0 | 0 | 1441.8846 | 0 | no | 0 | 0 | 0 | 1441.8846 | 4860 | no | 16403.9273 | 0 | 24300 |  |  | 0 |  |  | 0 | 0 | 0 | 0 | 0 |  | 0 | 0 | 0 | 0 | 0 | 16403.9273 | 18123.8656 | 13293.2961 | 0 | yes | Deficit |  |  | 0 | 0 | 0 | 0 | 0 |  | 0 | 0 | 0 | 0 | 3662.1056 | yes |  | 0 | 0 | 0 | 3662.1056 | 0 | no | 0 | 0 | 0 | 3662.1056 | 0
| 15928.1301 | 0 | no | Surplus | yes |  | 0 | 0 | 0 | 475.7973 | 0 | no | 0 | 0 | 0 | 475.7973 | 4860 | no | 15928.1301 | 0 | 24300 |  |  | 0 |  |  | 0 | 0 | 0 | 0 | 0 |  | 0 | 0 | 0 | 0 | 0 | 15928.1301 | 17820.7631 | 12907.7229 | 0 | yes | Deficit |  |  | 0 | 0 | 0 | 0 | 0 |  | 0 | 0 | 0 | 0 | 4527.4671 | yes |  | 0 | 0 | 0 | 4527.4671 | 0 | no | 0 | 0 | 0 | 4527.4671 | 0
| 16279.6513 | 0 | yes | Deficit |  |  | 0 | 0 | 0 | 0 | 0 |  | 0 | 0 | 0 | 0 | 4860 | no |  | 0 | 24300 | no | 16279.6513 | 0 | no | no | 0 | 0 | 0 | 0 | 0 |  | 0 | 0 | 0 | 0 | 0 | 16279.6513 | 17027.1011 | 13192.5861 | 0 | yes | Deficit |  |  | 0 | 0 | 0 | 0 | 0 |  | 0 | 0 | 0 | 0 | 4119.3782 | yes |  | 0 | 0 | 0 | 4119.3782 | 0 | no | 0 | 0 | 0 | 4119.3782 | 0
| 16258.9264 | 0 | no | Surplus | yes |  | 0 | 0 | 0 | 20.7248 | 0 | no | 0 | 0 | 0 | 20.7248 | 4860 | no | 16258.9264 | 0 | 24300 |  |  | 0 |  |  | 0 | 0 | 0 | 0 | 0 |  | 0 | 0 | 0 | 0 | 0 | 16258.9264 | 16664.6828 | 13175.7913 | 0 | yes | Deficit |  |  | 0 | 0 | 0 | 0 | 0 |  | 0 | 0 | 0 | 0 | 3472.0967 | yes |  | 0 | 0 | 0 | 3472.0967 | 0 | no | 0 | 0 | 0 | 3472.0967 | 0
| 19854.96 | 0 | yes | Deficit |  |  | 0 | 0 | 0 | 0 | 0 |  | 0 | 0 | 0 | 0 | 4860 | no |  | 0 | 24300 | no | 19854.96 | 0 | no | no | 0 | 0 | 0 | 0 | 0 |  | 0 | 0 | 0 | 0 | 0 | 19854.96 | 16389.646 | 16089.9189 | 0 | yes | Deficit |  |  | 0 | 0 | 0 | 0 | 0 |  | 0 | 0 | 0 | 0 | 3213.8547 | yes |  | 0 | 0 | 0 | 3213.8547 | 0 | no | 0 | 0 | 0 | 3213.8547 | 0
| 17935.0322 | 0 | no | Surplus | yes |  | 0 | 0 | 0 | 1919.9277 | 0 | no | 0 | 0 | 0 | 1919.9277 | 4860 | no | 17935.0322 | 0 | 24300 |  |  | 0 |  |  | 0 | 0 | 0 | 0 | 0 |  | 0 | 0 | 0 | 0 | 0 | 17935.0322 | 15562.6811 | 14534.0618 | 0 | no | Surplus | yes |  | 0 | 0 | 0 | 527.2378 | 0 | no | 0 | 0 | 0 | 527.2378 | 0 |  |  | 0 | 0 | 0 | 0 | 0 |  | 0 | 0 | 0 | 0 | 0
| 17839.7074 | 0 | no | Surplus | yes |  | 0 | 0 | 0 | 95.3248 | 0 | no | 0 | 0 | 0 | 95.3248 | 4860 | no | 17839.7074 | 0 | 24300 |  |  | 0 |  |  | 0 | 0 | 0 | 0 | 0 |  | 0 | 0 | 0 | 0 | 0 | 17839.7074 | 16475.084 | 14456.8132 | 0 | yes | Deficit |  |  | 0 | 0 | 0 | 0 | 0 |  | 0 | 0 | 0 | 0 | 1941.0222 | yes |  | 0 | 0 | 0 | 1941.0222 | 0 | no | 0 | 0 | 0 | 1941.0222 | 0
| 16711.7255 | 0 | no | Surplus | yes |  | 0 | 0 | 0 | 1127.982 | 0 | no | 0 | 0 | 0 | 1127.982 | 4860 | no | 16711.7255 | 0 | 24300 |  |  | 0 |  |  | 0 | 0 | 0 | 0 | 0 |  | 0 | 0 | 0 | 0 | 0 | 16711.7255 | 16209.1084 | 13542.7273 | 0 | yes | Deficit |  |  | 0 | 0 | 0 | 0 | 0 |  | 0 | 0 | 0 | 0 | 1752.2952 | yes |  | 0 | 0 | 0 | 1752.2952 | 0 | no | 0 | 0 | 0 | 1752.2952 | 0
| 17962.72 | 0 | yes | Deficit |  |  | 0 | 0 | 0 | 0 | 0 |  | 0 | 0 | 0 | 0 | 4860 | no |  | 0 | 24300 | no | 17962.72 | 0 | no | no | 0 | 0 | 0 | 0 | 0 |  | 0 | 0 | 0 | 0 | 0 | 17962.72 | 16325.4819 | 14556.4992 | 0 | yes | Deficit |  |  | 0 | 0 | 0 | 0 | 0 |  | 0 | 0 | 0 | 0 | 2782.7546 | yes |  | 0 | 0 | 0 | 2782.7546 | 0 | no | 0 | 0 | 0 | 2782.7546 | 0
| 17965.345 | 0 | yes | Deficit |  |  | 0 | 0 | 0 | 0 | 0 |  | 0 | 0 | 0 | 0 | 4860 | no |  | 0 | 24300 | no | 17965.345 | 0 | no | no | 0 | 0 | 0 | 0 | 0 |  | 0 | 0 | 0 | 0 | 0 | 17965.345 | 16156.4251 | 14558.6264 | 0 | yes | Deficit |  |  | 0 | 0 | 0 | 0 | 0 |  | 0 | 0 | 0 | 0 | 1599.9259 | yes |  | 0 | 0 | 0 | 1599.9259 | 0 | no | 0 | 0 | 0 | 1599.9259 | 0
| 19468.0352 | 0 | yes | Deficit |  |  | 0 | 0 | 0 | 0 | 0 |  | 0 | 0 | 0 | 0 | 4860 | no |  | 0 | 24300 | no | 19468.0352 | 0 | no | no | 0 | 0 | 0 | 0 | 0 |  | 0 | 0 | 0 | 0 | 0 | 19468.0352 | 15701.7779 | 15776.3656 | 0 | yes | Deficit |  |  | 0 | 0 | 0 | 0 | 0 |  | 0 | 0 | 0 | 0 | 1143.1515 | yes |  | 0 | 0 | 0 | 1143.1515 | 0 | no | 0 | 0 | 0 | 1143.1515 | 0
| 20216.7932 | 0 | yes | Deficit |  |  | 0 | 0 | 0 | 0 | 0 |  | 0 | 0 | 0 | 0 | 4860 | no |  | 0 | 24300 | no | 20216.7932 | 0 | no | no | 0 | 0 | 0 | 0 | 0 |  | 0 | 0 | 0 | 0 | 0 | 20216.7932 | 15761.8611 | 16383.1387 | 0 | no | Surplus | yes |  | 0 | 0 | 0 | 14.5045 | 0 | no | 0 | 0 | 0 | 14.5045 | 0 |  |  | 0 | 0 | 0 | 0 | 0 |  | 0 | 0 | 0 | 0 | 0
| 18311.436 | 0 | no | Surplus | yes |  | 0 | 0 | 0 | 1905.3571 | 0 | no | 0 | 0 | 0 | 1905.3571 | 4860 | no | 18311.436 | 0 | 24300 |  |  | 0 |  |  | 0 | 0 | 0 | 0 | 0 |  | 0 | 0 | 0 | 0 | 0 | 18311.436 | 15332.942 | 14839.0892 | 0 | no | Surplus | yes |  | 0 | 0 | 0 | 1050.1968 | 0 | no | 0 | 0 | 0 | 1050.1968 | 0 |  |  | 0 | 0 | 0 | 0 | 0 |  | 0 | 0 | 0 | 0 | 0
| 18852.408 | 0 | yes | Deficit |  |  | 0 | 0 | 0 | 0 | 0 |  | 0 | 0 | 0 | 0 | 4860 | no |  | 0 | 24300 | no | 18852.408 | 0 | no | no | 0 | 0 | 0 | 0 | 0 |  | 0 | 0 | 0 | 0 | 0 | 18852.408 | 15267.4929 | 15277.4781 | 0 | yes | Deficit |  |  | 0 | 0 | 0 | 0 | 0 |  | 0 | 0 | 0 | 0 | 428.4037 | yes |  | 0 | 0 | 0 | 428.4037 | 0 | no | 0 | 0 | 0 | 428.4037 | 0
| 15550.9019 | 0 | no | Surplus | yes |  | 0 | 0 | 0 | 3301.5061 | 0 | no | 0 | 0 | 0 | 3301.5061 | 4860 | no | 15550.9019 | 0 | 24300 |  |  | 0 |  |  | 0 | 0 | 0 | 0 | 0 |  | 0 | 0 | 0 | 0 | 0 | 15550.9019 | 14871.522 | 12602.0275 | 0 | no | Surplus | yes |  | 0 | 0 | 0 | 405.9561 | 0 | no | 0 | 0 | 0 | 405.9561 | 0 |  |  | 0 | 0 | 0 | 0 | 0 |  | 0 | 0 | 0 | 0 | 0
| 14284.7954 | 0 | no | Surplus | yes |  | 0 | 0 | 0 | 1266.1065 | 0 | no | 0 | 0 | 0 | 1266.1065 | 4860 | no | 14284.7954 | 0 | 24300 |  |  | 0 |  |  | 0 | 0 | 0 | 0 | 0 |  | 0 | 0 | 0 | 0 | 0 | 14284.7954 | 11886.1607 | 11576.0092 | 0 | no | Surplus | yes |  | 0 | 0 | 0 | 715.8668 | 0 | no | 0 | 0 | 0 | 715.8668 | 0 |  |  | 0 | 0 | 0 | 0 | 0 |  | 0 | 0 | 0 | 0 | 0
| 16934.9459 | 0 | yes | Deficit |  |  | 0 | 0 | 0 | 0 | 0 |  | 0 | 0 | 0 | 0 | 4860 | no |  | 0 | 24300 | no | 16934.9459 | 0 | no | no | 0 | 0 | 0 | 0 | 0 |  | 0 | 0 | 0 | 0 | 0 | 16934.9459 | 15407.6634 | 13723.619 | 0 | yes | Deficit |  |  | 0 | 0 | 0 | 0 | 0 |  | 0 | 0 | 0 | 0 | 3831.6542 | yes |  | 0 | 0 | 0 | 3831.6542 | 0 | no | 0 | 0 | 0 | 3831.6542 | 0
| 16605.2993 | 0 | no | Surplus | yes |  | 0 | 0 | 0 | 329.6465 | 0 | no | 0 | 0 | 0 | 329.6465 | 4860 | no | 16605.2993 | 0 | 24300 |  |  | 0 |  |  | 0 | 0 | 0 | 0 | 0 |  | 0 | 0 | 0 | 0 | 0 | 16605.2993 | 15278.9581 | 13456.4825 | 0 | yes | Deficit |  |  | 0 | 0 | 0 | 0 | 0 |  | 0 | 0 | 0 | 0 | 1555.339 | yes |  | 0 | 0 | 0 | 1555.339 | 0 | no | 0 | 0 | 0 | 1555.339 | 0
| 17743.235 | 0 | yes | Deficit |  |  | 0 | 0 | 0 | 0 | 0 |  | 0 | 0 | 0 | 0 | 4860 | no |  | 0 | 24300 | no | 17743.235 | 0 | no | no | 0 | 0 | 0 | 0 | 0 |  | 0 | 0 | 0 | 0 | 0 | 17743.235 | 15130.9508 | 14378.6345 | 0 | yes | Deficit |  |  | 0 | 0 | 0 | 0 | 0 |  | 0 | 0 | 0 | 0 | 1674.4684 | yes |  | 0 | 0 | 0 | 1674.4684 | 0 | no | 0 | 0 | 0 | 1674.4684 | 0
| 20210.7716 | 0 | yes | Deficit |  |  | 0 | 0 | 0 | 0 | 0 |  | 0 | 0 | 0 | 0 | 4860 | no |  | 0 | 24300 | no | 20210.7716 | 0 | no | no | 0 | 0 | 0 | 0 | 0 |  | 0 | 0 | 0 | 0 | 0 | 20210.7716 | 16156.5962 | 16378.259 | 0 | yes | Deficit |  |  | 0 | 0 | 0 | 0 | 0 |  | 0 | 0 | 0 | 0 | 1777.9617 | yes |  | 0 | 0 | 0 | 1777.9617 | 0 | no | 0 | 0 | 0 | 1777.9617 | 0
| 18747.4279 | 0 | no | Surplus | yes |  | 0 | 0 | 0 | 1463.3437 | 0 | no | 0 | 0 | 0 | 1463.3437 | 4860 | no | 18747.4279 | 0 | 24300 |  |  | 0 |  |  | 0 | 0 | 0 | 0 | 0 |  | 0 | 0 | 0 | 0 | 0 | 18747.4279 | 17001.4067 | 15192.4051 | 0 | yes | Deficit |  |  | 0 | 0 | 0 | 0 | 0 |  | 0 | 0 | 0 | 0 | 623.1477 | yes |  | 0 | 0 | 0 | 623.1477 | 0 | no | 0 | 0 | 0 | 623.1477 | 0
| 19638.7283 | 0 | yes | Deficit |  |  | 0 | 0 | 0 | 0 | 0 |  | 0 | 0 | 0 | 0 | 4860 | no |  | 0 | 24300 | no | 19638.7283 | 0 | no | no | 0 | 0 | 0 | 0 | 0 |  | 0 | 0 | 0 | 0 | 0 | 19638.7283 | 16896.2052 | 15914.6907 | 0 | yes | Deficit |  |  | 0 | 0 | 0 | 0 | 0 |  | 0 | 0 | 0 | 0 | 1703.8001 | yes |  | 0 | 0 | 0 | 1703.8001 | 0 | no | 0 | 0 | 0 | 1703.8001 | 0
| 20688.4746 | 0 | yes | Deficit |  |  | 0 | 0 | 0 | 0 | 0 |  | 0 | 0 | 0 | 0 | 4860 | no |  | 0 | 24300 | no | 20688.4746 | 0 | no | no | 0 | 0 | 0 | 0 | 0 |  | 0 | 0 | 0 | 0 | 0 | 20688.4746 | 16884.579 | 16765.3765 | 0 | yes | Deficit |  |  | 0 | 0 | 0 | 0 | 0 |  | 0 | 0 | 0 | 0 | 969.8884 | yes |  | 0 | 0 | 0 | 969.8884 | 0 | no | 0 | 0 | 0 | 969.8884 | 0
| 20777.3873 | 0 | yes | Deficit |  |  | 0 | 0 | 0 | 0 | 0 |  | 0 | 0 | 0 | 0 | 4860 | no |  | 0 | 24300 | no | 20777.3873 | 0 | no | no | 0 | 0 | 0 | 0 | 0 |  | 0 | 0 | 0 | 0 | 0 | 20777.3873 | 15726.2039 | 16837.4289 | 0 | no | Surplus | yes |  | 0 | 0 | 0 | 1039.1726 | 0 | no | 0 | 0 | 0 | 1039.1726 | 0 |  |  | 0 | 0 | 0 | 0 | 0 |  | 0 | 0 | 0 | 0 | 0
| 18601.5606 | 0 | no | Surplus | yes |  | 0 | 0 | 0 | 2175.8267 | 0 | no | 0 | 0 | 0 | 2175.8267 | 4860 | no | 18601.5606 | 0 | 24300 |  |  | 0 |  |  | 0 | 0 | 0 | 0 | 0 |  | 0 | 0 | 0 | 0 | 0 | 18601.5606 | 14520.8721 | 15074.1983 | 0 | no | Surplus | yes |  | 0 | 0 | 0 | 2316.5568 | 0 | no | 0 | 0 | 0 | 2316.5568 | 0 |  |  | 0 | 0 | 0 | 0 | 0 |  | 0 | 0 | 0 | 0 | 0
| 19375.47 | 0 | yes | Deficit |  |  | 0 | 0 | 0 | 0 | 0 |  | 0 | 0 | 0 | 0 | 4860 | no |  | 0 | 24300 | no | 19375.47 | 0 | no | no | 0 | 0 | 0 | 0 | 0 |  | 0 | 0 | 0 | 0 | 0 | 19375.47 | 13954.8927 | 15701.3533 | 0 | no | Surplus | yes |  | 0 | 0 | 0 | 1119.3056 | 0 | no | 0 | 0 | 0 | 1119.3056 | 0 |  |  | 0 | 0 | 0 | 0 | 0 |  | 0 | 0 | 0 | 0 | 0
| 18661.2504 | 0 | no | Surplus | yes |  | 0 | 0 | 0 | 714.2196 | 0 | no | 0 | 0 | 0 | 714.2196 | 4860 | no | 18661.2504 | 0 | 24300 |  |  | 0 |  |  | 0 | 0 | 0 | 0 | 0 |  | 0 | 0 | 0 | 0 | 0 | 18661.2504 | 16328.5993 | 15122.5692 | 0 | yes | Deficit |  |  | 0 | 0 | 0 | 0 | 0 |  | 0 | 0 | 0 | 0 | 627.246 | yes |  | 0 | 0 | 0 | 627.246 | 0 | no | 0 | 0 | 0 | 627.246 | 0
| 18731.7162 | 0 | yes | Deficit |  |  | 0 | 0 | 0 | 0 | 0 |  | 0 | 0 | 0 | 0 | 4860 | no |  | 0 | 24300 | no | 18731.7162 | 0 | no | no | 0 | 0 | 0 | 0 | 0 |  | 0 | 0 | 0 | 0 | 0 | 18731.7162 | 15546.6141 | 15179.6728 | 0 | yes | Deficit |  |  | 0 | 0 | 0 | 0 | 0 |  | 0 | 0 | 0 | 0 | 424.0449 | yes |  | 0 | 0 | 0 | 424.0449 | 0 | no | 0 | 0 | 0 | 424.0449 | 0
| 19137.3444 | 0 | yes | Deficit |  |  | 0 | 0 | 0 | 0 | 0 |  | 0 | 0 | 0 | 0 | 4860 | no |  | 0 | 24300 | no | 19137.3444 | 0 | no | no | 0 | 0 | 0 | 0 | 0 |  | 0 | 0 | 0 | 0 | 0 | 19137.3444 | 16548.1755 | 15508.3829 | 0 | yes | Deficit |  |  | 0 | 0 | 0 | 0 | 0 |  | 0 | 0 | 0 | 0 | 1368.5027 | yes |  | 0 | 0 | 0 | 1368.5027 | 0 | no | 0 | 0 | 0 | 1368.5027 | 0
| 21638.5155 | 0 | yes | Deficit |  |  | 0 | 0 | 0 | 0 | 0 |  | 0 | 0 | 0 | 0 | 4860 | no |  | 0 | 24300 | no | 21638.5155 | 0 | no | no | 0 | 0 | 0 | 0 | 0 |  | 0 | 0 | 0 | 0 | 0 | 21638.5155 | 15698.9293 | 17535.2638 | 0 | yes | Deficit |  |  | 0 | 0 | 0 | 0 | 0 |  | 0 | 0 | 0 | 0 | 190.5465 | yes |  | 0 | 0 | 0 | 190.5465 | 0 | no | 0 | 0 | 0 | 190.5465 | 0
| 22294.5316 | 0 | yes | Deficit |  |  | 0 | 0 | 0 | 0 | 0 |  | 0 | 0 | 0 | 0 | 4860 | no |  | 0 | 24300 | no | 22294.5316 | 0 | no | no | 0 | 0 | 0 | 0 | 0 |  | 0 | 0 | 0 | 0 | 0 | 22294.5316 | 16376.3625 | 18066.8813 | 0 | no | Surplus | yes |  | 0 | 0 | 0 | 1158.9012 | 0 | no | 0 | 0 | 0 | 1158.9012 | 0 |  |  | 0 | 0 | 0 | 0 | 0 |  | 0 | 0 | 0 | 0 | 0
| 18005.4615 | 0 | no | Surplus | yes |  | 0 | 0 | 0 | 4289.0701 | 0 | no | 0 | 0 | 0 | 4289.0701 | 4860 | no | 18005.4615 | 0 | 24300 |  |  | 0 |  |  | 0 | 0 | 0 | 0 | 0 |  | 0 | 0 | 0 | 0 | 0 | 18005.4615 | 16564.5113 | 14591.1357 | 0 | no | Surplus | yes |  | 0 | 0 | 0 | 1502.3701 | 0 | no | 0 | 0 | 0 | 1502.3701 | 0 |  |  | 0 | 0 | 0 | 0 | 0 |  | 0 | 0 | 0 | 0 | 0
| 18370.8857 | 0 | yes | Deficit |  |  | 0 | 0 | 0 | 0 | 0 |  | 0 | 0 | 0 | 0 | 4860 | no |  | 0 | 24300 | no | 18370.8857 | 0 | no | no | 0 | 0 | 0 | 0 | 0 |  | 0 | 0 | 0 | 0 | 0 | 18370.8857 | 17646.8026 | 14887.2656 | 0 | yes | Deficit |  |  | 0 | 0 | 0 | 0 | 0 |  | 0 | 0 | 0 | 0 | 3055.6668 | yes |  | 0 | 0 | 0 | 3055.6668 | 0 | no | 0 | 0 | 0 | 3055.6668 | 0
| 19753.6193 | 0 | yes | Deficit |  |  | 0 | 0 | 0 | 0 | 0 |  | 0 | 0 | 0 | 0 | 4860 | no |  | 0 | 24300 | no | 19753.6193 | 0 | no | no | 0 | 0 | 0 | 0 | 0 |  | 0 | 0 | 0 | 0 | 0 | 19753.6193 | 17275.5269 | 16007.7952 | 0 | yes | Deficit |  |  | 0 | 0 | 0 | 0 | 0 |  | 0 | 0 | 0 | 0 | 2388.2613 | yes |  | 0 | 0 | 0 | 2388.2613 | 0 | no | 0 | 0 | 0 | 2388.2613 | 0
| 19972.5891 | 0 | yes | Deficit |  |  | 0 | 0 | 0 | 0 | 0 |  | 0 | 0 | 0 | 0 | 4860 | no |  | 0 | 24300 | no | 19972.5891 | 0 | no | no | 0 | 0 | 0 | 0 | 0 |  | 0 | 0 | 0 | 0 | 0 | 19972.5891 | 16859.4009 | 16185.2424 | 0 | yes | Deficit |  |  | 0 | 0 | 0 | 0 | 0 |  | 0 | 0 | 0 | 0 | 851.6057 | yes |  | 0 | 0 | 0 | 851.6057 | 0 | no | 0 | 0 | 0 | 851.6057 | 0
| 19860.8043 | 0 | no | Surplus | yes |  | 0 | 0 | 0 | 111.7848 | 0 | no | 0 | 0 | 0 | 111.7848 | 4860 | no | 19860.8043 | 0 | 24300 |  |  | 0 |  |  | 0 | 0 | 0 | 0 | 0 |  | 0 | 0 | 0 | 0 | 0 | 19860.8043 | 17335.9226 | 16094.655 | 0 | yes | Deficit |  |  | 0 | 0 | 0 | 0 | 0 |  | 0 | 0 | 0 | 0 | 1150.6802 | yes |  | 0 | 0 | 0 | 1150.6802 | 0 | no | 0 | 0 | 0 | 1150.6802 | 0
| 21423.6215 | 0 | yes | Deficit |  |  | 0 | 0 | 0 | 0 | 0 |  | 0 | 0 | 0 | 0 | 4860 | no |  | 0 | 24300 | no | 21423.6215 | 0 | no | no | 0 | 0 | 0 | 0 | 0 |  | 0 | 0 | 0 | 0 | 0 | 21423.6215 | 16343.1797 | 17361.1196 | 0 | yes | Deficit |  |  | 0 | 0 | 0 | 0 | 0 |  | 0 | 0 | 0 | 0 | 248.5247 | yes |  | 0 | 0 | 0 | 248.5247 | 0 | no | 0 | 0 | 0 | 248.5247 | 0
| 19602.6113 | 0 | no | Surplus | yes |  | 0 | 0 | 0 | 1821.0102 | 0 | no | 0 | 0 | 0 | 1821.0102 | 4860 | no | 19602.6113 | 0 | 24300 |  |  | 0 |  |  | 0 | 0 | 0 | 0 | 0 |  | 0 | 0 | 0 | 0 | 0 | 19602.6113 | 16166.9219 | 15885.4225 | 0 | no | Surplus | yes |  | 0 | 0 | 0 | 1194.1977 | 0 | no | 0 | 0 | 0 | 1194.1977 | 0 |  |  | 0 | 0 | 0 | 0 | 0 |  | 0 | 0 | 0 | 0 | 0
| 17550.4429 | 0 | no | Surplus | yes |  | 0 | 0 | 0 | 2052.1684 | 0 | no | 0 | 0 | 0 | 2052.1684 | 4860 | no | 17550.4429 | 0 | 24300 |  |  | 0 |  |  | 0 | 0 | 0 | 0 | 0 |  | 0 | 0 | 0 | 0 | 0 | 17550.4429 | 16505.161 | 14222.401 | 0 | yes | Deficit |  |  | 0 | 0 | 0 | 0 | 0 |  | 0 | 0 | 0 | 0 | 619.7386 | yes |  | 0 | 0 | 0 | 619.7386 | 0 | no | 0 | 0 | 0 | 619.7386 | 0
| 17911.7625 | 0 | yes | Deficit |  |  | 0 | 0 | 0 | 0 | 0 |  | 0 | 0 | 0 | 0 | 4860 | no |  | 0 | 24300 | no | 17911.7625 | 0 | no | no | 0 | 0 | 0 | 0 | 0 |  | 0 | 0 | 0 | 0 | 0 | 17911.7625 | 16211.1525 | 14515.2046 | 0 | yes | Deficit |  |  | 0 | 0 | 0 | 0 | 0 |  | 0 | 0 | 0 | 0 | 1988.7515 | yes |  | 0 | 0 | 0 | 1988.7515 | 0 | no | 0 | 0 | 0 | 1988.7515 | 0
| 18445.6623 | 0 | yes | Deficit |  |  | 0 | 0 | 0 | 0 | 0 |  | 0 | 0 | 0 | 0 | 4860 | no |  | 0 | 24300 | no | 18445.6623 | 0 | no | no | 0 | 0 | 0 | 0 | 0 |  | 0 | 0 | 0 | 0 | 0 | 18445.6623 | 16193.5954 | 14947.8625 | 0 | yes | Deficit |  |  | 0 | 0 | 0 | 0 | 0 |  | 0 | 0 | 0 | 0 | 1678.3907 | yes |  | 0 | 0 | 0 | 1678.3907 | 0 | no | 0 | 0 | 0 | 1678.3907 | 0
| 21090.9279 | 0 | yes | Deficit |  |  | 0 | 0 | 0 | 0 | 0 |  | 0 | 0 | 0 | 0 | 4860 | no |  | 0 | 24300 | no | 21090.9279 | 0 | no | no | 0 | 0 | 0 | 0 | 0 |  | 0 | 0 | 0 | 0 | 0 | 21090.9279 | 15674.7431 | 17091.5137 | 0 | yes | Deficit |  |  | 0 | 0 | 0 | 0 | 0 |  | 0 | 0 | 0 | 0 | 726.8806 | yes |  | 0 | 0 | 0 | 726.8806 | 0 | no | 0 | 0 | 0 | 726.8806 | 0
| 19758.3799 | 0 | no | Surplus | yes |  | 0 | 0 | 0 | 1332.5481 | 0 | no | 0 | 0 | 0 | 1332.5481 | 4860 | no | 19758.3799 | 0 | 24300 |  |  | 0 |  |  | 0 | 0 | 0 | 0 | 0 |  | 0 | 0 | 0 | 0 | 0 | 19758.3799 | 13502.806 | 16011.653 | 0 | no | Surplus | yes |  | 0 | 0 | 0 | 3588.7077 | 0 | no | 0 | 0 | 0 | 3588.7077 | 0 |  |  | 0 | 0 | 0 | 0 | 0 |  | 0 | 0 | 0 | 0 | 0
| 18546.9137 | 0 | no | Surplus | yes |  | 0 | 0 | 0 | 1211.4662 | 0 | no | 0 | 0 | 0 | 1211.4662 | 4860 | no | 18546.9137 | 0 | 24300 |  |  | 0 |  |  | 0 | 0 | 0 | 0 | 0 |  | 0 | 0 | 0 | 0 | 0 | 18546.9137 | 13319.8999 | 15029.9138 | 0 | no | Surplus | yes |  | 0 | 0 | 0 | 2691.7531 | 0 | no | 0 | 0 | 0 | 2691.7531 | 0 |  |  | 0 | 0 | 0 | 0 | 0 |  | 0 | 0 | 0 | 0 | 0
| 19082.9039 | 0 | yes | Deficit |  |  | 0 | 0 | 0 | 0 | 0 |  | 0 | 0 | 0 | 0 | 4860 | no |  | 0 | 24300 | no | 19082.9039 | 0 | no | no | 0 | 0 | 0 | 0 | 0 |  | 0 | 0 | 0 | 0 | 0 | 19082.9039 | 13747.3114 | 15464.2657 | 0 | no | Surplus | yes |  | 0 | 0 | 0 | 1282.6024 | 0 | no | 0 | 0 | 0 | 1282.6024 | 0 |  |  | 0 | 0 | 0 | 0 | 0 |  | 0 | 0 | 0 | 0 | 0
| 19643.6791 | 0 | yes | Deficit |  |  | 0 | 0 | 0 | 0 | 0 |  | 0 | 0 | 0 | 0 | 4860 | no |  | 0 | 24300 | no | 19643.6791 | 0 | no | no | 0 | 0 | 0 | 0 | 0 |  | 0 | 0 | 0 | 0 | 0 | 19643.6791 | 14133.1277 | 15918.7026 | 0 | no | Surplus | yes |  | 0 | 0 | 0 | 1331.138 | 0 | no | 0 | 0 | 0 | 1331.138 | 0 |  |  | 0 | 0 | 0 | 0 | 0 |  | 0 | 0 | 0 | 0 | 0
| 18298.5805 | 0 | no | Surplus | yes |  | 0 | 0 | 0 | 1345.0985 | 0 | no | 0 | 0 | 0 | 1345.0985 | 4860 | no | 18298.5805 | 0 | 24300 |  |  | 0 |  |  | 0 | 0 | 0 | 0 | 0 |  | 0 | 0 | 0 | 0 | 0 | 18298.5805 | 13212.3393 | 14828.6714 | 0 | no | Surplus | yes |  | 0 | 0 | 0 | 2706.3634 | 0 | no | 0 | 0 | 0 | 2706.3634 | 0 |  |  | 0 | 0 | 0 | 0 | 0 |  | 0 | 0 | 0 | 0 | 0
| 16122.468 | 0 | no | Surplus | yes |  | 0 | 0 | 0 | 2176.1125 | 0 | no | 0 | 0 | 0 | 2176.1125 | 4860 | no | 16122.468 | 0 | 24300 |  |  | 0 |  |  | 0 | 0 | 0 | 0 | 0 |  | 0 | 0 | 0 | 0 | 0 | 16122.468 | 12949.0709 | 13065.2091 | 0 | no | Surplus | yes |  | 0 | 0 | 0 | 1879.6005 | 0 | no | 0 | 0 | 0 | 1879.6005 | 0 |  |  | 0 | 0 | 0 | 0 | 0 |  | 0 | 0 | 0 | 0 | 0
| 20123.2753 | 0 | yes | Deficit |  |  | 0 | 0 | 0 | 0 | 0 |  | 0 | 0 | 0 | 0 | 4860 | no |  | 0 | 24300 | no | 20123.2753 | 0 | no | no | 0 | 0 | 0 | 0 | 0 |  | 0 | 0 | 0 | 0 | 0 | 20123.2753 | 16198.3041 | 16307.3544 | 0 | yes | Deficit |  |  | 0 | 0 | 0 | 0 | 0 |  | 0 | 0 | 0 | 0 | 3133.0951 | yes |  | 0 | 0 | 0 | 3133.0951 | 0 | no | 0 | 0 | 0 | 3133.0951 | 0
| 18044.8253 | 0 | no | Surplus | yes |  | 0 | 0 | 0 | 2078.45 | 0 | no | 0 | 0 | 0 | 2078.45 | 4860 | no | 18044.8253 | 0 | 24300 |  |  | 0 |  |  | 0 | 0 | 0 | 0 | 0 |  | 0 | 0 | 0 | 0 | 0 | 18044.8253 | 14070.8152 | 14623.0351 | 0 | no | Surplus | yes |  | 0 | 0 | 0 | 2236.5392 | 0 | no | 0 | 0 | 0 | 2236.5392 | 0 |  |  | 0 | 0 | 0 | 0 | 0 |  | 0 | 0 | 0 | 0 | 0
| 17711.2907 | 0 | no | Surplus | yes |  | 0 | 0 | 0 | 333.5347 | 0 | no | 0 | 0 | 0 | 333.5347 | 4860 | no | 17711.2907 | 0 | 24300 |  |  | 0 |  |  | 0 | 0 | 0 | 0 | 0 |  | 0 | 0 | 0 | 0 | 0 | 17711.2907 | 15198.3534 | 14352.7477 | 0 | yes | Deficit |  |  | 0 | 0 | 0 | 0 | 0 |  | 0 | 0 | 0 | 0 | 575.3182 | yes |  | 0 | 0 | 0 | 575.3182 | 0 | no | 0 | 0 | 0 | 575.3182 | 0
| 14475.776 | 0 | no | Surplus | yes |  | 0 | 0 | 0 | 3235.5147 | 0 | no | 0 | 0 | 0 | 3235.5147 | 4860 | no | 14475.776 | 0 | 24300 |  |  | 0 |  |  | 0 | 0 | 0 | 0 | 0 |  | 0 | 0 | 0 | 0 | 0 | 14475.776 | 13893.8291 | 11730.7747 | 0 | no | Surplus | yes |  | 0 | 0 | 0 | 458.9186 | 0 | no | 0 | 0 | 0 | 458.9186 | 0 |  |  | 0 | 0 | 0 | 0 | 0 |  | 0 | 0 | 0 | 0 | 0
| 15423.2698 | 0 | yes | Deficit |  |  | 0 | 0 | 0 | 0 | 0 |  | 0 | 0 | 0 | 0 | 4860 | no |  | 0 | 24300 | no | 15423.2698 | 0 | no | no | 0 | 0 | 0 | 0 | 0 |  | 0 | 0 | 0 | 0 | 0 | 15423.2698 | 14653.5521 | 12498.5979 | 0 | yes | Deficit |  |  | 0 | 0 | 0 | 0 | 0 |  | 0 | 0 | 0 | 0 | 2922.7774 | yes |  | 0 | 0 | 0 | 2922.7774 | 0 | no | 0 | 0 | 0 | 2922.7774 | 0
| 13775.0251 | 0 | no | Surplus | yes |  | 0 | 0 | 0 | 1648.2447 | 0 | no | 0 | 0 | 0 | 1648.2447 | 4860 | no | 13775.0251 | 0 | 24300 |  |  | 0 |  |  | 0 | 0 | 0 | 0 | 0 |  | 0 | 0 | 0 | 0 | 0 | 13775.0251 | 16064.7653 | 11162.9052 | 0 | yes | Deficit |  |  | 0 | 0 | 0 | 0 | 0 |  | 0 | 0 | 0 | 0 | 3566.1674 | yes |  | 0 | 0 | 0 | 3566.1674 | 0 | no | 0 | 0 | 0 | 3566.1674 | 0
| 16306.7917 | 0 | yes | Deficit |  |  | 0 | 0 | 0 | 0 | 0 |  | 0 | 0 | 0 | 0 | 4860 | no |  | 0 | 24300 | no | 16306.7917 | 0 | no | no | 0 | 0 | 0 | 0 | 0 |  | 0 | 0 | 0 | 0 | 0 | 16306.7917 | 16291.413 | 13214.58 | 0 | yes | Deficit |  |  | 0 | 0 | 0 | 0 | 0 |  | 0 | 0 | 0 | 0 | 5128.5078 | yes |  | 0 | 0 | 0 | 5128.5078 | 0 | no | 0 | 0 | 0 | 5128.5078 | 0
| 16616.9868 | 0 | yes | Deficit |  |  | 0 | 0 | 0 | 0 | 0 |  | 0 | 0 | 0 | 0 | 4860 | no |  | 0 | 24300 | no | 16616.9868 | 0 | no | no | 0 | 0 | 0 | 0 | 0 |  | 0 | 0 | 0 | 0 | 0 | 16616.9868 | 15700.2048 | 13465.9536 | 0 | yes | Deficit |  |  | 0 | 0 | 0 | 0 | 0 |  | 0 | 0 | 0 | 0 | 2485.6248 | yes |  | 0 | 0 | 0 | 2485.6248 | 0 | no | 0 | 0 | 0 | 2485.6248 | 0
| 16895.1692 | 0 | yes | Deficit |  |  | 0 | 0 | 0 | 0 | 0 |  | 0 | 0 | 0 | 0 | 4860 | no |  | 0 | 24300 | no | 16895.1692 | 0 | no | no | 0 | 0 | 0 | 0 | 0 |  | 0 | 0 | 0 | 0 | 0 | 16895.1692 | 14735.1054 | 13691.3851 | 0 | yes | Deficit |  |  | 0 | 0 | 0 | 0 | 0 |  | 0 | 0 | 0 | 0 | 1269.1518 | yes |  | 0 | 0 | 0 | 1269.1518 | 0 | no | 0 | 0 | 0 | 1269.1518 | 0
| 17848.4895 | 0 | yes | Deficit |  |  | 0 | 0 | 0 | 0 | 0 |  | 0 | 0 | 0 | 0 | 4860 | no |  | 0 | 24300 | no | 17848.4895 | 0 | no | no | 0 | 0 | 0 | 0 | 0 |  | 0 | 0 | 0 | 0 | 0 | 17848.4895 | 14193.3989 | 14463.9299 | 0 | yes | Deficit |  |  | 0 | 0 | 0 | 0 | 0 |  | 0 | 0 | 0 | 0 | 502.0138 | yes |  | 0 | 0 | 0 | 502.0138 | 0 | no | 0 | 0 | 0 | 502.0138 | 0
| 18050.65 | 0 | yes | Deficit |  |  | 0 | 0 | 0 | 0 | 0 |  | 0 | 0 | 0 | 0 | 4860 | no |  | 0 | 24300 | no | 18050.65 | 0 | no | no | 0 | 0 | 0 | 0 | 0 |  | 0 | 0 | 0 | 0 | 0 | 18050.65 | 14713.4273 | 14627.7553 | 0 | yes | Deficit |  |  | 0 | 0 | 0 | 0 | 0 |  | 0 | 0 | 0 | 0 | 249.4974 | yes |  | 0 | 0 | 0 | 249.4974 | 0 | no | 0 | 0 | 0 | 249.4974 | 0
| 18579.3058 | 0 | yes | Deficit |  |  | 0 | 0 | 0 | 0 | 0 |  | 0 | 0 | 0 | 0 | 4860 | no |  | 0 | 24300 | no | 18579.3058 | 0 | no | no | 0 | 0 | 0 | 0 | 0 |  | 0 | 0 | 0 | 0 | 0 | 18579.3058 | 15722.4939 | 15056.1636 | 0 | yes | Deficit |  |  | 0 | 0 | 0 | 0 | 0 |  | 0 | 0 | 0 | 0 | 1094.7386 | yes |  | 0 | 0 | 0 | 1094.7386 | 0 | no | 0 | 0 | 0 | 1094.7386 | 0
| 18064.8586 | 0 | no | Surplus | yes |  | 0 | 0 | 0 | 514.4472 | 0 | no | 0 | 0 | 0 | 514.4472 | 4860 | no | 18064.8586 | 0 | 24300 |  |  | 0 |  |  | 0 | 0 | 0 | 0 | 0 |  | 0 | 0 | 0 | 0 | 0 | 18064.8586 | 15206.2517 | 14639.2695 | 0 | yes | Deficit |  |  | 0 | 0 | 0 | 0 | 0 |  | 0 | 0 | 0 | 0 | 150.0882 | yes |  | 0 | 0 | 0 | 150.0882 | 0 | no | 0 | 0 | 0 | 150.0882 | 0
| 17953.985 | 0 | no | Surplus | yes |  | 0 | 0 | 0 | 110.8736 | 0 | no | 0 | 0 | 0 | 110.8736 | 4860 | no | 17953.985 | 0 | 24300 |  |  | 0 |  |  | 0 | 0 | 0 | 0 | 0 |  | 0 | 0 | 0 | 0 | 0 | 17953.985 | 15438.2809 | 14549.4206 | 0 | yes | Deficit |  |  | 0 | 0 | 0 | 0 | 0 |  | 0 | 0 | 0 | 0 | 799.0113 | yes |  | 0 | 0 | 0 | 799.0113 | 0 | no | 0 | 0 | 0 | 799.0113 | 0
| 19392.9822 | 0 | yes | Deficit |  |  | 0 | 0 | 0 | 0 | 0 |  | 0 | 0 | 0 | 0 | 4860 | no |  | 0 | 24300 | no | 19392.9822 | 0 | no | no | 0 | 0 | 0 | 0 | 0 |  | 0 | 0 | 0 | 0 | 0 | 19392.9822 | 15255.2036 | 15715.5447 | 0 | yes | Deficit |  |  | 0 | 0 | 0 | 0 | 0 |  | 0 | 0 | 0 | 0 | 705.783 | yes |  | 0 | 0 | 0 | 705.783 | 0 | no | 0 | 0 | 0 | 705.783 | 0
| 18013.1202 | 0 | no | Surplus | yes |  | 0 | 0 | 0 | 1379.862 | 0 | no | 0 | 0 | 0 | 1379.862 | 4860 | no | 18013.1202 | 0 | 24300 |  |  | 0 |  |  | 0 | 0 | 0 | 0 | 0 |  | 0 | 0 | 0 | 0 | 0 | 18013.1202 | 14406.2764 | 14597.3421 | 0 | no | Surplus | yes |  | 0 | 0 | 0 | 1309.2683 | 0 | no | 0 | 0 | 0 | 1309.2683 | 0 |  |  | 0 | 0 | 0 | 0 | 0 |  | 0 | 0 | 0 | 0 | 0
| 19329.1478 | 0 | yes | Deficit |  |  | 0 | 0 | 0 | 0 | 0 |  | 0 | 0 | 0 | 0 | 4860 | no |  | 0 | 24300 | no | 19329.1478 | 0 | no | no | 0 | 0 | 0 | 0 | 0 |  | 0 | 0 | 0 | 0 | 0 | 19329.1478 | 13163.3232 | 15663.8151 | 0 | no | Surplus | yes |  | 0 | 0 | 0 | 1434.0189 | 0 | no | 0 | 0 | 0 | 1434.0189 | 0 |  |  | 0 | 0 | 0 | 0 | 0 |  | 0 | 0 | 0 | 0 | 0
| 18362.5934 | 0 | no | Surplus | yes |  | 0 | 0 | 0 | 966.5544 | 0 | no | 0 | 0 | 0 | 966.5544 | 4860 | no | 18362.5934 | 0 | 24300 |  |  | 0 |  |  | 0 | 0 | 0 | 0 | 0 |  | 0 | 0 | 0 | 0 | 0 | 18362.5934 | 14558.3284 | 14880.5457 | 0 | no | Surplus | yes |  | 0 | 0 | 0 | 1105.4867 | 0 | no | 0 | 0 | 0 | 1105.4867 | 0 |  |  | 0 | 0 | 0 | 0 | 0 |  | 0 | 0 | 0 | 0 | 0
| 17870.2961 | 0 | no | Surplus | yes |  | 0 | 0 | 0 | 492.2973 | 0 | no | 0 | 0 | 0 | 492.2973 | 4860 | no | 17870.2961 | 0 | 24300 |  |  | 0 |  |  | 0 | 0 | 0 | 0 | 0 |  | 0 | 0 | 0 | 0 | 0 | 17870.2961 | 14255.8701 | 14481.6014 | 0 | no | Surplus | yes |  | 0 | 0 | 0 | 624.6757 | 0 | no | 0 | 0 | 0 | 624.6757 | 0 |  |  | 0 | 0 | 0 | 0 | 0 |  | 0 | 0 | 0 | 0 | 0
| 18418.6217 | 0 | yes | Deficit |  |  | 0 | 0 | 0 | 0 | 0 |  | 0 | 0 | 0 | 0 | 4860 | no |  | 0 | 24300 | no | 18418.6217 | 0 | no | no | 0 | 0 | 0 | 0 | 0 |  | 0 | 0 | 0 | 0 | 0 | 18418.6217 | 14791.5793 | 14925.9495 | 0 | yes | Deficit |  |  | 0 | 0 | 0 | 0 | 0 |  | 0 | 0 | 0 | 0 | 309.9779 | yes |  | 0 | 0 | 0 | 309.9779 | 0 | no | 0 | 0 | 0 | 309.9779 | 0
| 18619.2994 | 0 | yes | Deficit |  |  | 0 | 0 | 0 | 0 | 0 |  | 0 | 0 | 0 | 0 | 4860 | no |  | 0 | 24300 | no | 18619.2994 | 0 | no | no | 0 | 0 | 0 | 0 | 0 |  | 0 | 0 | 0 | 0 | 0 | 18619.2994 | 15722.7346 | 15088.5732 | 0 | yes | Deficit |  |  | 0 | 0 | 0 | 0 | 0 |  | 0 | 0 | 0 | 0 | 796.7851 | yes |  | 0 | 0 | 0 | 796.7851 | 0 | no | 0 | 0 | 0 | 796.7851 | 0
| 15707.8536 | 0 | no | Surplus | yes |  | 0 | 0 | 0 | 2911.4457 | 0 | no | 0 | 0 | 0 | 2911.4457 | 4860 | no | 15707.8536 | 0 | 24300 |  |  | 0 |  |  | 0 | 0 | 0 | 0 | 0 |  | 0 | 0 | 0 | 0 | 0 | 15707.8536 | 12238.2394 | 12729.2169 | 0 | no | Surplus | yes |  | 0 | 0 | 0 | 2850.3338 | 0 | no | 0 | 0 | 0 | 2850.3338 | 0 |  |  | 0 | 0 | 0 | 0 | 0 |  | 0 | 0 | 0 | 0 | 0
| 14495.0595 | 0 | no | Surplus | yes |  | 0 | 0 | 0 | 1212.7942 | 0 | no | 0 | 0 | 0 | 1212.7942 | 4860 | no | 14495.0595 | 0 | 24300 |  |  | 0 |  |  | 0 | 0 | 0 | 0 | 0 |  | 0 | 0 | 0 | 0 | 0 | 14495.0595 | 12729.2072 | 11746.4015 | 0 | no | Surplus | yes |  | 0 | 0 | 0 | 0.0096481 | 0 | no | 0 | 0 | 0 | 0.0096481 | 0 |  |  | 0 | 0 | 0 | 0 | 0 |  | 0 | 0 | 0 | 0 | 0
| 15129.1754 | 0 | yes | Deficit |  |  | 0 | 0 | 0 | 0 | 0 |  | 0 | 0 | 0 | 0 | 4860 | no |  | 0 | 24300 | no | 15129.1754 | 0 | no | no | 0 | 0 | 0 | 0 | 0 |  | 0 | 0 | 0 | 0 | 0 | 15129.1754 | 13808.8198 | 12260.2718 | 0 | yes | Deficit |  |  | 0 | 0 | 0 | 0 | 0 |  | 0 | 0 | 0 | 0 | 2062.4183 | yes |  | 0 | 0 | 0 | 2062.4183 | 0 | no | 0 | 0 | 0 | 2062.4183 | 0
| 16173.0239 | 0 | yes | Deficit |  |  | 0 | 0 | 0 | 0 | 0 |  | 0 | 0 | 0 | 0 | 4860 | no |  | 0 | 24300 | no | 16173.0239 | 0 | no | no | 0 | 0 | 0 | 0 | 0 |  | 0 | 0 | 0 | 0 | 0 | 16173.0239 | 13151.2117 | 13106.1782 | 0 | yes | Deficit |  |  | 0 | 0 | 0 | 0 | 0 |  | 0 | 0 | 0 | 0 | 890.9398 | yes |  | 0 | 0 | 0 | 890.9398 | 0 | no | 0 | 0 | 0 | 890.9398 | 0
| 19054.9539 | 0 | yes | Deficit |  |  | 0 | 0 | 0 | 0 | 0 |  | 0 | 0 | 0 | 0 | 4860 | no |  | 0 | 24300 | no | 19054.9539 | 0 | no | no | 0 | 0 | 0 | 0 | 0 |  | 0 | 0 | 0 | 0 | 0 | 19054.9539 | 12477.6598 | 15441.6158 | 0 | no | Surplus | yes |  | 0 | 0 | 0 | 628.5184 | 0 | no | 0 | 0 | 0 | 628.5184 | 0 |  |  | 0 | 0 | 0 | 0 | 0 |  | 0 | 0 | 0 | 0 | 0
| 19134.6156 | 0 | yes | Deficit |  |  | 0 | 0 | 0 | 0 | 0 |  | 0 | 0 | 0 | 0 | 4860 | no |  | 0 | 24300 | no | 19134.6156 | 0 | no | no | 0 | 0 | 0 | 0 | 0 |  | 0 | 0 | 0 | 0 | 0 | 19134.6156 | 11935.4973 | 15506.1715 | 0 | no | Surplus | yes |  | 0 | 0 | 0 | 3506.1185 | 0 | no | 0 | 0 | 0 | 3506.1185 | 0 |  |  | 0 | 0 | 0 | 0 | 0 |  | 0 | 0 | 0 | 0 | 0
| 16689.1484 | 0 | no | Surplus | yes |  | 0 | 0 | 0 | 2445.4672 | 0 | no | 0 | 0 | 0 | 2445.4672 | 4860 | no | 16689.1484 | 0 | 24300 |  |  | 0 |  |  | 0 | 0 | 0 | 0 | 0 |  | 0 | 0 | 0 | 0 | 0 | 16689.1484 | 12187.3199 | 13524.4315 | 0 | no | Surplus | yes |  | 0 | 0 | 0 | 3318.8516 | 0 | no | 0 | 0 | 0 | 3318.8516 | 0 |  |  | 0 | 0 | 0 | 0 | 0 |  | 0 | 0 | 0 | 0 | 0
| 17270.9172 | 0 | yes | Deficit |  |  | 0 | 0 | 0 | 0 | 0 |  | 0 | 0 | 0 | 0 | 4860 | no |  | 0 | 24300 | no | 17270.9172 | 0 | no | no | 0 | 0 | 0 | 0 | 0 |  | 0 | 0 | 0 | 0 | 0 | 17270.9172 | 13066.3813 | 13995.881 | 0 | no | Surplus | yes |  | 0 | 0 | 0 | 458.0501 | 0 | no | 0 | 0 | 0 | 458.0501 | 0 |  |  | 0 | 0 | 0 | 0 | 0 |  | 0 | 0 | 0 | 0 | 0
| 16216.1976 | 0 | no | Surplus | yes |  | 0 | 0 | 0 | 1054.7196 | 0 | no | 0 | 0 | 0 | 1054.7196 | 4860 | no | 16216.1976 | 0 | 24300 |  |  | 0 |  |  | 0 | 0 | 0 | 0 | 0 |  | 0 | 0 | 0 | 0 | 0 | 16216.1976 | 11115.7966 | 13141.165 | 0 | no | Surplus | yes |  | 0 | 0 | 0 | 2880.0844 | 0 | no | 0 | 0 | 0 | 2880.0844 | 0 |  |  | 0 | 0 | 0 | 0 | 0 |  | 0 | 0 | 0 | 0 | 0
| 19427.862 | 0 | yes | Deficit |  |  | 0 | 0 | 0 | 0 | 0 |  | 0 | 0 | 0 | 0 | 4860 | no |  | 0 | 24300 | no | 19427.862 | 0 | no | no | 0 | 0 | 0 | 0 | 0 |  | 0 | 0 | 0 | 0 | 0 | 19427.862 | 13502.0804 | 15743.8104 | 0 | yes | Deficit |  |  | 0 | 0 | 0 | 0 | 0 |  | 0 | 0 | 0 | 0 | 360.9154 | yes |  | 0 | 0 | 0 | 360.9154 | 0 | no | 0 | 0 | 0 | 360.9154 | 0
| 18427.8234 | 0 | no | Surplus | yes |  | 0 | 0 | 0 | 1000.0387 | 0 | no | 0 | 0 | 0 | 1000.0387 | 4860 | no | 18427.8234 | 0 | 24300 |  |  | 0 |  |  | 0 | 0 | 0 | 0 | 0 |  | 0 | 0 | 0 | 0 | 0 | 18427.8234 | 14490.9931 | 14933.4063 | 0 | no | Surplus | yes |  | 0 | 0 | 0 | 1252.8174 | 0 | no | 0 | 0 | 0 | 1252.8174 | 0 |  |  | 0 | 0 | 0 | 0 | 0 |  | 0 | 0 | 0 | 0 | 0
| 15650.5969 | 0 | no | Surplus | yes |  | 0 | 0 | 0 | 2777.2265 | 0 | no | 0 | 0 | 0 | 2777.2265 | 4860 | no | 15650.5969 | 0 | 24300 |  |  | 0 |  |  | 0 | 0 | 0 | 0 | 0 |  | 0 | 0 | 0 | 0 | 0 | 15650.5969 | 15577.5629 | 12682.8175 | 0 | yes | Deficit |  |  | 0 | 0 | 0 | 0 | 0 |  | 0 | 0 | 0 | 0 | 644.1566 | yes |  | 0 | 0 | 0 | 644.1566 | 0 | no | 0 | 0 | 0 | 644.1566 | 0
| 16551.1243 | 0 | yes | Deficit |  |  | 0 | 0 | 0 | 0 | 0 |  | 0 | 0 | 0 | 0 | 4860 | no |  | 0 | 24300 | no | 16551.1243 | 0 | no | no | 0 | 0 | 0 | 0 | 0 |  | 0 | 0 | 0 | 0 | 0 | 16551.1243 | 14937.5065 | 13412.5805 | 0 | yes | Deficit |  |  | 0 | 0 | 0 | 0 | 0 |  | 0 | 0 | 0 | 0 | 2254.689 | yes |  | 0 | 0 | 0 | 2254.689 | 0 | no | 0 | 0 | 0 | 2254.689 | 0
| 16150.6892 | 0 | no | Surplus | yes |  | 0 | 0 | 0 | 400.4351 | 0 | no | 0 | 0 | 0 | 400.4351 | 4860 | no | 16150.6892 | 0 | 24300 |  |  | 0 |  |  | 0 | 0 | 0 | 0 | 0 |  | 0 | 0 | 0 | 0 | 0 | 16150.6892 | 12340.6075 | 13088.0787 | 0 | no | Surplus | yes |  | 0 | 0 | 0 | 1071.973 | 0 | no | 0 | 0 | 0 | 1071.973 | 0 |  |  | 0 | 0 | 0 | 0 | 0 |  | 0 | 0 | 0 | 0 | 0
| 15768.9767 | 0 | no | Surplus | yes |  | 0 | 0 | 0 | 381.7125 | 0 | no | 0 | 0 | 0 | 381.7125 | 4860 | no | 15768.9767 | 0 | 24300 |  |  | 0 |  |  | 0 | 0 | 0 | 0 | 0 |  | 0 | 0 | 0 | 0 | 0 | 15768.9767 | 14938.4171 | 12778.7493 | 0 | yes | Deficit |  |  | 0 | 0 | 0 | 0 | 0 |  | 0 | 0 | 0 | 0 | 1850.3384 | yes |  | 0 | 0 | 0 | 1850.3384 | 0 | no | 0 | 0 | 0 | 1850.3384 | 0
| 14338.7314 | 0 | no | Surplus | yes |  | 0 | 0 | 0 | 1430.2452 | 0 | no | 0 | 0 | 0 | 1430.2452 | 4860 | no | 14338.7314 | 0 | 24300 |  |  | 0 |  |  | 0 | 0 | 0 | 0 | 0 |  | 0 | 0 | 0 | 0 | 0 | 14338.7314 | 15707.9997 | 11619.7175 | 0 | yes | Deficit |  |  | 0 | 0 | 0 | 0 | 0 |  | 0 | 0 | 0 | 0 | 2929.2504 | yes |  | 0 | 0 | 0 | 2929.2504 | 0 | no | 0 | 0 | 0 | 2929.2504 | 0
| 14713.0792 | 0 | yes | Deficit |  |  | 0 | 0 | 0 | 0 | 0 |  | 0 | 0 | 0 | 0 | 4860 | no |  | 0 | 24300 | no | 14713.0792 | 0 | no | no | 0 | 0 | 0 | 0 | 0 |  | 0 | 0 | 0 | 0 | 0 | 14713.0792 | 15316.1099 | 11923.0787 | 0 | yes | Deficit |  |  | 0 | 0 | 0 | 0 | 0 |  | 0 | 0 | 0 | 0 | 3696.3924 | yes |  | 0 | 0 | 0 | 3696.3924 | 0 | no | 0 | 0 | 0 | 3696.3924 | 0
| 17000.5894 | 0 | yes | Deficit |  |  | 0 | 0 | 0 | 0 | 0 |  | 0 | 0 | 0 | 0 | 4860 | no |  | 0 | 24300 | no | 17000.5894 | 0 | no | no | 0 | 0 | 0 | 0 | 0 |  | 0 | 0 | 0 | 0 | 0 | 17000.5894 | 14610.6263 | 13776.8147 | 0 | yes | Deficit |  |  | 0 | 0 | 0 | 0 | 0 |  | 0 | 0 | 0 | 0 | 2687.5476 | yes |  | 0 | 0 | 0 | 2687.5476 | 0 | no | 0 | 0 | 0 | 2687.5476 | 0
| 13052.762 | 0 | no | Surplus | yes |  | 0 | 0 | 0 | 3947.8274 | 0 | no | 0 | 0 | 0 | 3947.8274 | 4860 | no | 13052.762 | 0 | 24300 |  |  | 0 |  |  | 0 | 0 | 0 | 0 | 0 |  | 0 | 0 | 0 | 0 | 0 | 13052.762 | 12005.3227 | 10577.6029 | 0 | no | Surplus | yes |  | 0 | 0 | 0 | 1771.492 | 0 | no | 0 | 0 | 0 | 1771.492 | 0 |  |  | 0 | 0 | 0 | 0 | 0 |  | 0 | 0 | 0 | 0 | 0
| 12712.0681 | 0 | no | Surplus | yes |  | 0 | 0 | 0 | 340.6939 | 0 | no | 0 | 0 | 0 | 340.6939 | 4860 | no | 12712.0681 | 0 | 24300 |  |  | 0 |  |  | 0 | 0 | 0 | 0 | 0 |  | 0 | 0 | 0 | 0 | 0 | 12712.0681 | 11337.4481 | 10301.5139 | 0 | yes | Deficit |  |  | 0 | 0 | 0 | 0 | 0 |  | 0 | 0 | 0 | 0 | 759.8452 | yes |  | 0 | 0 | 0 | 759.8452 | 0 | no | 0 | 0 | 0 | 759.8452 | 0
| 11680.0642 | 0 | no | Surplus | yes |  | 0 | 0 | 0 | 1032.0039 | 0 | no | 0 | 0 | 0 | 1032.0039 | 4860 | no | 11680.0642 | 0 | 24300 |  |  | 0 |  |  | 0 | 0 | 0 | 0 | 0 |  | 0 | 0 | 0 | 0 | 0 | 11680.0642 | 10640.6535 | 9465.206 | 0 | yes | Deficit |  |  | 0 | 0 | 0 | 0 | 0 |  | 0 | 0 | 0 | 0 | 339.1396 | yes |  | 0 | 0 | 0 | 339.1396 | 0 | no | 0 | 0 | 0 | 339.1396 | 0
| 11249.8499 | 0 | no | Surplus | yes |  | 0 | 0 | 0 | 430.2143 | 0 | no | 0 | 0 | 0 | 430.2143 | 4860 | no | 11249.8499 | 0 | 23360.1284 |  |  | 0 |  |  | 0 | 0 | 0 | 0 | 0 |  | 0 | 0 | 0 | 0 | 0 | 11249.8499 | 11549.5566 | 9116.572 | 0 | yes | Deficit |  |  | 0 | 0 | 0 | 0 | 0 |  | 0 | 0 | 0 | 0 | 2084.3506 | yes |  | 0 | 0 | 0 | 2084.3506 | 0 | no | 0 | 0 | 0 | 2084.3506 | 0
| 11641.0137 | 0 | yes | Deficit |  |  | 0 | 0 | 0 | 0 | 0 |  | 0 | 0 | 0 | 0 | 4860 | no |  | 0 | 22499.6998 | no | 11641.0137 | 0 | no | no | 0 | 0 | 0 | 0 | 0 |  | 0 | 0 | 0 | 0 | 0 | 11641.0137 | 11837.0187 | 9433.5605 | 0 | yes | Deficit |  |  | 0 | 0 | 0 | 0 | 0 |  | 0 | 0 | 0 | 0 | 2720.4467 | yes |  | 0 | 0 | 0 | 2720.4467 | 0 | no | 0 | 0 | 0 | 2720.4467 | 0
| 13271.8372 | 0 | yes | Deficit |  |  | 0 | 0 | 0 | 0 | 0 |  | 0 | 0 | 0 | 0 | 4860 | no |  | 0 | 23282.0274 | no | 13271.8372 | 0 | no | no | 0 | 0 | 0 | 0 | 0 |  | 0 | 0 | 0 | 0 | 0 | 13271.8372 | 12641.2026 | 10755.1355 | 0 | yes | Deficit |  |  | 0 | 0 | 0 | 0 | 0 |  | 0 | 0 | 0 | 0 | 3207.642 | yes |  | 0 | 0 | 0 | 3207.642 | 0 | no | 0 | 0 | 0 | 3207.642 | 0
| 14556.5159 | 0 | yes | Deficit |  |  | 0 | 0 | 0 | 0 | 0 |  | 0 | 0 | 0 | 0 | 4860 | no |  | 0 | 24300 | no | 14556.5159 | 0 | no | no | 0 | 0 | 0 | 0 | 0 |  | 0 | 0 | 0 | 0 | 0 | 14556.5159 | 14098.187 | 11796.2041 | 0 | yes | Deficit |  |  | 0 | 0 | 0 | 0 | 0 |  | 0 | 0 | 0 | 0 | 3343.0515 | yes |  | 0 | 0 | 0 | 3343.0515 | 0 | no | 0 | 0 | 0 | 3343.0515 | 0
| 14239.0233 | 0 | no | Surplus | yes |  | 0 | 0 | 0 | 317.4925 | 0 | no | 0 | 0 | 0 | 317.4925 | 4860 | no | 14239.0233 | 0 | 24300 |  |  | 0 |  |  | 0 | 0 | 0 | 0 | 0 |  | 0 | 0 | 0 | 0 | 0 | 14239.0233 | 14045.1773 | 11538.9168 | 0 | yes | Deficit |  |  | 0 | 0 | 0 | 0 | 0 |  | 0 | 0 | 0 | 0 | 2248.9732 | yes |  | 0 | 0 | 0 | 2248.9732 | 0 | no | 0 | 0 | 0 | 2248.9732 | 0
| 13856.6471 | 0 | no | Surplus | yes |  | 0 | 0 | 0 | 382.3762 | 0 | no | 0 | 0 | 0 | 382.3762 | 4860 | no | 13856.6471 | 0 | 24300 |  |  | 0 |  |  | 0 | 0 | 0 | 0 | 0 |  | 0 | 0 | 0 | 0 | 0 | 13856.6471 | 14906.4195 | 11229.0495 | 0 | yes | Deficit |  |  | 0 | 0 | 0 | 0 | 0 |  | 0 | 0 | 0 | 0 | 3367.5027 | yes |  | 0 | 0 | 0 | 3367.5027 | 0 | no | 0 | 0 | 0 | 3367.5027 | 0
| 14789.3608 | 0 | yes | Deficit |  |  | 0 | 0 | 0 | 0 | 0 |  | 0 | 0 | 0 | 0 | 4860 | no |  | 0 | 24300 | no | 14789.3608 | 0 | no | no | 0 | 0 | 0 | 0 | 0 |  | 0 | 0 | 0 | 0 | 0 | 14789.3608 | 14846.9573 | 11984.8953 | 0 | yes | Deficit |  |  | 0 | 0 | 0 | 0 | 0 |  | 0 | 0 | 0 | 0 | 3617.9077 | yes |  | 0 | 0 | 0 | 3617.9077 | 0 | no | 0 | 0 | 0 | 3617.9077 | 0
| 14282.9861 | 0 | no | Surplus | yes |  | 0 | 0 | 0 | 506.3747 | 0 | no | 0 | 0 | 0 | 506.3747 | 4860 | no | 14282.9861 | 0 | 24300 |  |  | 0 |  |  | 0 | 0 | 0 | 0 | 0 |  | 0 | 0 | 0 | 0 | 0 | 14282.9861 | 14753.892 | 11574.543 | 0 | yes | Deficit |  |  | 0 | 0 | 0 | 0 | 0 |  | 0 | 0 | 0 | 0 | 2768.9967 | yes |  | 0 | 0 | 0 | 2768.9967 | 0 | no | 0 | 0 | 0 | 2768.9967 | 0
| 16551.049 | 0 | yes | Deficit |  |  | 0 | 0 | 0 | 0 | 0 |  | 0 | 0 | 0 | 0 | 4860 | no |  | 0 | 24300 | no | 16551.049 | 0 | no | no | 0 | 0 | 0 | 0 | 0 |  | 0 | 0 | 0 | 0 | 0 | 16551.049 | 15013.1285 | 13412.5195 | 0 | yes | Deficit |  |  | 0 | 0 | 0 | 0 | 0 |  | 0 | 0 | 0 | 0 | 3438.5854 | yes |  | 0 | 0 | 0 | 3438.5854 | 0 | no | 0 | 0 | 0 | 3438.5854 | 0
| 15777.6094 | 0 | no | Surplus | yes |  | 0 | 0 | 0 | 773.4396 | 0 | no | 0 | 0 | 0 | 773.4396 | 4860 | no | 15777.6094 | 0 | 24300 |  |  | 0 |  |  | 0 | 0 | 0 | 0 | 0 |  | 0 | 0 | 0 | 0 | 0 | 15777.6094 | 14813.9094 | 12785.7451 | 0 | yes | Deficit |  |  | 0 | 0 | 0 | 0 | 0 |  | 0 | 0 | 0 | 0 | 1401.3899 | yes |  | 0 | 0 | 0 | 1401.3899 | 0 | no | 0 | 0 | 0 | 1401.3899 | 0
| 16560.4496 | 0 | yes | Deficit |  |  | 0 | 0 | 0 | 0 | 0 |  | 0 | 0 | 0 | 0 | 4860 | no |  | 0 | 24300 | no | 16560.4496 | 0 | no | no | 0 | 0 | 0 | 0 | 0 |  | 0 | 0 | 0 | 0 | 0 | 16560.4496 | 12264.7455 | 13420.1375 | 0 | no | Surplus | yes |  | 0 | 0 | 0 | 520.9995 | 0 | no | 0 | 0 | 0 | 520.9995 | 0 |  |  | 0 | 0 | 0 | 0 | 0 |  | 0 | 0 | 0 | 0 | 0
| 17041.3806 | 0 | yes | Deficit |  |  | 0 | 0 | 0 | 0 | 0 |  | 0 | 0 | 0 | 0 | 4860 | no |  | 0 | 24300 | no | 17041.3806 | 0 | no | no | 0 | 0 | 0 | 0 | 0 |  | 0 | 0 | 0 | 0 | 0 | 17041.3806 | 13831.0228 | 13809.8709 | 0 | yes | Deficit |  |  | 0 | 0 | 0 | 0 | 0 |  | 0 | 0 | 0 | 0 | 410.8854 | yes |  | 0 | 0 | 0 | 410.8854 | 0 | no | 0 | 0 | 0 | 410.8854 | 0
| 16509.8696 | 0 | no | Surplus | yes |  | 0 | 0 | 0 | 531.511 | 0 | no | 0 | 0 | 0 | 531.511 | 4860 | no | 16509.8696 | 0 | 24300 |  |  | 0 |  |  | 0 | 0 | 0 | 0 | 0 |  | 0 | 0 | 0 | 0 | 0 | 16509.8696 | 13881.1131 | 13379.1488 | 0 | yes | Deficit |  |  | 0 | 0 | 0 | 0 | 0 |  | 0 | 0 | 0 | 0 | 71.2423 | yes |  | 0 | 0 | 0 | 71.2423 | 0 | no | 0 | 0 | 0 | 71.2423 | 0
| 17008.4539 | 0 | yes | Deficit |  |  | 0 | 0 | 0 | 0 | 0 |  | 0 | 0 | 0 | 0 | 4860 | no |  | 0 | 24300 | no | 17008.4539 | 0 | no | no | 0 | 0 | 0 | 0 | 0 |  | 0 | 0 | 0 | 0 | 0 | 17008.4539 | 13937.5978 | 13783.1879 | 0 | yes | Deficit |  |  | 0 | 0 | 0 | 0 | 0 |  | 0 | 0 | 0 | 0 | 558.449 | yes |  | 0 | 0 | 0 | 558.449 | 0 | no | 0 | 0 | 0 | 558.449 | 0
| 18559.0481 | 0 | yes | Deficit |  |  | 0 | 0 | 0 | 0 | 0 |  | 0 | 0 | 0 | 0 | 4860 | no |  | 0 | 24300 | no | 18559.0481 | 0 | no | no | 0 | 0 | 0 | 0 | 0 |  | 0 | 0 | 0 | 0 | 0 | 18559.0481 | 13882.64 | 15039.7473 | 0 | yes | Deficit |  |  | 0 | 0 | 0 | 0 | 0 |  | 0 | 0 | 0 | 0 | 99.4521 | yes |  | 0 | 0 | 0 | 99.4521 | 0 | no | 0 | 0 | 0 | 99.4521 | 0
| 19630.2891 | 0 | yes | Deficit |  |  | 0 | 0 | 0 | 0 | 0 |  | 0 | 0 | 0 | 0 | 4860 | no |  | 0 | 24300 | no | 19630.2891 | 0 | no | no | 0 | 0 | 0 | 0 | 0 |  | 0 | 0 | 0 | 0 | 0 | 19630.2891 | 14125.5601 | 15907.8518 | 0 | no | Surplus | yes |  | 0 | 0 | 0 | 914.1872 | 0 | no | 0 | 0 | 0 | 914.1872 | 0 |  |  | 0 | 0 | 0 | 0 | 0 |  | 0 | 0 | 0 | 0 | 0
| 19026.6094 | 0 | no | Surplus | yes |  | 0 | 0 | 0 | 603.6797 | 0 | no | 0 | 0 | 0 | 603.6797 | 4860 | no | 19026.6094 | 0 | 24300 |  |  | 0 |  |  | 0 | 0 | 0 | 0 | 0 |  | 0 | 0 | 0 | 0 | 0 | 19026.6094 | 14072.195 | 15418.6462 | 0 | no | Surplus | yes |  | 0 | 0 | 0 | 1835.6568 | 0 | no | 0 | 0 | 0 | 1835.6568 | 0 |  |  | 0 | 0 | 0 | 0 | 0 |  | 0 | 0 | 0 | 0 | 0
| 21818.7355 | 0 | yes | Deficit |  |  | 0 | 0 | 0 | 0 | 0 |  | 0 | 0 | 0 | 0 | 4860 | no |  | 0 | 24300 | no | 21818.7355 | 0 | no | no | 0 | 0 | 0 | 0 | 0 |  | 0 | 0 | 0 | 0 | 0 | 21818.7355 | 14476.23 | 17681.3092 | 0 | no | Surplus | yes |  | 0 | 0 | 0 | 942.4162 | 0 | no | 0 | 0 | 0 | 942.4162 | 0 |  |  | 0 | 0 | 0 | 0 | 0 |  | 0 | 0 | 0 | 0 | 0
| 19146.5495 | 0 | no | Surplus | yes |  | 0 | 0 | 0 | 2672.186 | 0 | no | 0 | 0 | 0 | 2672.186 | 4860 | no | 19146.5495 | 0 | 24300 |  |  | 0 |  |  | 0 | 0 | 0 | 0 | 0 |  | 0 | 0 | 0 | 0 | 0 | 19146.5495 | 13983.7289 | 15515.8423 | 0 | no | Surplus | yes |  | 0 | 0 | 0 | 3697.5803 | 0 | no | 0 | 0 | 0 | 3697.5803 | 0 |  |  | 0 | 0 | 0 | 0 | 0 |  | 0 | 0 | 0 | 0 | 0
| 18687.2568 | 0 | no | Surplus | yes |  | 0 | 0 | 0 | 459.2926 | 0 | no | 0 | 0 | 0 | 459.2926 | 4860 | no | 18687.2568 | 0 | 24300 |  |  | 0 |  |  | 0 | 0 | 0 | 0 | 0 |  | 0 | 0 | 0 | 0 | 0 | 18687.2568 | 14326.1033 | 15143.6441 | 0 | no | Surplus | yes |  | 0 | 0 | 0 | 1189.7391 | 0 | no | 0 | 0 | 0 | 1189.7391 | 0 |  |  | 0 | 0 | 0 | 0 | 0 |  | 0 | 0 | 0 | 0 | 0
| 19606.6097 | 0 | yes | Deficit |  |  | 0 | 0 | 0 | 0 | 0 |  | 0 | 0 | 0 | 0 | 4860 | no |  | 0 | 24300 | no | 19606.6097 | 0 | no | no | 0 | 0 | 0 | 0 | 0 |  | 0 | 0 | 0 | 0 | 0 | 19606.6097 | 14586.0716 | 15888.6626 | 0 | no | Surplus | yes |  | 0 | 0 | 0 | 557.5725 | 0 | no | 0 | 0 | 0 | 557.5725 | 0 |  |  | 0 | 0 | 0 | 0 | 0 |  | 0 | 0 | 0 | 0 | 0
| 19714.691 | 0 | yes | Deficit |  |  | 0 | 0 | 0 | 0 | 0 |  | 0 | 0 | 0 | 0 | 4860 | no |  | 0 | 24300 | no | 19714.691 | 0 | no | no | 0 | 0 | 0 | 0 | 0 |  | 0 | 0 | 0 | 0 | 0 | 19714.691 | 15503.3684 | 15976.2488 | 0 | no | Surplus | yes |  | 0 | 0 | 0 | 385.2942 | 0 | no | 0 | 0 | 0 | 385.2942 | 0 |  |  | 0 | 0 | 0 | 0 | 0 |  | 0 | 0 | 0 | 0 | 0
| 21970.2443 | 0 | yes | Deficit |  |  | 0 | 0 | 0 | 0 | 0 |  | 0 | 0 | 0 | 0 | 4860 | no |  | 0 | 24300 | no | 21970.2443 | 0 | no | no | 0 | 0 | 0 | 0 | 0 |  | 0 | 0 | 0 | 0 | 0 | 21970.2443 | 16356.0221 | 17804.0878 | 0 | yes | Deficit |  |  | 0 | 0 | 0 | 0 | 0 |  | 0 | 0 | 0 | 0 | 379.7733 | yes |  | 0 | 0 | 0 | 379.7733 | 0 | no | 0 | 0 | 0 | 379.7733 | 0
| 22849.4391 | 0 | yes | Deficit |  |  | 0 | 0 | 0 | 0 | 0 |  | 0 | 0 | 0 | 0 | 4860 | no |  | 0 | 24300 | no | 22849.4391 | 0 | no | no | 0 | 0 | 0 | 0 | 0 |  | 0 | 0 | 0 | 0 | 0 | 22849.4391 | 15656.2709 | 18516.5633 | 0 | no | Surplus | yes |  | 0 | 0 | 0 | 2147.8169 | 0 | no | 0 | 0 | 0 | 2147.8169 | 0 |  |  | 0 | 0 | 0 | 0 | 0 |  | 0 | 0 | 0 | 0 | 0
| 20804.2325 | 0 | no | Surplus | yes |  | 0 | 0 | 0 | 2045.2066 | 0 | no | 0 | 0 | 0 | 2045.2066 | 4860 | no | 20804.2325 | 0 | 24300 |  |  | 0 |  |  | 0 | 0 | 0 | 0 | 0 |  | 0 | 0 | 0 | 0 | 0 | 20804.2325 | 15424.6057 | 16859.1836 | 0 | no | Surplus | yes |  | 0 | 0 | 0 | 3091.9576 | 0 | no | 0 | 0 | 0 | 3091.9576 | 0 |  |  | 0 | 0 | 0 | 0 | 0 |  | 0 | 0 | 0 | 0 | 0
| 19469.6623 | 0 | no | Surplus | yes |  | 0 | 0 | 0 | 1334.5702 | 0 | no | 0 | 0 | 0 | 1334.5702 | 4860 | no | 19469.6623 | 0 | 24300 |  |  | 0 |  |  | 0 | 0 | 0 | 0 | 0 |  | 0 | 0 | 0 | 0 | 0 | 19469.6623 | 15126.6695 | 15777.6842 | 0 | no | Surplus | yes |  | 0 | 0 | 0 | 1732.5141 | 0 | no | 0 | 0 | 0 | 1732.5141 | 0 |  |  | 0 | 0 | 0 | 0 | 0 |  | 0 | 0 | 0 | 0 | 0
| 17112.3689 | 0 | no | Surplus | yes |  | 0 | 0 | 0 | 2357.2934 | 0 | no | 0 | 0 | 0 | 2357.2934 | 4860 | no | 17112.3689 | 0 | 24300 |  |  | 0 |  |  | 0 | 0 | 0 | 0 | 0 |  | 0 | 0 | 0 | 0 | 0 | 17112.3689 | 13602.083 | 13867.3978 | 0 | no | Surplus | yes |  | 0 | 0 | 0 | 2175.6012 | 0 | no | 0 | 0 | 0 | 2175.6012 | 0 |  |  | 0 | 0 | 0 | 0 | 0 |  | 0 | 0 | 0 | 0 | 0
| 18143.2142 | 0 | yes | Deficit |  |  | 0 | 0 | 0 | 0 | 0 |  | 0 | 0 | 0 | 0 | 4860 | no |  | 0 | 24300 | no | 18143.2142 | 0 | no | no | 0 | 0 | 0 | 0 | 0 |  | 0 | 0 | 0 | 0 | 0 | 18143.2142 | 14669.1254 | 14702.7668 | 0 | yes | Deficit |  |  | 0 | 0 | 0 | 0 | 0 |  | 0 | 0 | 0 | 0 | 801.7276 | yes |  | 0 | 0 | 0 | 801.7276 | 0 | no | 0 | 0 | 0 | 801.7276 | 0
| 19905.2442 | 0 | yes | Deficit |  |  | 0 | 0 | 0 | 0 | 0 |  | 0 | 0 | 0 | 0 | 4860 | no |  | 0 | 24300 | no | 19905.2442 | 0 | no | no | 0 | 0 | 0 | 0 | 0 |  | 0 | 0 | 0 | 0 | 0 | 19905.2442 | 14948.4242 | 16130.6679 | 0 | yes | Deficit |  |  | 0 | 0 | 0 | 0 | 0 |  | 0 | 0 | 0 | 0 | 245.6574 | yes |  | 0 | 0 | 0 | 245.6574 | 0 | no | 0 | 0 | 0 | 245.6574 | 0
| 16788.442 | 0 | no | Surplus | yes |  | 0 | 0 | 0 | 3116.8021 | 0 | no | 0 | 0 | 0 | 3116.8021 | 4860 | no | 16788.442 | 0 | 24300 |  |  | 0 |  |  | 0 | 0 | 0 | 0 | 0 |  | 0 | 0 | 0 | 0 | 0 | 16788.442 | 18420.4546 | 13604.8963 | 0 | yes | Deficit |  |  | 0 | 0 | 0 | 0 | 0 |  | 0 | 0 | 0 | 0 | 2289.7867 | yes |  | 0 | 0 | 0 | 2289.7867 | 0 | no | 0 | 0 | 0 | 2289.7867 | 0
| 18255.2456 | 0 | yes | Deficit |  |  | 0 | 0 | 0 | 0 | 0 |  | 0 | 0 | 0 | 0 | 4860 | no |  | 0 | 24300 | no | 18255.2456 | 0 | no | no | 0 | 0 | 0 | 0 | 0 |  | 0 | 0 | 0 | 0 | 0 | 18255.2456 | 19225.9396 | 14793.5539 | 0 | yes | Deficit |  |  | 0 | 0 | 0 | 0 | 0 |  | 0 | 0 | 0 | 0 | 5621.0433 | yes |  | 0 | 0 | 0 | 5621.0433 | 0 | no | 0 | 0 | 0 | 5621.0433 | 0
| 17786.4654 | 0 | no | Surplus | yes |  | 0 | 0 | 0 | 468.7801 | 0 | no | 0 | 0 | 0 | 468.7801 | 4860 | no | 17786.4654 | 0 | 24300 |  |  | 0 |  |  | 0 | 0 | 0 | 0 | 0 |  | 0 | 0 | 0 | 0 | 0 | 17786.4654 | 15831.6503 | 14413.6673 | 0 | yes | Deficit |  |  | 0 | 0 | 0 | 0 | 0 |  | 0 | 0 | 0 | 0 | 1038.0964 | yes |  | 0 | 0 | 0 | 1038.0964 | 0 | no | 0 | 0 | 0 | 1038.0964 | 0
| 16826.1874 | 0 | no | Surplus | yes |  | 0 | 0 | 0 | 960.278 | 0 | no | 0 | 0 | 0 | 960.278 | 4860 | no | 16826.1874 | 0 | 24300 |  |  | 0 |  |  | 0 | 0 | 0 | 0 | 0 |  | 0 | 0 | 0 | 0 | 0 | 16826.1874 | 19399.7479 | 13635.4841 | 0 | yes | Deficit |  |  | 0 | 0 | 0 | 0 | 0 |  | 0 | 0 | 0 | 0 | 4986.0806 | yes |  | 0 | 0 | 0 | 4986.0806 | 0 | no | 0 | 0 | 0 | 4986.0806 | 0
| 18293.9287 | 0 | yes | Deficit |  |  | 0 | 0 | 0 | 0 | 0 |  | 0 | 0 | 0 | 0 | 4860 | no |  | 0 | 24300 | no | 18293.9287 | 0 | no | no | 0 | 0 | 0 | 0 | 0 |  | 0 | 0 | 0 | 0 | 0 | 18293.9287 | 20115.3459 | 14824.9017 | 0 | yes | Deficit |  |  | 0 | 0 | 0 | 0 | 0 |  | 0 | 0 | 0 | 0 | 6479.8618 | yes |  | 0 | 0 | 0 | 6479.8618 | 0 | no | 0 | 0 | 0 | 6479.8618 | 0
| 21000.487 | 0 | yes | Deficit |  |  | 0 | 0 | 0 | 0 | 0 |  | 0 | 0 | 0 | 0 | 4860 | no |  | 0 | 24300 | no | 21000.487 | 0 | no | no | 0 | 0 | 0 | 0 | 0 |  | 0 | 0 | 0 | 0 | 0 | 21000.487 | 18120.4197 | 17018.2229 | 0 | yes | Deficit |  |  | 0 | 0 | 0 | 0 | 0 |  | 0 | 0 | 0 | 0 | 3295.518 | yes |  | 0 | 0 | 0 | 3295.518 | 0 | no | 0 | 0 | 0 | 3295.518 | 0
| 20019.1169 | 0 | no | Surplus | yes |  | 0 | 0 | 0 | 981.3701 | 0 | no | 0 | 0 | 0 | 981.3701 | 4860 | no | 20019.1169 | 0 | 24300 |  |  | 0 |  |  | 0 | 0 | 0 | 0 | 0 |  | 0 | 0 | 0 | 0 | 0 | 20019.1169 | 18905.7062 | 16222.9472 | 0 | yes | Deficit |  |  | 0 | 0 | 0 | 0 | 0 |  | 0 | 0 | 0 | 0 | 1887.4834 | yes |  | 0 | 0 | 0 | 1887.4834 | 0 | no | 0 | 0 | 0 | 1887.4834 | 0
| 17630.2352 | 0 | no | Surplus | yes |  | 0 | 0 | 0 | 2388.8817 | 0 | no | 0 | 0 | 0 | 2388.8817 | 4860 | no | 17630.2352 | 0 | 24300 |  |  | 0 |  |  | 0 | 0 | 0 | 0 | 0 |  | 0 | 0 | 0 | 0 | 0 | 17630.2352 | 18120.759 | 14287.0625 | 0 | yes | Deficit |  |  | 0 | 0 | 0 | 0 | 0 |  | 0 | 0 | 0 | 0 | 1897.8118 | yes |  | 0 | 0 | 0 | 1897.8118 | 0 | no | 0 | 0 | 0 | 1897.8118 | 0
| 19385.6222 | 0 | yes | Deficit |  |  | 0 | 0 | 0 | 0 | 0 |  | 0 | 0 | 0 | 0 | 4860 | no |  | 0 | 24300 | no | 19385.6222 | 0 | no | no | 0 | 0 | 0 | 0 | 0 |  | 0 | 0 | 0 | 0 | 0 | 19385.6222 | 17964.6809 | 15709.5804 | 0 | yes | Deficit |  |  | 0 | 0 | 0 | 0 | 0 |  | 0 | 0 | 0 | 0 | 3677.6183 | yes |  | 0 | 0 | 0 | 3677.6183 | 0 | no | 0 | 0 | 0 | 3677.6183 | 0
| 17838.9589 | 0 | no | Surplus | yes |  | 0 | 0 | 0 | 1546.6633 | 0 | no | 0 | 0 | 0 | 1546.6633 | 4860 | no | 17838.9589 | 0 | 24300 |  |  | 0 |  |  | 0 | 0 | 0 | 0 | 0 |  | 0 | 0 | 0 | 0 | 0 | 17838.9589 | 18406.4919 | 14456.2065 | 0 | yes | Deficit |  |  | 0 | 0 | 0 | 0 | 0 |  | 0 | 0 | 0 | 0 | 2696.9115 | yes |  | 0 | 0 | 0 | 2696.9115 | 0 | no | 0 | 0 | 0 | 2696.9115 | 0
| 19000.1836 | 0 | yes | Deficit |  |  | 0 | 0 | 0 | 0 | 0 |  | 0 | 0 | 0 | 0 | 4860 | no |  | 0 | 24300 | no | 19000.1836 | 0 | no | no | 0 | 0 | 0 | 0 | 0 |  | 0 | 0 | 0 | 0 | 0 | 19000.1836 | 19924.4516 | 15397.2314 | 0 | yes | Deficit |  |  | 0 | 0 | 0 | 0 | 0 |  | 0 | 0 | 0 | 0 | 5468.245 | yes |  | 0 | 0 | 0 | 5468.245 | 0 | no | 0 | 0 | 0 | 5468.245 | 0
| 19540.2926 | 0 | yes | Deficit |  |  | 0 | 0 | 0 | 0 | 0 |  | 0 | 0 | 0 | 0 | 4860 | no |  | 0 | 24300 | no | 19540.2926 | 0 | no | no | 0 | 0 | 0 | 0 | 0 |  | 0 | 0 | 0 | 0 | 0 | 19540.2926 | 17506.6426 | 15834.9211 | 0 | yes | Deficit |  |  | 0 | 0 | 0 | 0 | 0 |  | 0 | 0 | 0 | 0 | 2109.4112 | yes |  | 0 | 0 | 0 | 2109.4112 | 0 | no | 0 | 0 | 0 | 2109.4112 | 0
| 20292.0994 | 0 | yes | Deficit |  |  | 0 | 0 | 0 | 0 | 0 |  | 0 | 0 | 0 | 0 | 4860 | no |  | 0 | 24300 | no | 20292.0994 | 0 | no | no | 0 | 0 | 0 | 0 | 0 |  | 0 | 0 | 0 | 0 | 0 | 20292.0994 | 19094.0024 | 16444.1648 | 0 | yes | Deficit |  |  | 0 | 0 | 0 | 0 | 0 |  | 0 | 0 | 0 | 0 | 3259.0813 | yes |  | 0 | 0 | 0 | 3259.0813 | 0 | no | 0 | 0 | 0 | 3259.0813 | 0
| 20525.9186 | 0 | yes | Deficit |  |  | 0 | 0 | 0 | 0 | 0 |  | 0 | 0 | 0 | 0 | 4860 | no |  | 0 | 24300 | no | 20525.9186 | 0 | no | no | 0 | 0 | 0 | 0 | 0 |  | 0 | 0 | 0 | 0 | 0 | 20525.9186 | 20260.6512 | 16633.6455 | 0 | yes | Deficit |  |  | 0 | 0 | 0 | 0 | 0 |  | 0 | 0 | 0 | 0 | 3816.4864 | yes |  | 0 | 0 | 0 | 3816.4864 | 0 | no | 0 | 0 | 0 | 3816.4864 | 0
| 21279.0901 | 0 | yes | Deficit |  |  | 0 | 0 | 0 | 0 | 0 |  | 0 | 0 | 0 | 0 | 4860 | no |  | 0 | 24300 | no | 21279.0901 | 0 | no | no | 0 | 0 | 0 | 0 | 0 |  | 0 | 0 | 0 | 0 | 0 | 21279.0901 | 18119.4293 | 17243.9952 | 0 | yes | Deficit |  |  | 0 | 0 | 0 | 0 | 0 |  | 0 | 0 | 0 | 0 | 1485.7837 | yes |  | 0 | 0 | 0 | 1485.7837 | 0 | no | 0 | 0 | 0 | 1485.7837 | 0
| 22658.4388 | 0 | yes | Deficit |  |  | 0 | 0 | 0 | 0 | 0 |  | 0 | 0 | 0 | 0 | 4860 | no |  | 0 | 24300 | no | 22658.4388 | 0 | no | no | 0 | 0 | 0 | 0 | 0 |  | 0 | 0 | 0 | 0 | 0 | 22658.4388 | 19166.4358 | 18361.7819 | 0 | yes | Deficit |  |  | 0 | 0 | 0 | 0 | 0 |  | 0 | 0 | 0 | 0 | 1922.4405 | yes |  | 0 | 0 | 0 | 1922.4405 | 0 | no | 0 | 0 | 0 | 1922.4405 | 0
| 20130.5844 | 0 | no | Surplus | yes |  | 0 | 0 | 0 | 2527.8544 | 0 | no | 0 | 0 | 0 | 2527.8544 | 4860 | no | 20130.5844 | 0 | 24300 |  |  | 0 |  |  | 0 | 0 | 0 | 0 | 0 |  | 0 | 0 | 0 | 0 | 0 | 20130.5844 | 18289.37 | 16313.2775 | 0 | no | Surplus | yes |  | 0 | 0 | 0 | 72.4119 | 0 | no | 0 | 0 | 0 | 72.4119 | 0 |  |  | 0 | 0 | 0 | 0 | 0 |  | 0 | 0 | 0 | 0 | 0
| 18782.8284 | 0 | no | Surplus | yes |  | 0 | 0 | 0 | 1347.756 | 0 | no | 0 | 0 | 0 | 1347.756 | 4860 | no | 18782.8284 | 0 | 24300 |  |  | 0 |  |  | 0 | 0 | 0 | 0 | 0 |  | 0 | 0 | 0 | 0 | 0 | 18782.8284 | 18430.0221 | 15221.0927 | 0 | yes | Deficit |  |  | 0 | 0 | 0 | 0 | 0 |  | 0 | 0 | 0 | 0 | 2116.7446 | yes |  | 0 | 0 | 0 | 2116.7446 | 0 | no | 0 | 0 | 0 | 2116.7446 | 0
| 15925.9923 | 0 | no | Surplus | yes |  | 0 | 0 | 0 | 2856.8362 | 0 | no | 0 | 0 | 0 | 2856.8362 | 4860 | no | 15925.9923 | 0 | 24300 |  |  | 0 |  |  | 0 | 0 | 0 | 0 | 0 |  | 0 | 0 | 0 | 0 | 0 | 15925.9923 | 19907.1732 | 12905.9905 | 0 | yes | Deficit |  |  | 0 | 0 | 0 | 0 | 0 |  | 0 | 0 | 0 | 0 | 4686.0805 | yes |  | 0 | 0 | 0 | 4686.0805 | 0 | no | 0 | 0 | 0 | 4686.0805 | 0
| 15580.3138 | 0 | no | Surplus | yes |  | 0 | 0 | 0 | 345.6784 | 0 | no | 0 | 0 | 0 | 345.6784 | 4860 | no | 15580.3138 | 0 | 24300 |  |  | 0 |  |  | 0 | 0 | 0 | 0 | 0 |  | 0 | 0 | 0 | 0 | 0 | 15580.3138 | 21055.5475 | 12625.8621 | 0 | yes | Deficit |  |  | 0 | 0 | 0 | 0 | 0 |  | 0 | 0 | 0 | 0 | 8149.557 | yes |  | 0 | 0 | 0 | 8149.557 | 0 | no | 0 | 0 | 0 | 8149.557 | 0
| 15744.0203 | 0 | yes | Deficit |  |  | 0 | 0 | 0 | 0 | 0 |  | 0 | 0 | 0 | 0 | 4860 | no |  | 0 | 24300 | no | 15744.0203 | 0 | no | no | 0 | 0 | 0 | 0 | 0 |  | 0 | 0 | 0 | 0 | 0 | 15744.0203 | 19546.8211 | 12758.5254 | 0 | yes | Deficit |  |  | 0 | 0 | 0 | 0 | 0 |  | 0 | 0 | 0 | 0 | 6920.959 | yes |  | 0 | 0 | 0 | 6920.959 | 0 | no | 0 | 0 | 0 | 6920.959 | 0
| 19675.1093 | 0 | yes | Deficit |  |  | 0 | 0 | 0 | 0 | 0 |  | 0 | 0 | 0 | 0 | 4860 | no |  | 0 | 24300 | no | 19675.1093 | 0 | no | no | 0 | 0 | 0 | 0 | 0 |  | 0 | 0 | 0 | 0 | 0 | 19675.1093 | 18973.5705 | 15944.1729 | 0 | yes | Deficit |  |  | 0 | 0 | 0 | 0 | 0 |  | 0 | 0 | 0 | 0 | 6215.0451 | yes |  | 0 | 0 | 0 | 6215.0451 | 0 | no | 0 | 0 | 0 | 6215.0451 | 0
| 16854.4685 | 0 | no | Surplus | yes |  | 0 | 0 | 0 | 2820.6408 | 0 | no | 0 | 0 | 0 | 2820.6408 | 4860 | no | 16854.4685 | 0 | 24300 |  |  | 0 |  |  | 0 | 0 | 0 | 0 | 0 |  | 0 | 0 | 0 | 0 | 0 | 16854.4685 | 18915.1768 | 13658.4024 | 0 | yes | Deficit |  |  | 0 | 0 | 0 | 0 | 0 |  | 0 | 0 | 0 | 0 | 2971.004 | yes |  | 0 | 0 | 0 | 2971.004 | 0 | no | 0 | 0 | 0 | 2971.004 | 0
| 16172.9923 | 0 | no | Surplus | yes |  | 0 | 0 | 0 | 681.4762 | 0 | no | 0 | 0 | 0 | 681.4762 | 4860 | no | 16172.9923 | 0 | 24300 |  |  | 0 |  |  | 0 | 0 | 0 | 0 | 0 |  | 0 | 0 | 0 | 0 | 0 | 16172.9923 | 18159.8215 | 13106.1526 | 0 | yes | Deficit |  |  | 0 | 0 | 0 | 0 | 0 |  | 0 | 0 | 0 | 0 | 4501.4191 | yes |  | 0 | 0 | 0 | 4501.4191 | 0 | no | 0 | 0 | 0 | 4501.4191 | 0
| 18032.8449 | 0 | yes | Deficit |  |  | 0 | 0 | 0 | 0 | 0 |  | 0 | 0 | 0 | 0 | 4860 | no |  | 0 | 24300 | no | 18032.8449 | 0 | no | no | 0 | 0 | 0 | 0 | 0 |  | 0 | 0 | 0 | 0 | 0 | 18032.8449 | 18063.7289 | 14613.3265 | 0 | yes | Deficit |  |  | 0 | 0 | 0 | 0 | 0 |  | 0 | 0 | 0 | 0 | 4957.5763 | yes |  | 0 | 0 | 0 | 4957.5763 | 0 | no | 0 | 0 | 0 | 4957.5763 | 0
| 18475.8409 | 0 | yes | Deficit |  |  | 0 | 0 | 0 | 0 | 0 |  | 0 | 0 | 0 | 0 | 4860 | no |  | 0 | 24300 | no | 18475.8409 | 0 | no | no | 0 | 0 | 0 | 0 | 0 |  | 0 | 0 | 0 | 0 | 0 | 18475.8409 | 19110.1522 | 14972.3184 | 0 | yes | Deficit |  |  | 0 | 0 | 0 | 0 | 0 |  | 0 | 0 | 0 | 0 | 4496.8257 | yes |  | 0 | 0 | 0 | 4496.8257 | 0 | no | 0 | 0 | 0 | 4496.8257 | 0
| 17762.8175 | 0 | no | Surplus | yes |  | 0 | 0 | 0 | 713.0234 | 0 | no | 0 | 0 | 0 | 713.0234 | 4860 | no | 17762.8175 | 0 | 24300 |  |  | 0 |  |  | 0 | 0 | 0 | 0 | 0 |  | 0 | 0 | 0 | 0 | 0 | 17762.8175 | 19129.2441 | 14394.5036 | 0 | yes | Deficit |  |  | 0 | 0 | 0 | 0 | 0 |  | 0 | 0 | 0 | 0 | 4156.9257 | yes |  | 0 | 0 | 0 | 4156.9257 | 0 | no | 0 | 0 | 0 | 4156.9257 | 0
| 18421.9677 | 0 | yes | Deficit |  |  | 0 | 0 | 0 | 0 | 0 |  | 0 | 0 | 0 | 0 | 4860 | no |  | 0 | 24300 | no | 18421.9677 | 0 | no | no | 0 | 0 | 0 | 0 | 0 |  | 0 | 0 | 0 | 0 | 0 | 18421.9677 | 16166.3622 | 14928.6611 | 0 | yes | Deficit |  |  | 0 | 0 | 0 | 0 | 0 |  | 0 | 0 | 0 | 0 | 1771.8585 | yes |  | 0 | 0 | 0 | 1771.8585 | 0 | no | 0 | 0 | 0 | 1771.8585 | 0
| 20274.0065 | 0 | yes | Deficit |  |  | 0 | 0 | 0 | 0 | 0 |  | 0 | 0 | 0 | 0 | 4860 | no |  | 0 | 24300 | no | 20274.0065 | 0 | no | no | 0 | 0 | 0 | 0 | 0 |  | 0 | 0 | 0 | 0 | 0 | 20274.0065 | 14357.7982 | 16429.5028 | 0 | no | Surplus | yes |  | 0 | 0 | 0 | 570.8629 | 0 | no | 0 | 0 | 0 | 570.8629 | 0 |  |  | 0 | 0 | 0 | 0 | 0 |  | 0 | 0 | 0 | 0 | 0
| 17792.3513 | 0 | no | Surplus | yes |  | 0 | 0 | 0 | 2481.6552 | 0 | no | 0 | 0 | 0 | 2481.6552 | 4860 | no | 17792.3513 | 0 | 24300 |  |  | 0 |  |  | 0 | 0 | 0 | 0 | 0 |  | 0 | 0 | 0 | 0 | 0 | 17792.3513 | 14835.3966 | 14418.437 | 0 | no | Surplus | yes |  | 0 | 0 | 0 | 1594.1063 | 0 | no | 0 | 0 | 0 | 1594.1063 | 0 |  |  | 0 | 0 | 0 | 0 | 0 |  | 0 | 0 | 0 | 0 | 0
| 17617.2104 | 0 | no | Surplus | yes |  | 0 | 0 | 0 | 175.1409 | 0 | no | 0 | 0 | 0 | 175.1409 | 4860 | no | 17617.2104 | 0 | 24300 |  |  | 0 |  |  | 0 | 0 | 0 | 0 | 0 |  | 0 | 0 | 0 | 0 | 0 | 17617.2104 | 15783.4787 | 14276.5076 | 0 | yes | Deficit |  |  | 0 | 0 | 0 | 0 | 0 |  | 0 | 0 | 0 | 0 | 1365.0417 | yes |  | 0 | 0 | 0 | 1365.0417 | 0 | no | 0 | 0 | 0 | 1365.0417 | 0
| 18328.7639 | 0 | yes | Deficit |  |  | 0 | 0 | 0 | 0 | 0 |  | 0 | 0 | 0 | 0 | 4860 | no |  | 0 | 24300 | no | 18328.7639 | 0 | no | no | 0 | 0 | 0 | 0 | 0 |  | 0 | 0 | 0 | 0 | 0 | 18328.7639 | 17514.7236 | 14853.1312 | 0 | yes | Deficit |  |  | 0 | 0 | 0 | 0 | 0 |  | 0 | 0 | 0 | 0 | 3238.216 | yes |  | 0 | 0 | 0 | 3238.216 | 0 | no | 0 | 0 | 0 | 3238.216 | 0
| 18626.8983 | 0 | yes | Deficit |  |  | 0 | 0 | 0 | 0 | 0 |  | 0 | 0 | 0 | 0 | 4860 | no |  | 0 | 24300 | no | 18626.8983 | 0 | no | no | 0 | 0 | 0 | 0 | 0 |  | 0 | 0 | 0 | 0 | 0 | 18626.8983 | 11906.994 | 15094.7312 | 0 | no | Surplus | yes |  | 0 | 0 | 0 | 2946.1372 | 0 | no | 0 | 0 | 0 | 2946.1372 | 0 |  |  | 0 | 0 | 0 | 0 | 0 |  | 0 | 0 | 0 | 0 | 0
| 21013.9599 | 0 | yes | Deficit |  |  | 0 | 0 | 0 | 0 | 0 |  | 0 | 0 | 0 | 0 | 4860 | no |  | 0 | 24300 | no | 21013.9599 | 0 | no | no | 0 | 0 | 0 | 0 | 0 |  | 0 | 0 | 0 | 0 | 0 | 21013.9599 | 12381.7366 | 17029.141 | 0 | no | Surplus | yes |  | 0 | 0 | 0 | 2712.9946 | 0 | no | 0 | 0 | 0 | 2712.9946 | 0 |  |  | 0 | 0 | 0 | 0 | 0 |  | 0 | 0 | 0 | 0 | 0
| 22037.1107 | 0 | yes | Deficit |  |  | 0 | 0 | 0 | 0 | 0 |  | 0 | 0 | 0 | 0 | 4860 | no |  | 0 | 24300 | no | 22037.1107 | 0 | no | no | 0 | 0 | 0 | 0 | 0 |  | 0 | 0 | 0 | 0 | 0 | 22037.1107 | 11130.4045 | 17858.2745 | 0 | no | Surplus | yes |  | 0 | 0 | 0 | 5898.7364 | 0 | no | 0 | 0 | 0 | 5898.7364 | 0 |  |  | 0 | 0 | 0 | 0 | 0 |  | 0 | 0 | 0 | 0 | 0
| 18894.1372 | 0 | no | Surplus | yes |  | 0 | 0 | 0 | 3142.9736 | 0 | no | 0 | 0 | 0 | 3142.9736 | 4860 | no | 18894.1372 | 0 | 24300 |  |  | 0 |  |  | 0 | 0 | 0 | 0 | 0 |  | 0 | 0 | 0 | 0 | 0 | 18894.1372 | 10503.4594 | 15311.2943 | 0 | no | Surplus | yes |  | 0 | 0 | 0 | 7354.8151 | 0 | no | 0 | 0 | 0 | 7354.8151 | 0 |  |  | 0 | 0 | 0 | 0 | 0 |  | 0 | 0 | 0 | 0 | 0
| 19867.4049 | 0 | yes | Deficit |  |  | 0 | 0 | 0 | 0 | 0 |  | 0 | 0 | 0 | 0 | 4860 | no |  | 0 | 24300 | no | 19867.4049 | 0 | no | no | 0 | 0 | 0 | 0 | 0 |  | 0 | 0 | 0 | 0 | 0 | 19867.4049 | 12072.7967 | 16100.004 | 0 | no | Surplus | yes |  | 0 | 0 | 0 | 3238.4976 | 0 | no | 0 | 0 | 0 | 3238.4976 | 0 |  |  | 0 | 0 | 0 | 0 | 0 |  | 0 | 0 | 0 | 0 | 0
| 21397.3508 | 0 | yes | Deficit |  |  | 0 | 0 | 0 | 0 | 0 |  | 0 | 0 | 0 | 0 | 4860 | no |  | 0 | 24300 | no | 21397.3508 | 0 | no | no | 0 | 0 | 0 | 0 | 0 |  | 0 | 0 | 0 | 0 | 0 | 21397.3508 | 11203.5146 | 17339.8305 | 0 | no | Surplus | yes |  | 0 | 0 | 0 | 4896.4894 | 0 | no | 0 | 0 | 0 | 4896.4894 | 0 |  |  | 0 | 0 | 0 | 0 | 0 |  | 0 | 0 | 0 | 0 | 0
| 22351.304 | 0 | yes | Deficit |  |  | 0 | 0 | 0 | 0 | 0 |  | 0 | 0 | 0 | 0 | 4860 | no |  | 0 | 24300 | no | 22351.304 | 0 | no | no | 0 | 0 | 0 | 0 | 0 |  | 0 | 0 | 0 | 0 | 0 | 22351.304 | 16218.6481 | 18112.8882 | 0 | no | Surplus | yes |  | 0 | 0 | 0 | 1121.1824 | 0 | no | 0 | 0 | 0 | 1121.1824 | 0 |  |  | 0 | 0 | 0 | 0 | 0 |  | 0 | 0 | 0 | 0 | 0
| 20851.6603 | 0 | no | Surplus | yes |  | 0 | 0 | 0 | 1499.6438 | 0 | no | 0 | 0 | 0 | 1499.6438 | 4860 | no | 20851.6603 | 0 | 24300 |  |  | 0 |  |  | 0 | 0 | 0 | 0 | 0 |  | 0 | 0 | 0 | 0 | 0 | 20851.6603 | 15996.5311 | 16897.6177 | 0 | no | Surplus | yes |  | 0 | 0 | 0 | 2116.3571 | 0 | no | 0 | 0 | 0 | 2116.3571 | 0 |  |  | 0 | 0 | 0 | 0 | 0 |  | 0 | 0 | 0 | 0 | 0
| 20372.9304 | 0 | no | Surplus | yes |  | 0 | 0 | 0 | 478.7299 | 0 | no | 0 | 0 | 0 | 478.7299 | 4860 | no | 20372.9304 | 0 | 24300 |  |  | 0 |  |  | 0 | 0 | 0 | 0 | 0 |  | 0 | 0 | 0 | 0 | 0 | 20372.9304 | 12944.6555 | 16509.6681 | 0 | no | Surplus | yes |  | 0 | 0 | 0 | 3952.9622 | 0 | no | 0 | 0 | 0 | 3952.9622 | 0 |  |  | 0 | 0 | 0 | 0 | 0 |  | 0 | 0 | 0 | 0 | 0
| 21167.1044 | 0 | yes | Deficit |  |  | 0 | 0 | 0 | 0 | 0 |  | 0 | 0 | 0 | 0 | 4860 | no |  | 0 | 24300 | no | 21167.1044 | 0 | no | no | 0 | 0 | 0 | 0 | 0 |  | 0 | 0 | 0 | 0 | 0 | 21167.1044 | 14748.068 | 17153.2451 | 0 | no | Surplus | yes |  | 0 | 0 | 0 | 1761.6001 | 0 | no | 0 | 0 | 0 | 1761.6001 | 0 |  |  | 0 | 0 | 0 | 0 | 0 |  | 0 | 0 | 0 | 0 | 0
| 16301.3263 | 0 | no | Surplus | yes |  | 0 | 0 | 0 | 4865.7781 | 0 | no | 0 | 0 | 0 | 4865.7781 | 4860 | no | 16301.3263 | 0 | 24300 |  |  | 0 |  |  | 0 | 0 | 0 | 0 | 0 |  | 0 | 0 | 0 | 0 | 0 | 16301.3263 | 14807.5567 | 13210.151 | 0 | no | Surplus | yes |  | 0 | 0 | 0 | 2345.6884 | 0 | no | 0 | 0 | 0 | 2345.6884 | 0 |  |  | 0 | 0 | 0 | 0 | 0 |  | 0 | 0 | 0 | 0 | 0
| 13970.959 | 0 | no | Surplus | yes |  | 0 | 0 | 0 | 2330.3673 | 0 | no | 0 | 0 | 0 | 2330.3673 | 4860 | no | 13970.959 | 0 | 24300 |  |  | 0 |  |  | 0 | 0 | 0 | 0 | 0 |  | 0 | 0 | 0 | 0 | 0 | 13970.959 | 14657.6279 | 11321.6848 | 0 | yes | Deficit |  |  | 0 | 0 | 0 | 0 | 0 |  | 0 | 0 | 0 | 0 | 1447.477 | yes |  | 0 | 0 | 0 | 1447.477 | 0 | no | 0 | 0 | 0 | 1447.477 | 0
| 16567.9488 | 0 | yes | Deficit |  |  | 0 | 0 | 0 | 0 | 0 |  | 0 | 0 | 0 | 0 | 4860 | no |  | 0 | 24300 | no | 16567.9488 | 0 | no | no | 0 | 0 | 0 | 0 | 0 |  | 0 | 0 | 0 | 0 | 0 | 16567.9488 | 15200.2734 | 13426.2146 | 0 | yes | Deficit |  |  | 0 | 0 | 0 | 0 | 0 |  | 0 | 0 | 0 | 0 | 3878.5886 | yes |  | 0 | 0 | 0 | 3878.5886 | 0 | no | 0 | 0 | 0 | 3878.5886 | 0
| 15442.4495 | 0 | no | Surplus | yes |  | 0 | 0 | 0 | 1125.4993 | 0 | no | 0 | 0 | 0 | 1125.4993 | 4860 | no | 15442.4495 | 0 | 24300 |  |  | 0 |  |  | 0 | 0 | 0 | 0 | 0 |  | 0 | 0 | 0 | 0 | 0 | 15442.4495 | 14585.6959 | 12514.1406 | 0 | yes | Deficit |  |  | 0 | 0 | 0 | 0 | 0 |  | 0 | 0 | 0 | 0 | 1159.4813 | yes |  | 0 | 0 | 0 | 1159.4813 | 0 | no | 0 | 0 | 0 | 1159.4813 | 0
| 15404.347 | 0 | no | Surplus | yes |  | 0 | 0 | 0 | 38.1025 | 0 | no | 0 | 0 | 0 | 38.1025 | 4860 | no | 15404.347 | 0 | 24300 |  |  | 0 |  |  | 0 | 0 | 0 | 0 | 0 |  | 0 | 0 | 0 | 0 | 0 | 15404.347 | 15758.0721 | 12483.2634 | 0 | yes | Deficit |  |  | 0 | 0 | 0 | 0 | 0 |  | 0 | 0 | 0 | 0 | 3243.9315 | yes |  | 0 | 0 | 0 | 3243.9315 | 0 | no | 0 | 0 | 0 | 3243.9315 | 0
| 15978.6021 | 0 | yes | Deficit |  |  | 0 | 0 | 0 | 0 | 0 |  | 0 | 0 | 0 | 0 | 4860 | no |  | 0 | 24300 | no | 15978.6021 | 0 | no | no | 0 | 0 | 0 | 0 | 0 |  | 0 | 0 | 0 | 0 | 0 | 15978.6021 | 14636.899 | 12948.6241 | 0 | yes | Deficit |  |  | 0 | 0 | 0 | 0 | 0 |  | 0 | 0 | 0 | 0 | 2153.6356 | yes |  | 0 | 0 | 0 | 2153.6356 | 0 | no | 0 | 0 | 0 | 2153.6356 | 0
| 18359.2978 | 0 | yes | Deficit |  |  | 0 | 0 | 0 | 0 | 0 |  | 0 | 0 | 0 | 0 | 4860 | no |  | 0 | 24300 | no | 18359.2978 | 0 | no | no | 0 | 0 | 0 | 0 | 0 |  | 0 | 0 | 0 | 0 | 0 | 18359.2978 | 14489.8671 | 14877.875 | 0 | yes | Deficit |  |  | 0 | 0 | 0 | 0 | 0 |  | 0 | 0 | 0 | 0 | 1541.2431 | yes |  | 0 | 0 | 0 | 1541.2431 | 0 | no | 0 | 0 | 0 | 1541.2431 | 0
| 15850.421 | 0 | no | Surplus | yes |  | 0 | 0 | 0 | 2508.8768 | 0 | no | 0 | 0 | 0 | 2508.8768 | 4860 | no | 15850.421 | 0 | 24300 |  |  | 0 |  |  | 0 | 0 | 0 | 0 | 0 |  | 0 | 0 | 0 | 0 | 0 | 15850.421 | 14950.4389 | 12844.7496 | 0 | yes | Deficit |  |  | 0 | 0 | 0 | 0 | 0 |  | 0 | 0 | 0 | 0 | 72.5639 | yes |  | 0 | 0 | 0 | 72.5639 | 0 | no | 0 | 0 | 0 | 72.5639 | 0
| 17200.9738 | 0 | yes | Deficit |  |  | 0 | 0 | 0 | 0 | 0 |  | 0 | 0 | 0 | 0 | 4860 | no |  | 0 | 24300 | no | 17200.9738 | 0 | no | no | 0 | 0 | 0 | 0 | 0 |  | 0 | 0 | 0 | 0 | 0 | 17200.9738 | 17318.5705 | 13939.2008 | 0 | yes | Deficit |  |  | 0 | 0 | 0 | 0 | 0 |  | 0 | 0 | 0 | 0 | 4473.8208 | yes |  | 0 | 0 | 0 | 4473.8208 | 0 | no | 0 | 0 | 0 | 4473.8208 | 0
| 14639.9011 | 0 | no | Surplus | yes |  | 0 | 0 | 0 | 2561.0726 | 0 | no | 0 | 0 | 0 | 2561.0726 | 4860 | no | 14639.9011 | 0 | 24300 |  |  | 0 |  |  | 0 | 0 | 0 | 0 | 0 |  | 0 | 0 | 0 | 0 | 0 | 14639.9011 | 15156.0234 | 11863.7773 | 0 | yes | Deficit |  |  | 0 | 0 | 0 | 0 | 0 |  | 0 | 0 | 0 | 0 | 1216.8226 | yes |  | 0 | 0 | 0 | 1216.8226 | 0 | no | 0 | 0 | 0 | 1216.8226 | 0
| 14983.3797 | 0 | yes | Deficit |  |  | 0 | 0 | 0 | 0 | 0 |  | 0 | 0 | 0 | 0 | 4860 | no |  | 0 | 24300 | no | 14983.3797 | 0 | no | no | 0 | 0 | 0 | 0 | 0 |  | 0 | 0 | 0 | 0 | 0 | 14983.3797 | 16504.1322 | 12142.123 | 0 | yes | Deficit |  |  | 0 | 0 | 0 | 0 | 0 |  | 0 | 0 | 0 | 0 | 4640.355 | yes |  | 0 | 0 | 0 | 4640.355 | 0 | no | 0 | 0 | 0 | 4640.355 | 0
| 13692.1637 | 0 | no | Surplus | yes |  | 0 | 0 | 0 | 1291.2161 | 0 | no | 0 | 0 | 0 | 1291.2161 | 4860 | no | 13692.1637 | 0 | 24300 |  |  | 0 |  |  | 0 | 0 | 0 | 0 | 0 |  | 0 | 0 | 0 | 0 | 0 | 13692.1637 | 16638.8907 | 11095.7566 | 0 | yes | Deficit |  |  | 0 | 0 | 0 | 0 | 0 |  | 0 | 0 | 0 | 0 | 4496.7677 | yes |  | 0 | 0 | 0 | 4496.7677 | 0 | no | 0 | 0 | 0 | 4496.7677 | 0
| 14970.0743 | 0 | yes | Deficit |  |  | 0 | 0 | 0 | 0 | 0 |  | 0 | 0 | 0 | 0 | 4860 | no |  | 0 | 24300 | no | 14970.0743 | 0 | no | no | 0 | 0 | 0 | 0 | 0 |  | 0 | 0 | 0 | 0 | 0 | 14970.0743 | 15681.0658 | 12131.3406 | 0 | yes | Deficit |  |  | 0 | 0 | 0 | 0 | 0 |  | 0 | 0 | 0 | 0 | 4585.3092 | yes |  | 0 | 0 | 0 | 4585.3092 | 0 | no | 0 | 0 | 0 | 4585.3092 | 0
| 16806.185 | 0 | yes | Deficit |  |  | 0 | 0 | 0 | 0 | 0 |  | 0 | 0 | 0 | 0 | 4860 | no |  | 0 | 24300 | no | 16806.185 | 0 | no | no | 0 | 0 | 0 | 0 | 0 |  | 0 | 0 | 0 | 0 | 0 | 16806.185 | 15742.7538 | 13619.2747 | 0 | yes | Deficit |  |  | 0 | 0 | 0 | 0 | 0 |  | 0 | 0 | 0 | 0 | 3611.4132 | yes |  | 0 | 0 | 0 | 3611.4132 | 0 | no | 0 | 0 | 0 | 3611.4132 | 0
| 17356.5289 | 0 | yes | Deficit |  |  | 0 | 0 | 0 | 0 | 0 |  | 0 | 0 | 0 | 0 | 4860 | no |  | 0 | 24300 | no | 17356.5289 | 0 | no | no | 0 | 0 | 0 | 0 | 0 |  | 0 | 0 | 0 | 0 | 0 | 17356.5289 | 15823.0702 | 14065.2584 | 0 | yes | Deficit |  |  | 0 | 0 | 0 | 0 | 0 |  | 0 | 0 | 0 | 0 | 2203.7955 | yes |  | 0 | 0 | 0 | 2203.7955 | 0 | no | 0 | 0 | 0 | 2203.7955 | 0
| 18719.0943 | 0 | yes | Deficit |  |  | 0 | 0 | 0 | 0 | 0 |  | 0 | 0 | 0 | 0 | 4860 | no |  | 0 | 24300 | no | 18719.0943 | 0 | no | no | 0 | 0 | 0 | 0 | 0 |  | 0 | 0 | 0 | 0 | 0 | 18719.0943 | 16371.8243 | 15169.4443 | 0 | yes | Deficit |  |  | 0 | 0 | 0 | 0 | 0 |  | 0 | 0 | 0 | 0 | 2306.5659 | yes |  | 0 | 0 | 0 | 2306.5659 | 0 | no | 0 | 0 | 0 | 2306.5659 | 0
| 18000.6926 | 0 | no | Surplus | yes |  | 0 | 0 | 0 | 718.4016 | 0 | no | 0 | 0 | 0 | 718.4016 | 4860 | no | 18000.6926 | 0 | 24300 |  |  | 0 |  |  | 0 | 0 | 0 | 0 | 0 |  | 0 | 0 | 0 | 0 | 0 | 18000.6926 | 16270.388 | 14587.2712 | 0 | yes | Deficit |  |  | 0 | 0 | 0 | 0 | 0 |  | 0 | 0 | 0 | 0 | 1100.9437 | yes |  | 0 | 0 | 0 | 1100.9437 | 0 | no | 0 | 0 | 0 | 1100.9437 | 0
| 18812.9382 | 0 | yes | Deficit |  |  | 0 | 0 | 0 | 0 | 0 |  | 0 | 0 | 0 | 0 | 4860 | no |  | 0 | 24300 | no | 18812.9382 | 0 | no | no | 0 | 0 | 0 | 0 | 0 |  | 0 | 0 | 0 | 0 | 0 | 18812.9382 | 16350.099 | 15245.4929 | 0 | yes | Deficit |  |  | 0 | 0 | 0 | 0 | 0 |  | 0 | 0 | 0 | 0 | 1762.8279 | yes |  | 0 | 0 | 0 | 1762.8279 | 0 | no | 0 | 0 | 0 | 1762.8279 | 0
| 20087.0585 | 0 | yes | Deficit |  |  | 0 | 0 | 0 | 0 | 0 |  | 0 | 0 | 0 | 0 | 4860 | no |  | 0 | 24300 | no | 20087.0585 | 0 | no | no | 0 | 0 | 0 | 0 | 0 |  | 0 | 0 | 0 | 0 | 0 | 20087.0585 | 15706.0874 | 16278.0052 | 0 | yes | Deficit |  |  | 0 | 0 | 0 | 0 | 0 |  | 0 | 0 | 0 | 0 | 460.5945 | yes |  | 0 | 0 | 0 | 460.5945 | 0 | no | 0 | 0 | 0 | 460.5945 | 0
| 22583.691 | 0 | yes | Deficit |  |  | 0 | 0 | 0 | 0 | 0 |  | 0 | 0 | 0 | 0 | 4860 | no |  | 0 | 24300 | no | 22583.691 | 0 | no | no | 0 | 0 | 0 | 0 | 0 |  | 0 | 0 | 0 | 0 | 0 | 22583.691 | 15163.647 | 18301.2082 | 0 | no | Surplus | yes |  | 0 | 0 | 0 | 1114.3582 | 0 | no | 0 | 0 | 0 | 1114.3582 | 0 |  |  | 0 | 0 | 0 | 0 | 0 |  | 0 | 0 | 0 | 0 | 0
| 21220.6656 | 0 | no | Surplus | yes |  | 0 | 0 | 0 | 1363.0253 | 0 | no | 0 | 0 | 0 | 1363.0253 | 4860 | no | 21220.6656 | 0 | 24300 |  |  | 0 |  |  | 0 | 0 | 0 | 0 | 0 |  | 0 | 0 | 0 | 0 | 0 | 21220.6656 | 15092.3099 | 17196.6496 | 0 | no | Surplus | yes |  | 0 | 0 | 0 | 3208.8983 | 0 | no | 0 | 0 | 0 | 3208.8983 | 0 |  |  | 0 | 0 | 0 | 0 | 0 |  | 0 | 0 | 0 | 0 | 0
| 19970.0241 | 0 | no | Surplus | yes |  | 0 | 0 | 0 | 1250.6416 | 0 | no | 0 | 0 | 0 | 1250.6416 | 4860 | no | 19970.0241 | 0 | 24300 |  |  | 0 |  |  | 0 | 0 | 0 | 0 | 0 |  | 0 | 0 | 0 | 0 | 0 | 19970.0241 | 14770.9018 | 16183.1638 | 0 | no | Surplus | yes |  | 0 | 0 | 0 | 2425.7478 | 0 | no | 0 | 0 | 0 | 2425.7478 | 0 |  |  | 0 | 0 | 0 | 0 | 0 |  | 0 | 0 | 0 | 0 | 0
| 21381.3505 | 0 | yes | Deficit |  |  | 0 | 0 | 0 | 0 | 0 |  | 0 | 0 | 0 | 0 | 4860 | no |  | 0 | 24300 | no | 21381.3505 | 0 | no | no | 0 | 0 | 0 | 0 | 0 |  | 0 | 0 | 0 | 0 | 0 | 21381.3505 | 15896.8788 | 17326.8643 | 0 | no | Surplus | yes |  | 0 | 0 | 0 | 286.285 | 0 | no | 0 | 0 | 0 | 286.285 | 0 |  |  | 0 | 0 | 0 | 0 | 0 |  | 0 | 0 | 0 | 0 | 0
| 20717.6293 | 0 | no | Surplus | yes |  | 0 | 0 | 0 | 663.7213 | 0 | no | 0 | 0 | 0 | 663.7213 | 4860 | no | 20717.6293 | 0 | 24300 |  |  | 0 |  |  | 0 | 0 | 0 | 0 | 0 |  | 0 | 0 | 0 | 0 | 0 | 20717.6293 | 15926.5987 | 16789.0026 | 0 | no | Surplus | yes |  | 0 | 0 | 0 | 1400.2656 | 0 | no | 0 | 0 | 0 | 1400.2656 | 0 |  |  | 0 | 0 | 0 | 0 | 0 |  | 0 | 0 | 0 | 0 | 0
| 21625.7923 | 0 | yes | Deficit |  |  | 0 | 0 | 0 | 0 | 0 |  | 0 | 0 | 0 | 0 | 4860 | no |  | 0 | 24300 | no | 21625.7923 | 0 | no | no | 0 | 0 | 0 | 0 | 0 |  | 0 | 0 | 0 | 0 | 0 | 21625.7923 | 16361.6263 | 17524.9532 | 0 | no | Surplus | yes |  | 0 | 0 | 0 | 427.3764 | 0 | no | 0 | 0 | 0 | 427.3764 | 0 |  |  | 0 | 0 | 0 | 0 | 0 |  | 0 | 0 | 0 | 0 | 0
| 21686.606 | 0 | yes | Deficit |  |  | 0 | 0 | 0 | 0 | 0 |  | 0 | 0 | 0 | 0 | 4860 | no |  | 0 | 24300 | no | 21686.606 | 0 | no | no | 0 | 0 | 0 | 0 | 0 |  | 0 | 0 | 0 | 0 | 0 | 21686.606 | 16158.1439 | 17574.235 | 0 | no | Surplus | yes |  | 0 | 0 | 0 | 1366.8093 | 0 | no | 0 | 0 | 0 | 1366.8093 | 0 |  |  | 0 | 0 | 0 | 0 | 0 |  | 0 | 0 | 0 | 0 | 0
| 23720.7467 | 0 | yes | Deficit |  |  | 0 | 0 | 0 | 0 | 0 |  | 0 | 0 | 0 | 0 | 4860 | no |  | 0 | 24300 | no | 23720.7467 | 0 | no | no | 0 | 0 | 0 | 0 | 0 |  | 0 | 0 | 0 | 0 | 0 | 23720.7467 | 15346.3562 | 19222.6472 | 0 | no | Surplus | yes |  | 0 | 0 | 0 | 2227.8788 | 0 | no | 0 | 0 | 0 | 2227.8788 | 0 |  |  | 0 | 0 | 0 | 0 | 0 |  | 0 | 0 | 0 | 0 | 0
| 19175.734 | 0 | no | Surplus | yes |  | 0 | 0 | 0 | 4545.0127 | 0 | no | 0 | 0 | 0 | 4545.0127 | 4860 | no | 19175.734 | 0 | 24300 |  |  | 0 |  |  | 0 | 0 | 0 | 0 | 0 |  | 0 | 0 | 0 | 0 | 0 | 19175.734 | 13001.0565 | 15539.4927 | 0 | no | Surplus | yes |  | 0 | 0 | 0 | 6221.5907 | 0 | no | 0 | 0 | 0 | 6221.5907 | 0 |  |  | 0 | 0 | 0 | 0 | 0 |  | 0 | 0 | 0 | 0 | 0
| 17408.506 | 0 | no | Surplus | yes |  | 0 | 0 | 0 | 1767.2279 | 0 | no | 0 | 0 | 0 | 1767.2279 | 4860 | no | 17408.506 | 0 | 24300 |  |  | 0 |  |  | 0 | 0 | 0 | 0 | 0 |  | 0 | 0 | 0 | 0 | 0 | 17408.506 | 14072.5682 | 14107.3793 | 0 | no | Surplus | yes |  | 0 | 0 | 0 | 1466.9244 | 0 | no | 0 | 0 | 0 | 1466.9244 | 0 |  |  | 0 | 0 | 0 | 0 | 0 |  | 0 | 0 | 0 | 0 | 0
| 17734.2883 | 0 | yes | Deficit |  |  | 0 | 0 | 0 | 0 | 0 |  | 0 | 0 | 0 | 0 | 4860 | no |  | 0 | 24300 | no | 17734.2883 | 0 | no | no | 0 | 0 | 0 | 0 | 0 |  | 0 | 0 | 0 | 0 | 0 | 17734.2883 | 13563.962 | 14371.3843 | 0 | no | Surplus | yes |  | 0 | 0 | 0 | 543.4173 | 0 | no | 0 | 0 | 0 | 543.4173 | 0 |  |  | 0 | 0 | 0 | 0 | 0 |  | 0 | 0 | 0 | 0 | 0
| 18137.1212 | 0 | yes | Deficit |  |  | 0 | 0 | 0 | 0 | 0 |  | 0 | 0 | 0 | 0 | 4860 | no |  | 0 | 24300 | no | 18137.1212 | 0 | no | no | 0 | 0 | 0 | 0 | 0 |  | 0 | 0 | 0 | 0 | 0 | 18137.1212 | 13623.296 | 14697.8292 | 0 | no | Surplus | yes |  | 0 | 0 | 0 | 748.0884 | 0 | no | 0 | 0 | 0 | 748.0884 | 0 |  |  | 0 | 0 | 0 | 0 | 0 |  | 0 | 0 | 0 | 0 | 0
| 18318.5088 | 0 | yes | Deficit |  |  | 0 | 0 | 0 | 0 | 0 |  | 0 | 0 | 0 | 0 | 4860 | no |  | 0 | 24300 | no | 18318.5088 | 0 | no | no | 0 | 0 | 0 | 0 | 0 |  | 0 | 0 | 0 | 0 | 0 | 18318.5088 | 13251.9714 | 14844.8207 | 0 | no | Surplus | yes |  | 0 | 0 | 0 | 1445.8577 | 0 | no | 0 | 0 | 0 | 1445.8577 | 0 |  |  | 0 | 0 | 0 | 0 | 0 |  | 0 | 0 | 0 | 0 | 0
| 21944.9514 | 0 | yes | Deficit |  |  | 0 | 0 | 0 | 0 | 0 |  | 0 | 0 | 0 | 0 | 4860 | no |  | 0 | 24300 | no | 21944.9514 | 0 | no | no | 0 | 0 | 0 | 0 | 0 |  | 0 | 0 | 0 | 0 | 0 | 21944.9514 | 13881.1842 | 17783.5911 | 0 | no | Surplus | yes |  | 0 | 0 | 0 | 963.6365 | 0 | no | 0 | 0 | 0 | 963.6365 | 0 |  |  | 0 | 0 | 0 | 0 | 0 |  | 0 | 0 | 0 | 0 | 0
| 18154.6204 | 0 | no | Surplus | yes |  | 0 | 0 | 0 | 3790.3309 | 0 | no | 0 | 0 | 0 | 3790.3309 | 4860 | no | 18154.6204 | 0 | 24300 |  |  | 0 |  |  | 0 | 0 | 0 | 0 | 0 |  | 0 | 0 | 0 | 0 | 0 | 18154.6204 | 13737.9903 | 14712.0101 | 0 | no | Surplus | yes |  | 0 | 0 | 0 | 4045.6007 | 0 | no | 0 | 0 | 0 | 4045.6007 | 0 |  |  | 0 | 0 | 0 | 0 | 0 |  | 0 | 0 | 0 | 0 | 0
| 18081.2919 | 0 | no | Surplus | yes |  | 0 | 0 | 0 | 73.3285 | 0 | no | 0 | 0 | 0 | 73.3285 | 4860 | no | 18081.2919 | 0 | 24300 |  |  | 0 |  |  | 0 | 0 | 0 | 0 | 0 |  | 0 | 0 | 0 | 0 | 0 | 18081.2919 | 15278.3491 | 14652.5866 | 0 | yes | Deficit |  |  | 0 | 0 | 0 | 0 | 0 |  | 0 | 0 | 0 | 0 | 566.339 | yes |  | 0 | 0 | 0 | 566.339 | 0 | no | 0 | 0 | 0 | 566.339 | 0
| 18023.3803 | 0 | no | Surplus | yes |  | 0 | 0 | 0 | 57.9116 | 0 | no | 0 | 0 | 0 | 57.9116 | 4860 | no | 18023.3803 | 0 | 24300 |  |  | 0 |  |  | 0 | 0 | 0 | 0 | 0 |  | 0 | 0 | 0 | 0 | 0 | 18023.3803 | 14620.4677 | 14605.6567 | 0 | no | Surplus | yes |  | 0 | 0 | 0 | 32.1189 | 0 | no | 0 | 0 | 0 | 32.1189 | 0 |  |  | 0 | 0 | 0 | 0 | 0 |  | 0 | 0 | 0 | 0 | 0
| 17587.8605 | 0 | no | Surplus | yes |  | 0 | 0 | 0 | 435.5198 | 0 | no | 0 | 0 | 0 | 435.5198 | 4860 | no | 17587.8605 | 0 | 24300 |  |  | 0 |  |  | 0 | 0 | 0 | 0 | 0 |  | 0 | 0 | 0 | 0 | 0 | 17587.8605 | 15353.3492 | 14252.7233 | 0 | yes | Deficit |  |  | 0 | 0 | 0 | 0 | 0 |  | 0 | 0 | 0 | 0 | 747.6926 | yes |  | 0 | 0 | 0 | 747.6926 | 0 | no | 0 | 0 | 0 | 747.6926 | 0
| 16193.4559 | 0 | no | Surplus | yes |  | 0 | 0 | 0 | 1394.4046 | 0 | no | 0 | 0 | 0 | 1394.4046 | 4860 | no | 16193.4559 | 0 | 24300 |  |  | 0 |  |  | 0 | 0 | 0 | 0 | 0 |  | 0 | 0 | 0 | 0 | 0 | 16193.4559 | 15440.6577 | 13122.7357 | 0 | yes | Deficit |  |  | 0 | 0 | 0 | 0 | 0 |  | 0 | 0 | 0 | 0 | 1187.9344 | yes |  | 0 | 0 | 0 | 1187.9344 | 0 | no | 0 | 0 | 0 | 1187.9344 | 0
| 17692.1879 | 0 | yes | Deficit |  |  | 0 | 0 | 0 | 0 | 0 |  | 0 | 0 | 0 | 0 | 4860 | no |  | 0 | 24300 | no | 17692.1879 | 0 | no | no | 0 | 0 | 0 | 0 | 0 |  | 0 | 0 | 0 | 0 | 0 | 17692.1879 | 15593.119 | 14337.2673 | 0 | yes | Deficit |  |  | 0 | 0 | 0 | 0 | 0 |  | 0 | 0 | 0 | 0 | 2470.3833 | yes |  | 0 | 0 | 0 | 2470.3833 | 0 | no | 0 | 0 | 0 | 2470.3833 | 0
| 18336.5803 | 0 | yes | Deficit |  |  | 0 | 0 | 0 | 0 | 0 |  | 0 | 0 | 0 | 0 | 4860 | no |  | 0 | 24300 | no | 18336.5803 | 0 | no | no | 0 | 0 | 0 | 0 | 0 |  | 0 | 0 | 0 | 0 | 0 | 18336.5803 | 15273.576 | 14859.4654 | 0 | yes | Deficit |  |  | 0 | 0 | 0 | 0 | 0 |  | 0 | 0 | 0 | 0 | 936.3087 | yes |  | 0 | 0 | 0 | 936.3087 | 0 | no | 0 | 0 | 0 | 936.3087 | 0
| 19642.8158 | 0 | yes | Deficit |  |  | 0 | 0 | 0 | 0 | 0 |  | 0 | 0 | 0 | 0 | 4860 | no |  | 0 | 24300 | no | 19642.8158 | 0 | no | no | 0 | 0 | 0 | 0 | 0 |  | 0 | 0 | 0 | 0 | 0 | 19642.8158 | 15304.1212 | 15918.0031 | 0 | yes | Deficit |  |  | 0 | 0 | 0 | 0 | 0 |  | 0 | 0 | 0 | 0 | 444.6558 | yes |  | 0 | 0 | 0 | 444.6558 | 0 | no | 0 | 0 | 0 | 444.6558 | 0
| 17941.1808 | 0 | no | Surplus | yes |  | 0 | 0 | 0 | 1701.635 | 0 | no | 0 | 0 | 0 | 1701.635 | 4860 | no | 17941.1808 | 0 | 24300 |  |  | 0 |  |  | 0 | 0 | 0 | 0 | 0 |  | 0 | 0 | 0 | 0 | 0 | 17941.1808 | 15429.2584 | 14539.0444 | 0 | no | Surplus | yes |  | 0 | 0 | 0 | 488.7446 | 0 | no | 0 | 0 | 0 | 488.7446 | 0 |  |  | 0 | 0 | 0 | 0 | 0 |  | 0 | 0 | 0 | 0 | 0
| 18154.0883 | 0 | yes | Deficit |  |  | 0 | 0 | 0 | 0 | 0 |  | 0 | 0 | 0 | 0 | 4860 | no |  | 0 | 24300 | no | 18154.0883 | 0 | no | no | 0 | 0 | 0 | 0 | 0 |  | 0 | 0 | 0 | 0 | 0 | 18154.0883 | 16110.9758 | 14711.5788 | 0 | yes | Deficit |  |  | 0 | 0 | 0 | 0 | 0 |  | 0 | 0 | 0 | 0 | 1571.9314 | yes |  | 0 | 0 | 0 | 1571.9314 | 0 | no | 0 | 0 | 0 | 1571.9314 | 0
| 17781.6323 | 0 | no | Surplus | yes |  | 0 | 0 | 0 | 372.456 | 0 | no | 0 | 0 | 0 | 372.456 | 4860 | no | 17781.6323 | 0 | 24300 |  |  | 0 |  |  | 0 | 0 | 0 | 0 | 0 |  | 0 | 0 | 0 | 0 | 0 | 17781.6323 | 15701.4258 | 14409.7507 | 0 | yes | Deficit |  |  | 0 | 0 | 0 | 0 | 0 |  | 0 | 0 | 0 | 0 | 989.8469 | yes |  | 0 | 0 | 0 | 989.8469 | 0 | no | 0 | 0 | 0 | 989.8469 | 0
| 18521.2976 | 0 | yes | Deficit |  |  | 0 | 0 | 0 | 0 | 0 |  | 0 | 0 | 0 | 0 | 4860 | no |  | 0 | 24300 | no | 18521.2976 | 0 | no | no | 0 | 0 | 0 | 0 | 0 |  | 0 | 0 | 0 | 0 | 0 | 18521.2976 | 15454.0865 | 15009.1553 | 0 | yes | Deficit |  |  | 0 | 0 | 0 | 0 | 0 |  | 0 | 0 | 0 | 0 | 1044.3358 | yes |  | 0 | 0 | 0 | 1044.3358 | 0 | no | 0 | 0 | 0 | 1044.3358 | 0
| 17060.5446 | 0 | no | Surplus | yes |  | 0 | 0 | 0 | 1460.7531 | 0 | no | 0 | 0 | 0 | 1460.7531 | 4860 | no | 17060.5446 | 0 | 24300 |  |  | 0 |  |  | 0 | 0 | 0 | 0 | 0 |  | 0 | 0 | 0 | 0 | 0 | 17060.5446 | 15449.7297 | 13825.4008 | 0 | yes | Deficit |  |  | 0 | 0 | 0 | 0 | 0 |  | 0 | 0 | 0 | 0 | 440.5744 | yes |  | 0 | 0 | 0 | 440.5744 | 0 | no | 0 | 0 | 0 | 440.5744 | 0
| 18967.3116 | 0 | yes | Deficit |  |  | 0 | 0 | 0 | 0 | 0 |  | 0 | 0 | 0 | 0 | 4860 | no |  | 0 | 24300 | no | 18967.3116 | 0 | no | no | 0 | 0 | 0 | 0 | 0 |  | 0 | 0 | 0 | 0 | 0 | 18967.3116 | 15265.618 | 15370.5929 | 0 | yes | Deficit |  |  | 0 | 0 | 0 | 0 | 0 |  | 0 | 0 | 0 | 0 | 1440.2173 | yes |  | 0 | 0 | 0 | 1440.2173 | 0 | no | 0 | 0 | 0 | 1440.2173 | 0
| 18855.722 | 0 | no | Surplus | yes |  | 0 | 0 | 0 | 111.5896 | 0 | no | 0 | 0 | 0 | 111.5896 | 4860 | no | 18855.722 | 0 | 24300 |  |  | 0 |  |  | 0 | 0 | 0 | 0 | 0 |  | 0 | 0 | 0 | 0 | 0 | 18855.722 | 15462.0076 | 15280.1637 | 0 | yes | Deficit |  |  | 0 | 0 | 0 | 0 | 0 |  | 0 | 0 | 0 | 0 | 91.4147 | yes |  | 0 | 0 | 0 | 91.4147 | 0 | no | 0 | 0 | 0 | 91.4147 | 0
| 17237.9307 | 0 | no | Surplus | yes |  | 0 | 0 | 0 | 1617.7914 | 0 | no | 0 | 0 | 0 | 1617.7914 | 4860 | no | 17237.9307 | 0 | 24300 |  |  | 0 |  |  | 0 | 0 | 0 | 0 | 0 |  | 0 | 0 | 0 | 0 | 0 | 17237.9307 | 15552.3924 | 13969.1497 | 0 | yes | Deficit |  |  | 0 | 0 | 0 | 0 | 0 |  | 0 | 0 | 0 | 0 | 272.2287 | yes |  | 0 | 0 | 0 | 272.2287 | 0 | no | 0 | 0 | 0 | 272.2287 | 0
| 17465.4516 | 0 | yes | Deficit |  |  | 0 | 0 | 0 | 0 | 0 |  | 0 | 0 | 0 | 0 | 4860 | no |  | 0 | 24300 | no | 17465.4516 | 0 | no | no | 0 | 0 | 0 | 0 | 0 |  | 0 | 0 | 0 | 0 | 0 | 17465.4516 | 15523.346 | 14153.5265 | 0 | yes | Deficit |  |  | 0 | 0 | 0 | 0 | 0 |  | 0 | 0 | 0 | 0 | 1554.1964 | yes |  | 0 | 0 | 0 | 1554.1964 | 0 | no | 0 | 0 | 0 | 1554.1964 | 0
| 15896.3407 | 0 | no | Surplus | yes |  | 0 | 0 | 0 | 1569.1109 | 0 | no | 0 | 0 | 0 | 1569.1109 | 4860 | no | 15896.3407 | 0 | 24300 |  |  | 0 |  |  | 0 | 0 | 0 | 0 | 0 |  | 0 | 0 | 0 | 0 | 0 | 15896.3407 | 15641.7243 | 12881.9617 | 0 | yes | Deficit |  |  | 0 | 0 | 0 | 0 | 0 |  | 0 | 0 | 0 | 0 | 1488.1978 | yes |  | 0 | 0 | 0 | 1488.1978 | 0 | no | 0 | 0 | 0 | 1488.1978 | 0
| 18357.0708 | 0 | yes | Deficit |  |  | 0 | 0 | 0 | 0 | 0 |  | 0 | 0 | 0 | 0 | 4860 | no |  | 0 | 24300 | no | 18357.0708 | 0 | no | no | 0 | 0 | 0 | 0 | 0 |  | 0 | 0 | 0 | 0 | 0 | 18357.0708 | 15623.0598 | 14876.0703 | 0 | yes | Deficit |  |  | 0 | 0 | 0 | 0 | 0 |  | 0 | 0 | 0 | 0 | 2741.0981 | yes |  | 0 | 0 | 0 | 2741.0981 | 0 | no | 0 | 0 | 0 | 2741.0981 | 0
| 18518.5044 | 0 | yes | Deficit |  |  | 0 | 0 | 0 | 0 | 0 |  | 0 | 0 | 0 | 0 | 4860 | no |  | 0 | 24300 | no | 18518.5044 | 0 | no | no | 0 | 0 | 0 | 0 | 0 |  | 0 | 0 | 0 | 0 | 0 | 18518.5044 | 15988.2811 | 15006.8917 | 0 | yes | Deficit |  |  | 0 | 0 | 0 | 0 | 0 |  | 0 | 0 | 0 | 0 | 1112.2107 | yes |  | 0 | 0 | 0 | 1112.2107 | 0 | no | 0 | 0 | 0 | 1112.2107 | 0
| 18072.4092 | 0 | no | Surplus | yes |  | 0 | 0 | 0 | 446.0952 | 0 | no | 0 | 0 | 0 | 446.0952 | 4860 | no | 18072.4092 | 0 | 24300 |  |  | 0 |  |  | 0 | 0 | 0 | 0 | 0 |  | 0 | 0 | 0 | 0 | 0 | 18072.4092 | 15647.0354 | 14645.3883 | 0 | yes | Deficit |  |  | 0 | 0 | 0 | 0 | 0 |  | 0 | 0 | 0 | 0 | 640.1437 | yes |  | 0 | 0 | 0 | 640.1437 | 0 | no | 0 | 0 | 0 | 640.1437 | 0
| 19479.815 | 0 | yes | Deficit |  |  | 0 | 0 | 0 | 0 | 0 |  | 0 | 0 | 0 | 0 | 4860 | no |  | 0 | 24300 | no | 19479.815 | 0 | no | no | 0 | 0 | 0 | 0 | 0 |  | 0 | 0 | 0 | 0 | 0 | 19479.815 | 16299.1681 | 15785.9117 | 0 | yes | Deficit |  |  | 0 | 0 | 0 | 0 | 0 |  | 0 | 0 | 0 | 0 | 1653.7798 | yes |  | 0 | 0 | 0 | 1653.7798 | 0 | no | 0 | 0 | 0 | 1653.7798 | 0
| 17338.6649 | 0 | no | Surplus | yes |  | 0 | 0 | 0 | 2141.1501 | 0 | no | 0 | 0 | 0 | 2141.1501 | 4860 | no | 17338.6649 | 0 | 24300 |  |  | 0 |  |  | 0 | 0 | 0 | 0 | 0 |  | 0 | 0 | 0 | 0 | 0 | 17338.6649 | 16604.1879 | 14050.782 | 0 | yes | Deficit |  |  | 0 | 0 | 0 | 0 | 0 |  | 0 | 0 | 0 | 0 | 818.2762 | yes |  | 0 | 0 | 0 | 818.2762 | 0 | no | 0 | 0 | 0 | 818.2762 | 0
| 14997.0422 | 0 | no | Surplus | yes |  | 0 | 0 | 0 | 2341.6228 | 0 | no | 0 | 0 | 0 | 2341.6228 | 4860 | no | 14997.0422 | 0 | 24300 |  |  | 0 |  |  | 0 | 0 | 0 | 0 | 0 |  | 0 | 0 | 0 | 0 | 0 | 14997.0422 | 16400.8881 | 12153.1946 | 0 | yes | Deficit |  |  | 0 | 0 | 0 | 0 | 0 |  | 0 | 0 | 0 | 0 | 2350.1062 | yes |  | 0 | 0 | 0 | 2350.1062 | 0 | no | 0 | 0 | 0 | 2350.1062 | 0
| 18309.1371 | 0 | yes | Deficit |  |  | 0 | 0 | 0 | 0 | 0 |  | 0 | 0 | 0 | 0 | 4860 | no |  | 0 | 24300 | no | 18309.1371 | 0 | no | no | 0 | 0 | 0 | 0 | 0 |  | 0 | 0 | 0 | 0 | 0 | 18309.1371 | 15564.0397 | 14837.2261 | 0 | yes | Deficit |  |  | 0 | 0 | 0 | 0 | 0 |  | 0 | 0 | 0 | 0 | 3410.845 | yes |  | 0 | 0 | 0 | 3410.845 | 0 | no | 0 | 0 | 0 | 3410.845 | 0
| 18291.1811 | 0 | no | Surplus | yes |  | 0 | 0 | 0 | 17.956 | 0 | no | 0 | 0 | 0 | 17.956 | 4860 | no | 18291.1811 | 0 | 24300 |  |  | 0 |  |  | 0 | 0 | 0 | 0 | 0 |  | 0 | 0 | 0 | 0 | 0 | 18291.1811 | 15421.21 | 14822.6751 | 0 | yes | Deficit |  |  | 0 | 0 | 0 | 0 | 0 |  | 0 | 0 | 0 | 0 | 583.9838 | yes |  | 0 | 0 | 0 | 583.9838 | 0 | no | 0 | 0 | 0 | 583.9838 | 0
| 16417.8413 | 0 | no | Surplus | yes |  | 0 | 0 | 0 | 1873.3398 | 0 | no | 0 | 0 | 0 | 1873.3398 | 4860 | no | 16417.8413 | 0 | 24300 |  |  | 0 |  |  | 0 | 0 | 0 | 0 | 0 |  | 0 | 0 | 0 | 0 | 0 | 16417.8413 | 15786.4822 | 13304.5715 | 0 | yes | Deficit |  |  | 0 | 0 | 0 | 0 | 0 |  | 0 | 0 | 0 | 0 | 963.8071 | yes |  | 0 | 0 | 0 | 963.8071 | 0 | no | 0 | 0 | 0 | 963.8071 | 0
| 16138.4382 | 0 | no | Surplus | yes |  | 0 | 0 | 0 | 279.403 | 0 | no | 0 | 0 | 0 | 279.403 | 4860 | no | 16138.4382 | 0 | 24300 |  |  | 0 |  |  | 0 | 0 | 0 | 0 | 0 |  | 0 | 0 | 0 | 0 | 0 | 16138.4382 | 15392.8468 | 13078.1509 | 0 | yes | Deficit |  |  | 0 | 0 | 0 | 0 | 0 |  | 0 | 0 | 0 | 0 | 2088.2752 | yes |  | 0 | 0 | 0 | 2088.2752 | 0 | no | 0 | 0 | 0 | 2088.2752 | 0
| 20301.9091 | 0 | yes | Deficit |  |  | 0 | 0 | 0 | 0 | 0 |  | 0 | 0 | 0 | 0 | 4860 | no |  | 0 | 24300 | no | 20301.9091 | 0 | no | no | 0 | 0 | 0 | 0 | 0 |  | 0 | 0 | 0 | 0 | 0 | 20301.9091 | 14169.8144 | 16452.1144 | 0 | yes | Deficit |  |  | 0 | 0 | 0 | 0 | 0 |  | 0 | 0 | 0 | 0 | 1091.6635 | yes |  | 0 | 0 | 0 | 1091.6635 | 0 | no | 0 | 0 | 0 | 1091.6635 | 0
| 15881.7992 | 0 | no | Surplus | yes |  | 0 | 0 | 0 | 4420.1099 | 0 | no | 0 | 0 | 0 | 4420.1099 | 4860 | no | 15881.7992 | 0 | 24300 |  |  | 0 |  |  | 0 | 0 | 0 | 0 | 0 |  | 0 | 0 | 0 | 0 | 0 | 15881.7992 | 14140.0187 | 12870.1776 | 0 | no | Surplus | yes |  | 0 | 0 | 0 | 2312.0956 | 0 | no | 0 | 0 | 0 | 2312.0956 | 0 |  |  | 0 | 0 | 0 | 0 | 0 |  | 0 | 0 | 0 | 0 | 0
| 15884.0508 | 0 | yes | Deficit |  |  | 0 | 0 | 0 | 0 | 0 |  | 0 | 0 | 0 | 0 | 4860 | no |  | 0 | 24300 | no | 15884.0508 | 0 | no | no | 0 | 0 | 0 | 0 | 0 |  | 0 | 0 | 0 | 0 | 0 | 15884.0508 | 14177.8914 | 12872.0023 | 0 | yes | Deficit |  |  | 0 | 0 | 0 | 0 | 0 |  | 0 | 0 | 0 | 0 | 1307.7137 | yes |  | 0 | 0 | 0 | 1307.7137 | 0 | no | 0 | 0 | 0 | 1307.7137 | 0
| 15210.4434 | 0 | no | Surplus | yes |  | 0 | 0 | 0 | 673.6074 | 0 | no | 0 | 0 | 0 | 673.6074 | 4860 | no | 15210.4434 | 0 | 24300 |  |  | 0 |  |  | 0 | 0 | 0 | 0 | 0 |  | 0 | 0 | 0 | 0 | 0 | 15210.4434 | 14353.2226 | 12326.1292 | 0 | yes | Deficit |  |  | 0 | 0 | 0 | 0 | 0 |  | 0 | 0 | 0 | 0 | 1481.2203 | yes |  | 0 | 0 | 0 | 1481.2203 | 0 | no | 0 | 0 | 0 | 1481.2203 | 0
| 15952.9621 | 0 | yes | Deficit |  |  | 0 | 0 | 0 | 0 | 0 |  | 0 | 0 | 0 | 0 | 4860 | no |  | 0 | 24300 | no | 15952.9621 | 0 | no | no | 0 | 0 | 0 | 0 | 0 |  | 0 | 0 | 0 | 0 | 0 | 15952.9621 | 15330.9768 | 12927.8461 | 0 | yes | Deficit |  |  | 0 | 0 | 0 | 0 | 0 |  | 0 | 0 | 0 | 0 | 3004.8476 | yes |  | 0 | 0 | 0 | 3004.8476 | 0 | no | 0 | 0 | 0 | 3004.8476 | 0
| 18291.4752 | 0 | yes | Deficit |  |  | 0 | 0 | 0 | 0 | 0 |  | 0 | 0 | 0 | 0 | 4860 | no |  | 0 | 24300 | no | 18291.4752 | 0 | no | no | 0 | 0 | 0 | 0 | 0 |  | 0 | 0 | 0 | 0 | 0 | 18291.4752 | 14240.2547 | 14822.9134 | 0 | yes | Deficit |  |  | 0 | 0 | 0 | 0 | 0 |  | 0 | 0 | 0 | 0 | 1312.4086 | yes |  | 0 | 0 | 0 | 1312.4086 | 0 | no | 0 | 0 | 0 | 1312.4086 | 0
| 19198.5061 | 0 | yes | Deficit |  |  | 0 | 0 | 0 | 0 | 0 |  | 0 | 0 | 0 | 0 | 4860 | no |  | 0 | 24300 | no | 19198.5061 | 0 | no | no | 0 | 0 | 0 | 0 | 0 |  | 0 | 0 | 0 | 0 | 0 | 19198.5061 | 14202.9774 | 15557.9466 | 0 | no | Surplus | yes |  | 0 | 0 | 0 | 619.936 | 0 | no | 0 | 0 | 0 | 619.936 | 0 |  |  | 0 | 0 | 0 | 0 | 0 |  | 0 | 0 | 0 | 0 | 0
| 19547.2599 | 0 | yes | Deficit |  |  | 0 | 0 | 0 | 0 | 0 |  | 0 | 0 | 0 | 0 | 4860 | no |  | 0 | 24300 | no | 19547.2599 | 0 | no | no | 0 | 0 | 0 | 0 | 0 |  | 0 | 0 | 0 | 0 | 0 | 19547.2599 | 13660.0513 | 15840.5672 | 0 | no | Surplus | yes |  | 0 | 0 | 0 | 1897.8953 | 0 | no | 0 | 0 | 0 | 1897.8953 | 0 |  |  | 0 | 0 | 0 | 0 | 0 |  | 0 | 0 | 0 | 0 | 0
| 17488.6992 | 0 | no | Surplus | yes |  | 0 | 0 | 0 | 2058.5608 | 0 | no | 0 | 0 | 0 | 2058.5608 | 4860 | no | 17488.6992 | 0 | 24300 |  |  | 0 |  |  | 0 | 0 | 0 | 0 | 0 |  | 0 | 0 | 0 | 0 | 0 | 17488.6992 | 13573.3515 | 14172.3656 | 0 | no | Surplus | yes |  | 0 | 0 | 0 | 2267.2157 | 0 | no | 0 | 0 | 0 | 2267.2157 | 0 |  |  | 0 | 0 | 0 | 0 | 0 |  | 0 | 0 | 0 | 0 | 0
| 18296.2682 | 0 | yes | Deficit |  |  | 0 | 0 | 0 | 0 | 0 |  | 0 | 0 | 0 | 0 | 4860 | no |  | 0 | 24300 | no | 18296.2682 | 0 | no | no | 0 | 0 | 0 | 0 | 0 |  | 0 | 0 | 0 | 0 | 0 | 18296.2682 | 14276.0477 | 14826.7975 | 0 | yes | Deficit |  |  | 0 | 0 | 0 | 0 | 0 |  | 0 | 0 | 0 | 0 | 103.6821 | yes |  | 0 | 0 | 0 | 103.6821 | 0 | no | 0 | 0 | 0 | 103.6821 | 0
| 17492.9838 | 0 | no | Surplus | yes |  | 0 | 0 | 0 | 803.2843 | 0 | no | 0 | 0 | 0 | 803.2843 | 4860 | no | 17492.9838 | 0 | 24300 |  |  | 0 |  |  | 0 | 0 | 0 | 0 | 0 |  | 0 | 0 | 0 | 0 | 0 | 17492.9838 | 14243.6975 | 14175.8378 | 0 | no | Surplus | yes |  | 0 | 0 | 0 | 583.1001 | 0 | no | 0 | 0 | 0 | 583.1001 | 0 |  |  | 0 | 0 | 0 | 0 | 0 |  | 0 | 0 | 0 | 0 | 0
| 16255.5715 | 0 | no | Surplus | yes |  | 0 | 0 | 0 | 1237.4123 | 0 | no | 0 | 0 | 0 | 1237.4123 | 4860 | no | 16255.5715 | 0 | 24300 |  |  | 0 |  |  | 0 | 0 | 0 | 0 | 0 |  | 0 | 0 | 0 | 0 | 0 | 16255.5715 | 13295.3493 | 13173.0726 | 0 | no | Surplus | yes |  | 0 | 0 | 0 | 880.4885 | 0 | no | 0 | 0 | 0 | 880.4885 | 0 |  |  | 0 | 0 | 0 | 0 | 0 |  | 0 | 0 | 0 | 0 | 0
| 16438.7196 | 0 | yes | Deficit |  |  | 0 | 0 | 0 | 0 | 0 |  | 0 | 0 | 0 | 0 | 4860 | no |  | 0 | 24300 | no | 16438.7196 | 0 | no | no | 0 | 0 | 0 | 0 | 0 |  | 0 | 0 | 0 | 0 | 0 | 16438.7196 | 13221.6171 | 13321.4908 | 0 | yes | Deficit |  |  | 0 | 0 | 0 | 0 | 0 |  | 0 | 0 | 0 | 0 | 48.5445 | yes |  | 0 | 0 | 0 | 48.5445 | 0 | no | 0 | 0 | 0 | 48.5445 | 0
| 15524.9189 | 0 | no | Surplus | yes |  | 0 | 0 | 0 | 913.8008 | 0 | no | 0 | 0 | 0 | 913.8008 | 4860 | no | 15524.9189 | 0 | 24300 |  |  | 0 |  |  | 0 | 0 | 0 | 0 | 0 |  | 0 | 0 | 0 | 0 | 0 | 15524.9189 | 12175.9295 | 12580.9715 | 0 | no | Surplus | yes |  | 0 | 0 | 0 | 1145.5613 | 0 | no | 0 | 0 | 0 | 1145.5613 | 0 |  |  | 0 | 0 | 0 | 0 | 0 |  | 0 | 0 | 0 | 0 | 0
| 16575.2358 | 0 | yes | Deficit |  |  | 0 | 0 | 0 | 0 | 0 |  | 0 | 0 | 0 | 0 | 4860 | no |  | 0 | 24300 | no | 16575.2358 | 0 | no | no | 0 | 0 | 0 | 0 | 0 |  | 0 | 0 | 0 | 0 | 0 | 16575.2358 | 15457.0308 | 13432.1198 | 0 | yes | Deficit |  |  | 0 | 0 | 0 | 0 | 0 |  | 0 | 0 | 0 | 0 | 2876.0593 | yes |  | 0 | 0 | 0 | 2876.0593 | 0 | no | 0 | 0 | 0 | 2876.0593 | 0
| 17520.8586 | 0 | yes | Deficit |  |  | 0 | 0 | 0 | 0 | 0 |  | 0 | 0 | 0 | 0 | 4860 | no |  | 0 | 24300 | no | 17520.8586 | 0 | no | no | 0 | 0 | 0 | 0 | 0 |  | 0 | 0 | 0 | 0 | 0 | 17520.8586 | 13695.0549 | 14198.4267 | 0 | yes | Deficit |  |  | 0 | 0 | 0 | 0 | 0 |  | 0 | 0 | 0 | 0 | 262.9351 | yes |  | 0 | 0 | 0 | 262.9351 | 0 | no | 0 | 0 | 0 | 262.9351 | 0
| 13983.5312 | 0 | no | Surplus | yes |  | 0 | 0 | 0 | 3537.3274 | 0 | no | 0 | 0 | 0 | 3537.3274 | 4860 | no | 13983.5312 | 0 | 24300 |  |  | 0 |  |  | 0 | 0 | 0 | 0 | 0 |  | 0 | 0 | 0 | 0 | 0 | 13983.5312 | 13878.0801 | 11331.8729 | 0 | no | Surplus | yes |  | 0 | 0 | 0 | 320.3466 | 0 | no | 0 | 0 | 0 | 320.3466 | 0 |  |  | 0 | 0 | 0 | 0 | 0 |  | 0 | 0 | 0 | 0 | 0
| 13227.4327 | 0 | no | Surplus | yes |  | 0 | 0 | 0 | 756.0985 | 0 | no | 0 | 0 | 0 | 756.0985 | 4860 | no | 13227.4327 | 0 | 24300 |  |  | 0 |  |  | 0 | 0 | 0 | 0 | 0 |  | 0 | 0 | 0 | 0 | 0 | 13227.4327 | 13850.3254 | 10719.1513 | 0 | yes | Deficit |  |  | 0 | 0 | 0 | 0 | 0 |  | 0 | 0 | 0 | 0 | 2518.4525 | yes |  | 0 | 0 | 0 | 2518.4525 | 0 | no | 0 | 0 | 0 | 2518.4525 | 0
| 11797.2353 | 0 | no | Surplus | yes |  | 0 | 0 | 0 | 1430.1974 | 0 | no | 0 | 0 | 0 | 1430.1974 | 4860 | no | 11797.2353 | 0 | 24300 |  |  | 0 |  |  | 0 | 0 | 0 | 0 | 0 |  | 0 | 0 | 0 | 0 | 0 | 11797.2353 | 13758.6953 | 9560.1583 | 0 | yes | Deficit |  |  | 0 | 0 | 0 | 0 | 0 |  | 0 | 0 | 0 | 0 | 3039.544 | yes |  | 0 | 0 | 0 | 3039.544 | 0 | no | 0 | 0 | 0 | 3039.544 | 0
| 14519.0503 | 0 | yes | Deficit |  |  | 0 | 0 | 0 | 0 | 0 |  | 0 | 0 | 0 | 0 | 4860 | no |  | 0 | 23594.4707 | no | 14519.0503 | 0 | no | no | 0 | 0 | 0 | 0 | 0 |  | 0 | 0 | 0 | 0 | 0 | 14519.0503 | 13744.4397 | 11765.843 | 0 | yes | Deficit |  |  | 0 | 0 | 0 | 0 | 0 |  | 0 | 0 | 0 | 0 | 4184.2814 | yes |  | 0 | 0 | 0 | 4184.2814 | 0 | no | 0 | 0 | 0 | 4184.2814 | 0
| 16858.3205 | 0 | yes | Deficit |  |  | 0 | 0 | 0 | 0 | 0 |  | 0 | 0 | 0 | 0 | 4860 | no |  | 0 | 24300 | no | 16858.3205 | 0 | no | no | 0 | 0 | 0 | 0 | 0 |  | 0 | 0 | 0 | 0 | 0 | 16858.3205 | 10864.6857 | 13661.5239 | 0 | no | Surplus | yes |  | 0 | 0 | 0 | 901.1574 | 0 | no | 0 | 0 | 0 | 901.1574 | 0 |  |  | 0 | 0 | 0 | 0 | 0 |  | 0 | 0 | 0 | 0 | 0
| 17671.4712 | 0 | yes | Deficit |  |  | 0 | 0 | 0 | 0 | 0 |  | 0 | 0 | 0 | 0 | 4860 | no |  | 0 | 24300 | no | 17671.4712 | 0 | no | no | 0 | 0 | 0 | 0 | 0 |  | 0 | 0 | 0 | 0 | 0 | 17671.4712 | 10619.3462 | 14320.4791 | 0 | no | Surplus | yes |  | 0 | 0 | 0 | 3042.1777 | 0 | no | 0 | 0 | 0 | 3042.1777 | 0 |  |  | 0 | 0 | 0 | 0 | 0 |  | 0 | 0 | 0 | 0 | 0
| 15246.0979 | 0 | no | Surplus | yes |  | 0 | 0 | 0 | 2425.3733 | 0 | no | 0 | 0 | 0 | 2425.3733 | 4860 | no | 15246.0979 | 0 | 24300 |  |  | 0 |  |  | 0 | 0 | 0 | 0 | 0 |  | 0 | 0 | 0 | 0 | 0 | 15246.0979 | 13087.5001 | 12355.0226 | 0 | no | Surplus | yes |  | 0 | 0 | 0 | 1232.979 | 0 | no | 0 | 0 | 0 | 1232.979 | 0 |  |  | 0 | 0 | 0 | 0 | 0 |  | 0 | 0 | 0 | 0 | 0
| 15510.9735 | 0 | yes | Deficit |  |  | 0 | 0 | 0 | 0 | 0 |  | 0 | 0 | 0 | 0 | 4860 | no |  | 0 | 24300 | no | 15510.9735 | 0 | no | no | 0 | 0 | 0 | 0 | 0 |  | 0 | 0 | 0 | 0 | 0 | 15510.9735 | 11936.3103 | 12569.6706 | 0 | no | Surplus | yes |  | 0 | 0 | 0 | 418.7123 | 0 | no | 0 | 0 | 0 | 418.7123 | 0 |  |  | 0 | 0 | 0 | 0 | 0 |  | 0 | 0 | 0 | 0 | 0
| 18299.2043 | 0 | yes | Deficit |  |  | 0 | 0 | 0 | 0 | 0 |  | 0 | 0 | 0 | 0 | 4860 | no |  | 0 | 24300 | no | 18299.2043 | 0 | no | no | 0 | 0 | 0 | 0 | 0 |  | 0 | 0 | 0 | 0 | 0 | 18299.2043 | 12788.0355 | 14829.1769 | 0 | yes | Deficit |  |  | 0 | 0 | 0 | 0 | 0 |  | 0 | 0 | 0 | 0 | 218.3649 | yes |  | 0 | 0 | 0 | 218.3649 | 0 | no | 0 | 0 | 0 | 218.3649 | 0
| 15935.6542 | 0 | no | Surplus | yes |  | 0 | 0 | 0 | 2363.5502 | 0 | no | 0 | 0 | 0 | 2363.5502 | 4860 | no | 15935.6542 | 0 | 24300 |  |  | 0 |  |  | 0 | 0 | 0 | 0 | 0 |  | 0 | 0 | 0 | 0 | 0 | 15935.6542 | 13488.3854 | 12913.8202 | 0 | no | Surplus | yes |  | 0 | 0 | 0 | 1340.7916 | 0 | no | 0 | 0 | 0 | 1340.7916 | 0 |  |  | 0 | 0 | 0 | 0 | 0 |  | 0 | 0 | 0 | 0 | 0
| 15785.1335 | 0 | no | Surplus | yes |  | 0 | 0 | 0 | 150.5207 | 0 | no | 0 | 0 | 0 | 150.5207 | 4860 | no | 15785.1335 | 0 | 24300 |  |  | 0 |  |  | 0 | 0 | 0 | 0 | 0 |  | 0 | 0 | 0 | 0 | 0 | 15785.1335 | 13565.1269 | 12791.8424 | 0 | yes | Deficit |  |  | 0 | 0 | 0 | 0 | 0 |  | 0 | 0 | 0 | 0 | 651.3067 | yes |  | 0 | 0 | 0 | 651.3067 | 0 | no | 0 | 0 | 0 | 651.3067 | 0
| 16220.9479 | 0 | yes | Deficit |  |  | 0 | 0 | 0 | 0 | 0 |  | 0 | 0 | 0 | 0 | 4860 | no |  | 0 | 24300 | no | 16220.9479 | 0 | no | no | 0 | 0 | 0 | 0 | 0 |  | 0 | 0 | 0 | 0 | 0 | 16220.9479 | 13596.0795 | 13145.0145 | 0 | yes | Deficit |  |  | 0 | 0 | 0 | 0 | 0 |  | 0 | 0 | 0 | 0 | 804.2371 | yes |  | 0 | 0 | 0 | 804.2371 | 0 | no | 0 | 0 | 0 | 804.2371 | 0
| 17015.1797 | 0 | yes | Deficit |  |  | 0 | 0 | 0 | 0 | 0 |  | 0 | 0 | 0 | 0 | 4860 | no |  | 0 | 24300 | no | 17015.1797 | 0 | no | no | 0 | 0 | 0 | 0 | 0 |  | 0 | 0 | 0 | 0 | 0 | 17015.1797 | 13503.4639 | 13788.6383 | 0 | yes | Deficit |  |  | 0 | 0 | 0 | 0 | 0 |  | 0 | 0 | 0 | 0 | 358.4495 | yes |  | 0 | 0 | 0 | 358.4495 | 0 | no | 0 | 0 | 0 | 358.4495 | 0
| 16373.5679 | 0 | no | Surplus | yes |  | 0 | 0 | 0 | 641.6117 | 0 | no | 0 | 0 | 0 | 641.6117 | 4860 | no | 16373.5679 | 0 | 24300 |  |  | 0 |  |  | 0 | 0 | 0 | 0 | 0 |  | 0 | 0 | 0 | 0 | 0 | 16373.5679 | 13271.1427 | 13268.6936 | 0 | no | Surplus | yes |  | 0 | 0 | 0 | 517.4956 | 0 | no | 0 | 0 | 0 | 517.4956 | 0 |  |  | 0 | 0 | 0 | 0 | 0 |  | 0 | 0 | 0 | 0 | 0
| 16176.3738 | 0 | no | Surplus | yes |  | 0 | 0 | 0 | 197.1942 | 0 | no | 0 | 0 | 0 | 197.1942 | 4860 | no | 16176.3738 | 0 | 24300 |  |  | 0 |  |  | 0 | 0 | 0 | 0 | 0 |  | 0 | 0 | 0 | 0 | 0 | 16176.3738 | 13019.8213 | 13108.8929 | 0 | no | Surplus | yes |  | 0 | 0 | 0 | 248.8723 | 0 | no | 0 | 0 | 0 | 248.8723 | 0 |  |  | 0 | 0 | 0 | 0 | 0 |  | 0 | 0 | 0 | 0 | 0
| 13138.4061 | 0 | no | Surplus | yes |  | 0 | 0 | 0 | 3037.9677 | 0 | no | 0 | 0 | 0 | 3037.9677 | 4860 | no | 13138.4061 | 0 | 24300 |  |  | 0 |  |  | 0 | 0 | 0 | 0 | 0 |  | 0 | 0 | 0 | 0 | 0 | 13138.4061 | 13133.3701 | 10647.0066 | 0 | yes | Deficit |  |  | 0 | 0 | 0 | 0 | 0 |  | 0 | 0 | 0 | 0 | 24.4773 | yes |  | 0 | 0 | 0 | 24.4773 | 0 | no | 0 | 0 | 0 | 24.4773 | 0
| 11422.2575 | 0 | no | Surplus | yes |  | 0 | 0 | 0 | 1716.1487 | 0 | no | 0 | 0 | 0 | 1716.1487 | 4860 | no | 11422.2575 | 0 | 24300 |  |  | 0 |  |  | 0 | 0 | 0 | 0 | 0 |  | 0 | 0 | 0 | 0 | 0 | 11422.2575 | 13431.1391 | 9256.2864 | 0 | yes | Deficit |  |  | 0 | 0 | 0 | 0 | 0 |  | 0 | 0 | 0 | 0 | 2784.1325 | yes |  | 0 | 0 | 0 | 2784.1325 | 0 | no | 0 | 0 | 0 | 2784.1325 | 0
| 12655.2653 | 0 | yes | Deficit |  |  | 0 | 0 | 0 | 0 | 0 |  | 0 | 0 | 0 | 0 | 4860 | no |  | 0 | 22844.5149 | no | 12655.2653 | 0 | no | no | 0 | 0 | 0 | 0 | 0 |  | 0 | 0 | 0 | 0 | 0 | 12655.2653 | 13821.776 | 10255.4824 | 0 | yes | Deficit |  |  | 0 | 0 | 0 | 0 | 0 |  | 0 | 0 | 0 | 0 | 4565.4895 | yes |  | 0 | 0 | 0 | 4565.4895 | 0 | no | 0 | 0 | 0 | 4565.4895 | 0
| 12171.3372 | 0 | no | Surplus | yes |  | 0 | 0 | 0 | 483.928 | 0 | no | 0 | 0 | 0 | 483.928 | 4860 | no | 12171.3372 | 0 | 24300 |  |  | 0 |  |  | 0 | 0 | 0 | 0 | 0 |  | 0 | 0 | 0 | 0 | 0 | 12171.3372 | 15012.4343 | 9863.3203 | 0 | yes | Deficit |  |  | 0 | 0 | 0 | 0 | 0 |  | 0 | 0 | 0 | 0 | 4756.9519 | yes |  | 0 | 0 | 0 | 4756.9519 | 0 | no | 0 | 0 | 0 | 4756.9519 | 0
| 11706.5763 | 0 | no | Surplus | yes |  | 0 | 0 | 0 | 464.7609 | 0 | no | 0 | 0 | 0 | 464.7609 | 4860 | no | 11706.5763 | 0 | 24300 |  |  | 0 |  |  | 0 | 0 | 0 | 0 | 0 |  | 0 | 0 | 0 | 0 | 0 | 11706.5763 | 15460.1735 | 9486.6907 | 0 | yes | Deficit |  |  | 0 | 0 | 0 | 0 | 0 |  | 0 | 0 | 0 | 0 | 5596.8532 | yes |  | 0 | 0 | 0 | 5596.8532 | 0 | no | 0 | 0 | 0 | 5596.8532 | 0
| 12718.5232 | 0 | yes | Deficit |  |  | 0 | 0 | 0 | 0 | 0 |  | 0 | 0 | 0 | 0 | 4860 | no |  | 0 | 23413.1526 | no | 12718.5232 | 0 | no | no | 0 | 0 | 0 | 0 | 0 |  | 0 | 0 | 0 | 0 | 0 | 12718.5232 | 14476.5752 | 10306.7449 | 0 | yes | Deficit |  |  | 0 | 0 | 0 | 0 | 0 |  | 0 | 0 | 0 | 0 | 4989.8845 | yes |  | 0 | 0 | 0 | 4989.8845 | 0 | no | 0 | 0 | 0 | 4989.8845 | 0
| 11407.9038 | 0 | no | Surplus | yes |  | 0 | 0 | 0 | 1310.6193 | 0 | no | 0 | 0 | 0 | 1310.6193 | 4860 | no | 11407.9038 | 0 | 24300 |  |  | 0 |  |  | 0 | 0 | 0 | 0 | 0 |  | 0 | 0 | 0 | 0 | 0 | 11407.9038 | 15738.6593 | 9244.6546 | 0 | yes | Deficit |  |  | 0 | 0 | 0 | 0 | 0 |  | 0 | 0 | 0 | 0 | 5431.9145 | yes |  | 0 | 0 | 0 | 5431.9145 | 0 | no | 0 | 0 | 0 | 5431.9145 | 0
| 10507.6904 | 0 | no | Surplus | yes |  | 0 | 0 | 0 | 900.2134 | 0 | no | 0 | 0 | 0 | 900.2134 | 4860 | no | 10507.6904 | 0 | 22815.8077 |  |  | 0 |  |  | 0 | 0 | 0 | 0 | 0 |  | 0 | 0 | 0 | 0 | 0 | 10507.6904 | 15901.0148 | 8515.1462 | 0 | yes | Deficit |  |  | 0 | 0 | 0 | 0 | 0 |  | 0 | 0 | 0 | 0 | 6656.3602 | yes |  | 0 | 0 | 0 | 6656.3602 | 0 | no | 0 | 0 | 0 | 6656.3602 | 0
| 11047.6514 | 0 | yes | Deficit |  |  | 0 | 0 | 0 | 0 | 0 |  | 0 | 0 | 0 | 0 | 4860 | no |  | 0 | 21015.3809 | no | 11047.6514 | 0 | no | no | 0 | 0 | 0 | 0 | 0 |  | 0 | 0 | 0 | 0 | 0 | 11047.6514 | 15827.1987 | 8952.7159 | 0 | yes | Deficit |  |  | 0 | 0 | 0 | 0 | 0 |  | 0 | 0 | 0 | 0 | 7312.0525 | yes |  | 0 | 0 | 0 | 7312.0525 | 0 | no | 0 | 0 | 0 | 7312.0525 | 0
| 11422.5936 | 0 | yes | Deficit |  |  | 0 | 0 | 0 | 0 | 0 |  | 0 | 0 | 0 | 0 | 4860 | no |  | 0 | 22095.3029 | no | 11422.5936 | 0 | no | no | 0 | 0 | 0 | 0 | 0 |  | 0 | 0 | 0 | 0 | 0 | 11422.5936 | 15365.3073 | 9256.5588 | 0 | yes | Deficit |  |  | 0 | 0 | 0 | 0 | 0 |  | 0 | 0 | 0 | 0 | 6412.5914 | yes |  | 0 | 0 | 0 | 6412.5914 | 0 | no | 0 | 0 | 0 | 6412.5914 | 0
| 11702.4426 | 0 | yes | Deficit |  |  | 0 | 0 | 0 | 0 | 0 |  | 0 | 0 | 0 | 0 | 4860 | no |  | 0 | 22845.1872 | no | 11702.4426 | 0 | no | no | 0 | 0 | 0 | 0 | 0 |  | 0 | 0 | 0 | 0 | 0 | 11702.4426 | 16104.8793 | 9483.3409 | 0 | yes | Deficit |  |  | 0 | 0 | 0 | 0 | 0 |  | 0 | 0 | 0 | 0 | 6848.3204 | yes |  | 0 | 0 | 0 | 6848.3204 | 0 | no | 0 | 0 | 0 | 6848.3204 | 0
| 13852.0288 | 0 | yes | Deficit |  |  | 0 | 0 | 0 | 0 | 0 |  | 0 | 0 | 0 | 0 | 4860 | no |  | 0 | 23404.8852 | no | 13852.0288 | 0 | no | no | 0 | 0 | 0 | 0 | 0 |  | 0 | 0 | 0 | 0 | 0 | 13852.0288 | 16311.8579 | 11225.307 | 0 | yes | Deficit |  |  | 0 | 0 | 0 | 0 | 0 |  | 0 | 0 | 0 | 0 | 6828.517 | yes |  | 0 | 0 | 0 | 6828.517 | 0 | no | 0 | 0 | 0 | 6828.517 | 0
| 11101.8579 | 0 | no | Surplus | yes |  | 0 | 0 | 0 | 2750.1709 | 0 | no | 0 | 0 | 0 | 2750.1709 | 4860 | no | 11101.8579 | 0 | 24300 |  |  | 0 |  |  | 0 | 0 | 0 | 0 | 0 |  | 0 | 0 | 0 | 0 | 0 | 11101.8579 | 15743.6858 | 8996.6434 | 0 | yes | Deficit |  |  | 0 | 0 | 0 | 0 | 0 |  | 0 | 0 | 0 | 0 | 4518.3788 | yes |  | 0 | 0 | 0 | 4518.3788 | 0 | no | 0 | 0 | 0 | 4518.3788 | 0
| 11959.8163 | 0 | yes | Deficit |  |  | 0 | 0 | 0 | 0 | 0 |  | 0 | 0 | 0 | 0 | 4860 | no |  | 0 | 22203.7159 | no | 11959.8163 | 0 | no | no | 0 | 0 | 0 | 0 | 0 |  | 0 | 0 | 0 | 0 | 0 | 11959.8163 | 15112.7158 | 9691.9095 | 0 | yes | Deficit |  |  | 0 | 0 | 0 | 0 | 0 |  | 0 | 0 | 0 | 0 | 6116.0724 | yes |  | 0 | 0 | 0 | 6116.0724 | 0 | no | 0 | 0 | 0 | 6116.0724 | 0
| 10788.6371 | 0 | no | Surplus | yes |  | 0 | 0 | 0 | 1171.1792 | 0 | no | 0 | 0 | 0 | 1171.1792 | 4860 | no | 10788.6371 | 0 | 23919.6326 |  |  | 0 |  |  | 0 | 0 | 0 | 0 | 0 |  | 0 | 0 | 0 | 0 | 0 | 10788.6371 | 15186.3342 | 8742.8177 | 0 | yes | Deficit |  |  | 0 | 0 | 0 | 0 | 0 |  | 0 | 0 | 0 | 0 | 5494.4247 | yes |  | 0 | 0 | 0 | 5494.4247 | 0 | no | 0 | 0 | 0 | 5494.4247 | 0
| 10766.3807 | 0 | no | Surplus | yes |  | 0 | 0 | 0 | 22.2564 | 0 | no | 0 | 0 | 0 | 22.2564 | 4860 | no | 10766.3807 | 0 | 21577.2742 |  |  | 0 |  |  | 0 | 0 | 0 | 0 | 0 |  | 0 | 0 | 0 | 0 | 0 | 10766.3807 | 14923.8296 | 8724.7817 | 0 | yes | Deficit |  |  | 0 | 0 | 0 | 0 | 0 |  | 0 | 0 | 0 | 0 | 6181.0119 | yes |  | 0 | 0 | 0 | 6181.0119 | 0 | no | 0 | 0 | 0 | 6181.0119 | 0
| 13007.3929 | 0 | yes | Deficit |  |  | 0 | 0 | 0 | 0 | 0 |  | 0 | 0 | 0 | 0 | 4860 | no |  | 0 | 21532.7614 | no | 13007.3929 | 0 | no | no | 0 | 0 | 0 | 0 | 0 |  | 0 | 0 | 0 | 0 | 0 | 13007.3929 | 15187.5161 | 10540.837 | 0 | yes | Deficit |  |  | 0 | 0 | 0 | 0 | 0 |  | 0 | 0 | 0 | 0 | 6462.7343 | yes |  | 0 | 0 | 0 | 6462.7343 | 0 | no | 0 | 0 | 0 | 6462.7343 | 0
| 13230.9652 | 0 | yes | Deficit |  |  | 0 | 0 | 0 | 0 | 0 |  | 0 | 0 | 0 | 0 | 4860 | no |  | 0 | 24300 | no | 13230.9652 | 0 | no | no | 0 | 0 | 0 | 0 | 0 |  | 0 | 0 | 0 | 0 | 0 | 13230.9652 | 15744.83 | 10722.0139 | 0 | yes | Deficit |  |  | 0 | 0 | 0 | 0 | 0 |  | 0 | 0 | 0 | 0 | 5203.993 | yes |  | 0 | 0 | 0 | 5203.993 | 0 | no | 0 | 0 | 0 | 5203.993 | 0
| 15471.4146 | 0 | yes | Deficit |  |  | 0 | 0 | 0 | 0 | 0 |  | 0 | 0 | 0 | 0 | 4860 | no |  | 0 | 24300 | no | 15471.4146 | 0 | no | no | 0 | 0 | 0 | 0 | 0 |  | 0 | 0 | 0 | 0 | 0 | 15471.4146 | 15927.8133 | 12537.6131 | 0 | yes | Deficit |  |  | 0 | 0 | 0 | 0 | 0 |  | 0 | 0 | 0 | 0 | 5205.7994 | yes |  | 0 | 0 | 0 | 5205.7994 | 0 | no | 0 | 0 | 0 | 5205.7994 | 0
| 15339.3575 | 0 | no | Surplus | yes |  | 0 | 0 | 0 | 132.0571 | 0 | no | 0 | 0 | 0 | 132.0571 | 4860 | no | 15339.3575 | 0 | 24300 |  |  | 0 |  |  | 0 | 0 | 0 | 0 | 0 |  | 0 | 0 | 0 | 0 | 0 | 15339.3575 | 16184.0405 | 12430.5976 | 0 | yes | Deficit |  |  | 0 | 0 | 0 | 0 | 0 |  | 0 | 0 | 0 | 0 | 3646.4274 | yes |  | 0 | 0 | 0 | 3646.4274 | 0 | no | 0 | 0 | 0 | 3646.4274 | 0
| 16504.9404 | 0 | yes | Deficit |  |  | 0 | 0 | 0 | 0 | 0 |  | 0 | 0 | 0 | 0 | 4860 | no |  | 0 | 24300 | no | 16504.9404 | 0 | no | no | 0 | 0 | 0 | 0 | 0 |  | 0 | 0 | 0 | 0 | 0 | 16504.9404 | 16297.0015 | 13375.1543 | 0 | yes | Deficit |  |  | 0 | 0 | 0 | 0 | 0 |  | 0 | 0 | 0 | 0 | 3866.4038 | yes |  | 0 | 0 | 0 | 3866.4038 | 0 | no | 0 | 0 | 0 | 3866.4038 | 0
| 19303.6568 | 0 | yes | Deficit |  |  | 0 | 0 | 0 | 0 | 0 |  | 0 | 0 | 0 | 0 | 4860 | no |  | 0 | 24300 | no | 19303.6568 | 0 | no | no | 0 | 0 | 0 | 0 | 0 |  | 0 | 0 | 0 | 0 | 0 | 19303.6568 | 15191.5334 | 15643.1579 | 0 | yes | Deficit |  |  | 0 | 0 | 0 | 0 | 0 |  | 0 | 0 | 0 | 0 | 1816.3791 | yes |  | 0 | 0 | 0 | 1816.3791 | 0 | no | 0 | 0 | 0 | 1816.3791 | 0
| 14620.4309 | 0 | no | Surplus | yes |  | 0 | 0 | 0 | 4683.2259 | 0 | no | 0 | 0 | 0 | 4683.2259 | 4860 | no | 14620.4309 | 0 | 24300 |  |  | 0 |  |  | 0 | 0 | 0 | 0 | 0 |  | 0 | 0 | 0 | 0 | 0 | 14620.4309 | 15340.7432 | 11847.9991 | 0 | no | Surplus | yes |  | 0 | 0 | 0 | 302.4147 | 0 | no | 0 | 0 | 0 | 302.4147 | 0 |  |  | 0 | 0 | 0 | 0 | 0 |  | 0 | 0 | 0 | 0 | 0
| 14281.974 | 0 | no | Surplus | yes |  | 0 | 0 | 0 | 338.4569 | 0 | no | 0 | 0 | 0 | 338.4569 | 4860 | no | 14281.974 | 0 | 24300 |  |  | 0 |  |  | 0 | 0 | 0 | 0 | 0 |  | 0 | 0 | 0 | 0 | 0 | 14281.974 | 15846.5801 | 11573.7229 | 0 | yes | Deficit |  |  | 0 | 0 | 0 | 0 | 0 |  | 0 | 0 | 0 | 0 | 3998.5809 | yes |  | 0 | 0 | 0 | 3998.5809 | 0 | no | 0 | 0 | 0 | 3998.5809 | 0
| 16532.9706 | 0 | yes | Deficit |  |  | 0 | 0 | 0 | 0 | 0 |  | 0 | 0 | 0 | 0 | 4860 | no |  | 0 | 24300 | no | 16532.9706 | 0 | no | no | 0 | 0 | 0 | 0 | 0 |  | 0 | 0 | 0 | 0 | 0 | 16532.9706 | 15695.0788 | 13397.8692 | 0 | yes | Deficit |  |  | 0 | 0 | 0 | 0 | 0 |  | 0 | 0 | 0 | 0 | 4121.3559 | yes |  | 0 | 0 | 0 | 4121.3559 | 0 | no | 0 | 0 | 0 | 4121.3559 | 0
| 16344.9199 | 0 | no | Surplus | yes |  | 0 | 0 | 0 | 188.0507 | 0 | no | 0 | 0 | 0 | 188.0507 | 4860 | no | 16344.9199 | 0 | 24300 |  |  | 0 |  |  | 0 | 0 | 0 | 0 | 0 |  | 0 | 0 | 0 | 0 | 0 | 16344.9199 | 15776.51 | 13245.478 | 0 | yes | Deficit |  |  | 0 | 0 | 0 | 0 | 0 |  | 0 | 0 | 0 | 0 | 2378.6408 | yes |  | 0 | 0 | 0 | 2378.6408 | 0 | no | 0 | 0 | 0 | 2378.6408 | 0
| 16049.285 | 0 | no | Surplus | yes |  | 0 | 0 | 0 | 295.6349 | 0 | no | 0 | 0 | 0 | 295.6349 | 4860 | no | 16049.285 | 0 | 24300 |  |  | 0 |  |  | 0 | 0 | 0 | 0 | 0 |  | 0 | 0 | 0 | 0 | 0 | 16049.285 | 15676.192 | 13005.9036 | 0 | yes | Deficit |  |  | 0 | 0 | 0 | 0 | 0 |  | 0 | 0 | 0 | 0 | 2430.714 | yes |  | 0 | 0 | 0 | 2430.714 | 0 | no | 0 | 0 | 0 | 2430.714 | 0
| 17361.0057 | 0 | yes | Deficit |  |  | 0 | 0 | 0 | 0 | 0 |  | 0 | 0 | 0 | 0 | 4860 | no |  | 0 | 24300 | no | 17361.0057 | 0 | no | no | 0 | 0 | 0 | 0 | 0 |  | 0 | 0 | 0 | 0 | 0 | 17361.0057 | 16013.9055 | 14068.8863 | 0 | yes | Deficit |  |  | 0 | 0 | 0 | 0 | 0 |  | 0 | 0 | 0 | 0 | 3008.002 | yes |  | 0 | 0 | 0 | 3008.002 | 0 | no | 0 | 0 | 0 | 3008.002 | 0
| 16176.6322 | 0 | no | Surplus | yes |  | 0 | 0 | 0 | 1184.3735 | 0 | no | 0 | 0 | 0 | 1184.3735 | 4860 | no | 16176.6322 | 0 | 24300 |  |  | 0 |  |  | 0 | 0 | 0 | 0 | 0 |  | 0 | 0 | 0 | 0 | 0 | 16176.6322 | 15530.3101 | 13109.1023 | 0 | yes | Deficit |  |  | 0 | 0 | 0 | 0 | 0 |  | 0 | 0 | 0 | 0 | 1461.4238 | yes |  | 0 | 0 | 0 | 1461.4238 | 0 | no | 0 | 0 | 0 | 1461.4238 | 0
| 15425.9646 | 0 | no | Surplus | yes |  | 0 | 0 | 0 | 750.6676 | 0 | no | 0 | 0 | 0 | 750.6676 | 4860 | no | 15425.9646 | 0 | 24300 |  |  | 0 |  |  | 0 | 0 | 0 | 0 | 0 |  | 0 | 0 | 0 | 0 | 0 | 15425.9646 | 14629.289 | 12500.7817 | 0 | yes | Deficit |  |  | 0 | 0 | 0 | 0 | 0 |  | 0 | 0 | 0 | 0 | 1520.1867 | yes |  | 0 | 0 | 0 | 1520.1867 | 0 | no | 0 | 0 | 0 | 1520.1867 | 0
| 15108.6269 | 0 | no | Surplus | yes |  | 0 | 0 | 0 | 317.3377 | 0 | no | 0 | 0 | 0 | 317.3377 | 4860 | no | 15108.6269 | 0 | 24300 |  |  | 0 |  |  | 0 | 0 | 0 | 0 | 0 |  | 0 | 0 | 0 | 0 | 0 | 15108.6269 | 14550.9101 | 12243.6198 | 0 | yes | Deficit |  |  | 0 | 0 | 0 | 0 | 0 |  | 0 | 0 | 0 | 0 | 2050.1284 | yes |  | 0 | 0 | 0 | 2050.1284 | 0 | no | 0 | 0 | 0 | 2050.1284 | 0
| 14883.5992 | 0 | no | Surplus | yes |  | 0 | 0 | 0 | 225.0277 | 0 | no | 0 | 0 | 0 | 225.0277 | 4860 | no | 14883.5992 | 0 | 24300 |  |  | 0 |  |  | 0 | 0 | 0 | 0 | 0 |  | 0 | 0 | 0 | 0 | 0 | 14883.5992 | 14456.6684 | 12061.2635 | 0 | yes | Deficit |  |  | 0 | 0 | 0 | 0 | 0 |  | 0 | 0 | 0 | 0 | 2213.0486 | yes |  | 0 | 0 | 0 | 2213.0486 | 0 | no | 0 | 0 | 0 | 2213.0486 | 0
| 11821.879 | 0 | no | Surplus | yes |  | 0 | 0 | 0 | 3061.7202 | 0 | no | 0 | 0 | 0 | 3061.7202 | 4860 | no | 11821.879 | 0 | 24300 |  |  | 0 |  |  | 0 | 0 | 0 | 0 | 0 |  | 0 | 0 | 0 | 0 | 0 | 11821.879 | 14367.6293 | 9580.1288 | 0 | yes | Deficit |  |  | 0 | 0 | 0 | 0 | 0 |  | 0 | 0 | 0 | 0 | 2306.3658 | yes |  | 0 | 0 | 0 | 2306.3658 | 0 | no | 0 | 0 | 0 | 2306.3658 | 0
| 11376.969 | 0 | no | Surplus | yes |  | 0 | 0 | 0 | 444.91 | 0 | no | 0 | 0 | 0 | 444.91 | 4860 | no | 11376.969 | 0 | 23643.758 |  |  | 0 |  |  | 0 | 0 | 0 | 0 | 0 |  | 0 | 0 | 0 | 0 | 0 | 11376.969 | 14149.0649 | 9219.5859 | 0 | yes | Deficit |  |  | 0 | 0 | 0 | 0 | 0 |  | 0 | 0 | 0 | 0 | 4568.9361 | yes |  | 0 | 0 | 0 | 4568.9361 | 0 | no | 0 | 0 | 0 | 4568.9361 | 0
| 12418.9826 | 0 | yes | Deficit |  |  | 0 | 0 | 0 | 0 | 0 |  | 0 | 0 | 0 | 0 | 4860 | no |  | 0 | 22753.938 | no | 12418.9826 | 0 | no | no | 0 | 0 | 0 | 0 | 0 |  | 0 | 0 | 0 | 0 | 0 | 12418.9826 | 14352.5442 | 10064.0053 | 0 | yes | Deficit |  |  | 0 | 0 | 0 | 0 | 0 |  | 0 | 0 | 0 | 0 | 5132.9583 | yes |  | 0 | 0 | 0 | 5132.9583 | 0 | no | 0 | 0 | 0 | 5132.9583 | 0
| 15451.1611 | 0 | yes | Deficit |  |  | 0 | 0 | 0 | 0 | 0 |  | 0 | 0 | 0 | 0 | 4860 | no |  | 0 | 24300 | no | 15451.1611 | 0 | no | no | 0 | 0 | 0 | 0 | 0 |  | 0 | 0 | 0 | 0 | 0 | 15451.1611 | 14249.0044 | 12521.2003 | 0 | yes | Deficit |  |  | 0 | 0 | 0 | 0 | 0 |  | 0 | 0 | 0 | 0 | 4184.9991 | yes |  | 0 | 0 | 0 | 4184.9991 | 0 | no | 0 | 0 | 0 | 4184.9991 | 0
| 15142.3713 | 0 | no | Surplus | yes |  | 0 | 0 | 0 | 308.7898 | 0 | no | 0 | 0 | 0 | 308.7898 | 4860 | no | 15142.3713 | 0 | 24300 |  |  | 0 |  |  | 0 | 0 | 0 | 0 | 0 |  | 0 | 0 | 0 | 0 | 0 | 15142.3713 | 14240.9558 | 12270.9654 | 0 | yes | Deficit |  |  | 0 | 0 | 0 | 0 | 0 |  | 0 | 0 | 0 | 0 | 1719.7555 | yes |  | 0 | 0 | 0 | 1719.7555 | 0 | no | 0 | 0 | 0 | 1719.7555 | 0
| 13826.0935 | 0 | no | Surplus | yes |  | 0 | 0 | 0 | 1316.2778 | 0 | no | 0 | 0 | 0 | 1316.2778 | 4860 | no | 13826.0935 | 0 | 24300 |  |  | 0 |  |  | 0 | 0 | 0 | 0 | 0 |  | 0 | 0 | 0 | 0 | 0 | 13826.0935 | 14958.2203 | 11204.2897 | 0 | yes | Deficit |  |  | 0 | 0 | 0 | 0 | 0 |  | 0 | 0 | 0 | 0 | 2687.2549 | yes |  | 0 | 0 | 0 | 2687.2549 | 0 | no | 0 | 0 | 0 | 2687.2549 | 0
| 14501.2298 | 0 | yes | Deficit |  |  | 0 | 0 | 0 | 0 | 0 |  | 0 | 0 | 0 | 0 | 4860 | no |  | 0 | 24300 | no | 14501.2298 | 0 | no | no | 0 | 0 | 0 | 0 | 0 |  | 0 | 0 | 0 | 0 | 0 | 14501.2298 | 15419.1494 | 11751.4018 | 0 | yes | Deficit |  |  | 0 | 0 | 0 | 0 | 0 |  | 0 | 0 | 0 | 0 | 4214.8597 | yes |  | 0 | 0 | 0 | 4214.8597 | 0 | no | 0 | 0 | 0 | 4214.8597 | 0
| 12800.4679 | 0 | no | Surplus | yes |  | 0 | 0 | 0 | 1700.7619 | 0 | no | 0 | 0 | 0 | 1700.7619 | 4860 | no | 12800.4679 | 0 | 24300 |  |  | 0 |  |  | 0 | 0 | 0 | 0 | 0 |  | 0 | 0 | 0 | 0 | 0 | 12800.4679 | 16883.985 | 10373.1506 | 0 | yes | Deficit |  |  | 0 | 0 | 0 | 0 | 0 |  | 0 | 0 | 0 | 0 | 5132.5832 | yes |  | 0 | 0 | 0 | 5132.5832 | 0 | no | 0 | 0 | 0 | 5132.5832 | 0
| 15363.9203 | 0 | yes | Deficit |  |  | 0 | 0 | 0 | 0 | 0 |  | 0 | 0 | 0 | 0 | 4860 | no |  | 0 | 24300 | no | 15363.9203 | 0 | no | no | 0 | 0 | 0 | 0 | 0 |  | 0 | 0 | 0 | 0 | 0 | 15363.9203 | 16972.7084 | 12450.5026 | 0 | yes | Deficit |  |  | 0 | 0 | 0 | 0 | 0 |  | 0 | 0 | 0 | 0 | 6599.5578 | yes |  | 0 | 0 | 0 | 6599.5578 | 0 | no | 0 | 0 | 0 | 6599.5578 | 0
| 16715.9761 | 0 | yes | Deficit |  |  | 0 | 0 | 0 | 0 | 0 |  | 0 | 0 | 0 | 0 | 4860 | no |  | 0 | 24300 | no | 16715.9761 | 0 | no | no | 0 | 0 | 0 | 0 | 0 |  | 0 | 0 | 0 | 0 | 0 | 16715.9761 | 15920.3681 | 13546.1718 | 0 | yes | Deficit |  |  | 0 | 0 | 0 | 0 | 0 |  | 0 | 0 | 0 | 0 | 3469.8654 | yes |  | 0 | 0 | 0 | 3469.8654 | 0 | no | 0 | 0 | 0 | 3469.8654 | 0
| 15653.8957 | 0 | no | Surplus | yes |  | 0 | 0 | 0 | 1062.0803 | 0 | no | 0 | 0 | 0 | 1062.0803 | 4860 | no | 15653.8957 | 0 | 24300 |  |  | 0 |  |  | 0 | 0 | 0 | 0 | 0 |  | 0 | 0 | 0 | 0 | 0 | 15653.8957 | 15778.7641 | 12685.4909 | 0 | yes | Deficit |  |  | 0 | 0 | 0 | 0 | 0 |  | 0 | 0 | 0 | 0 | 2232.5923 | yes |  | 0 | 0 | 0 | 2232.5923 | 0 | no | 0 | 0 | 0 | 2232.5923 | 0
| 14743.2431 | 0 | no | Surplus | yes |  | 0 | 0 | 0 | 910.6526 | 0 | no | 0 | 0 | 0 | 910.6526 | 4860 | no | 14743.2431 | 0 | 24300 |  |  | 0 |  |  | 0 | 0 | 0 | 0 | 0 |  | 0 | 0 | 0 | 0 | 0 | 14743.2431 | 16272.7787 | 11947.5228 | 0 | yes | Deficit |  |  | 0 | 0 | 0 | 0 | 0 |  | 0 | 0 | 0 | 0 | 3587.2878 | yes |  | 0 | 0 | 0 | 3587.2878 | 0 | no | 0 | 0 | 0 | 3587.2878 | 0
| 14970.5076 | 0 | yes | Deficit |  |  | 0 | 0 | 0 | 0 | 0 |  | 0 | 0 | 0 | 0 | 4860 | no |  | 0 | 24300 | no | 14970.5076 | 0 | no | no | 0 | 0 | 0 | 0 | 0 |  | 0 | 0 | 0 | 0 | 0 | 14970.5076 | 16434.3174 | 12131.6917 | 0 | yes | Deficit |  |  | 0 | 0 | 0 | 0 | 0 |  | 0 | 0 | 0 | 0 | 4486.7946 | yes |  | 0 | 0 | 0 | 4486.7946 | 0 | no | 0 | 0 | 0 | 4486.7946 | 0
| 15702.6641 | 0 | yes | Deficit |  |  | 0 | 0 | 0 | 0 | 0 |  | 0 | 0 | 0 | 0 | 4860 | no |  | 0 | 24300 | no | 15702.6641 | 0 | no | no | 0 | 0 | 0 | 0 | 0 |  | 0 | 0 | 0 | 0 | 0 | 15702.6641 | 15724.059 | 12725.0114 | 0 | yes | Deficit |  |  | 0 | 0 | 0 | 0 | 0 |  | 0 | 0 | 0 | 0 | 3592.3673 | yes |  | 0 | 0 | 0 | 3592.3673 | 0 | no | 0 | 0 | 0 | 3592.3673 | 0
| 17471.0063 | 0 | yes | Deficit |  |  | 0 | 0 | 0 | 0 | 0 |  | 0 | 0 | 0 | 0 | 4860 | no |  | 0 | 24300 | no | 17471.0063 | 0 | no | no | 0 | 0 | 0 | 0 | 0 |  | 0 | 0 | 0 | 0 | 0 | 17471.0063 | 15041.7666 | 14158.0278 | 0 | yes | Deficit |  |  | 0 | 0 | 0 | 0 | 0 |  | 0 | 0 | 0 | 0 | 2316.7551 | yes |  | 0 | 0 | 0 | 2316.7551 | 0 | no | 0 | 0 | 0 | 2316.7551 | 0
| 17798.1957 | 0 | yes | Deficit |  |  | 0 | 0 | 0 | 0 | 0 |  | 0 | 0 | 0 | 0 | 4860 | no |  | 0 | 24300 | no | 17798.1957 | 0 | no | no | 0 | 0 | 0 | 0 | 0 |  | 0 | 0 | 0 | 0 | 0 | 17798.1957 | 15323.8562 | 14423.1732 | 0 | yes | Deficit |  |  | 0 | 0 | 0 | 0 | 0 |  | 0 | 0 | 0 | 0 | 1165.8284 | yes |  | 0 | 0 | 0 | 1165.8284 | 0 | no | 0 | 0 | 0 | 1165.8284 | 0
| 18117.5569 | 0 | yes | Deficit |  |  | 0 | 0 | 0 | 0 | 0 |  | 0 | 0 | 0 | 0 | 4860 | no |  | 0 | 24300 | no | 18117.5569 | 0 | no | no | 0 | 0 | 0 | 0 | 0 |  | 0 | 0 | 0 | 0 | 0 | 18117.5569 | 15146.9004 | 14681.9748 | 0 | yes | Deficit |  |  | 0 | 0 | 0 | 0 | 0 |  | 0 | 0 | 0 | 0 | 723.7272 | yes |  | 0 | 0 | 0 | 723.7272 | 0 | no | 0 | 0 | 0 | 723.7272 | 0
| 18267.3832 | 0 | yes | Deficit |  |  | 0 | 0 | 0 | 0 | 0 |  | 0 | 0 | 0 | 0 | 4860 | no |  | 0 | 24300 | no | 18267.3832 | 0 | no | no | 0 | 0 | 0 | 0 | 0 |  | 0 | 0 | 0 | 0 | 0 | 18267.3832 | 15333.0461 | 14803.3899 | 0 | yes | Deficit |  |  | 0 | 0 | 0 | 0 | 0 |  | 0 | 0 | 0 | 0 | 651.0713 | yes |  | 0 | 0 | 0 | 651.0713 | 0 | no | 0 | 0 | 0 | 651.0713 | 0
| 18229.1879 | 0 | no | Surplus | yes |  | 0 | 0 | 0 | 38.1953 | 0 | no | 0 | 0 | 0 | 38.1953 | 4860 | no | 18229.1879 | 0 | 24300 |  |  | 0 |  |  | 0 | 0 | 0 | 0 | 0 |  | 0 | 0 | 0 | 0 | 0 | 18229.1879 | 15675.5309 | 14772.4375 | 0 | yes | Deficit |  |  | 0 | 0 | 0 | 0 | 0 |  | 0 | 0 | 0 | 0 | 872.141 | yes |  | 0 | 0 | 0 | 872.141 | 0 | no | 0 | 0 | 0 | 872.141 | 0
| 19252.6067 | 0 | yes | Deficit |  |  | 0 | 0 | 0 | 0 | 0 |  | 0 | 0 | 0 | 0 | 4860 | no |  | 0 | 24300 | no | 19252.6067 | 0 | no | no | 0 | 0 | 0 | 0 | 0 |  | 0 | 0 | 0 | 0 | 0 | 19252.6067 | 17833.5233 | 15601.7883 | 0 | yes | Deficit |  |  | 0 | 0 | 0 | 0 | 0 |  | 0 | 0 | 0 | 0 | 3061.0858 | yes |  | 0 | 0 | 0 | 3061.0858 | 0 | no | 0 | 0 | 0 | 3061.0858 | 0
| 21347.0363 | 0 | yes | Deficit |  |  | 0 | 0 | 0 | 0 | 0 |  | 0 | 0 | 0 | 0 | 4860 | no |  | 0 | 24300 | no | 21347.0363 | 0 | no | no | 0 | 0 | 0 | 0 | 0 |  | 0 | 0 | 0 | 0 | 0 | 21347.0363 | 17920.464 | 17299.057 | 0 | yes | Deficit |  |  | 0 | 0 | 0 | 0 | 0 |  | 0 | 0 | 0 | 0 | 2318.6757 | yes |  | 0 | 0 | 0 | 2318.6757 | 0 | no | 0 | 0 | 0 | 2318.6757 | 0
| 18733.9591 | 0 | no | Surplus | yes |  | 0 | 0 | 0 | 2613.0772 | 0 | no | 0 | 0 | 0 | 2613.0772 | 4860 | no | 18733.9591 | 0 | 24300 |  |  | 0 |  |  | 0 | 0 | 0 | 0 | 0 |  | 0 | 0 | 0 | 0 | 0 | 18733.9591 | 17664.92 | 15181.4903 | 0 | yes | Deficit |  |  | 0 | 0 | 0 | 0 | 0 |  | 0 | 0 | 0 | 0 | 365.863 | yes |  | 0 | 0 | 0 | 365.863 | 0 | no | 0 | 0 | 0 | 365.863 | 0
| 18421.7847 | 0 | no | Surplus | yes |  | 0 | 0 | 0 | 312.1744 | 0 | no | 0 | 0 | 0 | 312.1744 | 4860 | no | 18421.7847 | 0 | 24300 |  |  | 0 |  |  | 0 | 0 | 0 | 0 | 0 |  | 0 | 0 | 0 | 0 | 0 | 18421.7847 | 16741.0783 | 14928.5127 | 0 | yes | Deficit |  |  | 0 | 0 | 0 | 0 | 0 |  | 0 | 0 | 0 | 0 | 1559.5879 | yes |  | 0 | 0 | 0 | 1559.5879 | 0 | no | 0 | 0 | 0 | 1559.5879 | 0
| 16891.0378 | 0 | no | Surplus | yes |  | 0 | 0 | 0 | 1530.747 | 0 | no | 0 | 0 | 0 | 1530.747 | 4860 | no | 16891.0378 | 0 | 24300 |  |  | 0 |  |  | 0 | 0 | 0 | 0 | 0 |  | 0 | 0 | 0 | 0 | 0 | 16891.0378 | 17675.5864 | 13688.0371 | 0 | yes | Deficit |  |  | 0 | 0 | 0 | 0 | 0 |  | 0 | 0 | 0 | 0 | 2747.0737 | yes |  | 0 | 0 | 0 | 2747.0737 | 0 | no | 0 | 0 | 0 | 2747.0737 | 0
| 16205.5258 | 0 | no | Surplus | yes |  | 0 | 0 | 0 | 685.512 | 0 | no | 0 | 0 | 0 | 685.512 | 4860 | no | 16205.5258 | 0 | 24300 |  |  | 0 |  |  | 0 | 0 | 0 | 0 | 0 |  | 0 | 0 | 0 | 0 | 0 | 16205.5258 | 17117.2621 | 13132.5168 | 0 | yes | Deficit |  |  | 0 | 0 | 0 | 0 | 0 |  | 0 | 0 | 0 | 0 | 3429.2251 | yes |  | 0 | 0 | 0 | 3429.2251 | 0 | no | 0 | 0 | 0 | 3429.2251 | 0
| 15866.2355 | 0 | no | Surplus | yes |  | 0 | 0 | 0 | 339.2902 | 0 | no | 0 | 0 | 0 | 339.2902 | 4860 | no | 15866.2355 | 0 | 24300 |  |  | 0 |  |  | 0 | 0 | 0 | 0 | 0 |  | 0 | 0 | 0 | 0 | 0 | 15866.2355 | 15905.9925 | 12857.5653 | 0 | yes | Deficit |  |  | 0 | 0 | 0 | 0 | 0 |  | 0 | 0 | 0 | 0 | 2773.4757 | yes |  | 0 | 0 | 0 | 2773.4757 | 0 | no | 0 | 0 | 0 | 2773.4757 | 0
| 17303.3614 | 0 | yes | Deficit |  |  | 0 | 0 | 0 | 0 | 0 |  | 0 | 0 | 0 | 0 | 4860 | no |  | 0 | 24300 | no | 17303.3614 | 0 | no | no | 0 | 0 | 0 | 0 | 0 |  | 0 | 0 | 0 | 0 | 0 | 17303.3614 | 15278.6395 | 14022.1729 | 0 | yes | Deficit |  |  | 0 | 0 | 0 | 0 | 0 |  | 0 | 0 | 0 | 0 | 2421.0742 | yes |  | 0 | 0 | 0 | 2421.0742 | 0 | no | 0 | 0 | 0 | 2421.0742 | 0
| 17225.5181 | 0 | no | Surplus | yes |  | 0 | 0 | 0 | 77.8433 | 0 | no | 0 | 0 | 0 | 77.8433 | 4860 | no | 17225.5181 | 0 | 24300 |  |  | 0 |  |  | 0 | 0 | 0 | 0 | 0 |  | 0 | 0 | 0 | 0 | 0 | 17225.5181 | 14510.6493 | 13959.0908 | 0 | yes | Deficit |  |  | 0 | 0 | 0 | 0 | 0 |  | 0 | 0 | 0 | 0 | 488.4764 | yes |  | 0 | 0 | 0 | 488.4764 | 0 | no | 0 | 0 | 0 | 488.4764 | 0
| 16700.3341 | 0 | no | Surplus | yes |  | 0 | 0 | 0 | 525.1839 | 0 | no | 0 | 0 | 0 | 525.1839 | 4860 | no | 16700.3341 | 0 | 24300 |  |  | 0 |  |  | 0 | 0 | 0 | 0 | 0 |  | 0 | 0 | 0 | 0 | 0 | 16700.3341 | 14798.232 | 13533.4961 | 0 | yes | Deficit |  |  | 0 | 0 | 0 | 0 | 0 |  | 0 | 0 | 0 | 0 | 839.1412 | yes |  | 0 | 0 | 0 | 839.1412 | 0 | no | 0 | 0 | 0 | 839.1412 | 0
| 18503.6307 | 0 | yes | Deficit |  |  | 0 | 0 | 0 | 0 | 0 |  | 0 | 0 | 0 | 0 | 4860 | no |  | 0 | 24300 | no | 18503.6307 | 0 | no | no | 0 | 0 | 0 | 0 | 0 |  | 0 | 0 | 0 | 0 | 0 | 18503.6307 | 14918.2138 | 14994.8385 | 0 | yes | Deficit |  |  | 0 | 0 | 0 | 0 | 0 |  | 0 | 0 | 0 | 0 | 1384.7177 | yes |  | 0 | 0 | 0 | 1384.7177 | 0 | no | 0 | 0 | 0 | 1384.7177 | 0
| 20460.4822 | 0 | yes | Deficit |  |  | 0 | 0 | 0 | 0 | 0 |  | 0 | 0 | 0 | 0 | 4860 | no |  | 0 | 24300 | no | 20460.4822 | 0 | no | no | 0 | 0 | 0 | 0 | 0 |  | 0 | 0 | 0 | 0 | 0 | 20460.4822 | 14841.4229 | 16580.6176 | 0 | no | Surplus | yes |  | 0 | 0 | 0 | 153.4156 | 0 | no | 0 | 0 | 0 | 153.4156 | 0 |  |  | 0 | 0 | 0 | 0 | 0 |  | 0 | 0 | 0 | 0 | 0
| 20398.4813 | 0 | no | Surplus | yes |  | 0 | 0 | 0 | 62.0009 | 0 | no | 0 | 0 | 0 | 62.0009 | 4860 | no | 20398.4813 | 0 | 24300 |  |  | 0 |  |  | 0 | 0 | 0 | 0 | 0 |  | 0 | 0 | 0 | 0 | 0 | 20398.4813 | 15456.0451 | 16530.3738 | 0 | no | Surplus | yes |  | 0 | 0 | 0 | 1124.5725 | 0 | no | 0 | 0 | 0 | 1124.5725 | 0 |  |  | 0 | 0 | 0 | 0 | 0 |  | 0 | 0 | 0 | 0 | 0
| 18835.618 | 0 | no | Surplus | yes |  | 0 | 0 | 0 | 1562.8633 | 0 | no | 0 | 0 | 0 | 1562.8633 | 4860 | no | 18835.618 | 0 | 24300 |  |  | 0 |  |  | 0 | 0 | 0 | 0 | 0 |  | 0 | 0 | 0 | 0 | 0 | 18835.618 | 15321.9128 | 15263.872 | 0 | no | Surplus | yes |  | 0 | 0 | 0 | 1208.461 | 0 | no | 0 | 0 | 0 | 1208.461 | 0 |  |  | 0 | 0 | 0 | 0 | 0 |  | 0 | 0 | 0 | 0 | 0
| 19577.3623 | 0 | yes | Deficit |  |  | 0 | 0 | 0 | 0 | 0 |  | 0 | 0 | 0 | 0 | 4860 | no |  | 0 | 24300 | no | 19577.3623 | 0 | no | no | 0 | 0 | 0 | 0 | 0 |  | 0 | 0 | 0 | 0 | 0 | 19577.3623 | 15278.4795 | 15864.9613 | 0 | yes | Deficit |  |  | 0 | 0 | 0 | 0 | 0 |  | 0 | 0 | 0 | 0 | 14.6075 | yes |  | 0 | 0 | 0 | 14.6075 | 0 | no | 0 | 0 | 0 | 14.6075 | 0
| 19076.7353 | 0 | no | Surplus | yes |  | 0 | 0 | 0 | 500.627 | 0 | no | 0 | 0 | 0 | 500.627 | 4860 | no | 19076.7353 | 0 | 24300 |  |  | 0 |  |  | 0 | 0 | 0 | 0 | 0 |  | 0 | 0 | 0 | 0 | 0 | 19076.7353 | 15534.4533 | 15459.2669 | 0 | no | Surplus | yes |  | 0 | 0 | 0 | 330.508 | 0 | no | 0 | 0 | 0 | 330.508 | 0 |  |  | 0 | 0 | 0 | 0 | 0 |  | 0 | 0 | 0 | 0 | 0
| 21160.6672 | 0 | yes | Deficit |  |  | 0 | 0 | 0 | 0 | 0 |  | 0 | 0 | 0 | 0 | 4860 | no |  | 0 | 24300 | no | 21160.6672 | 0 | no | no | 0 | 0 | 0 | 0 | 0 |  | 0 | 0 | 0 | 0 | 0 | 21160.6672 | 15511.4013 | 17148.0285 | 0 | yes | Deficit |  |  | 0 | 0 | 0 | 0 | 0 |  | 0 | 0 | 0 | 0 | 52.1345 | yes |  | 0 | 0 | 0 | 52.1345 | 0 | no | 0 | 0 | 0 | 52.1345 | 0
| 18616.1207 | 0 | no | Surplus | yes |  | 0 | 0 | 0 | 2544.5465 | 0 | no | 0 | 0 | 0 | 2544.5465 | 4860 | no | 18616.1207 | 0 | 24300 |  |  | 0 |  |  | 0 | 0 | 0 | 0 | 0 |  | 0 | 0 | 0 | 0 | 0 | 18616.1207 | 15158.768 | 15085.9974 | 0 | no | Surplus | yes |  | 0 | 0 | 0 | 1989.2606 | 0 | no | 0 | 0 | 0 | 1989.2606 | 0 |  |  | 0 | 0 | 0 | 0 | 0 |  | 0 | 0 | 0 | 0 | 0
| 16948.1936 | 0 | no | Surplus | yes |  | 0 | 0 | 0 | 1667.9272 | 0 | no | 0 | 0 | 0 | 1667.9272 | 4860 | no | 16948.1936 | 0 | 24300 |  |  | 0 |  |  | 0 | 0 | 0 | 0 | 0 |  | 0 | 0 | 0 | 0 | 0 | 16948.1936 | 15412.4938 | 13734.3546 | 0 | yes | Deficit |  |  | 0 | 0 | 0 | 0 | 0 |  | 0 | 0 | 0 | 0 | 326.4965 | yes |  | 0 | 0 | 0 | 326.4965 | 0 | no | 0 | 0 | 0 | 326.4965 | 0
| 17129.1897 | 0 | yes | Deficit |  |  | 0 | 0 | 0 | 0 | 0 |  | 0 | 0 | 0 | 0 | 4860 | no |  | 0 | 24300 | no | 17129.1897 | 0 | no | no | 0 | 0 | 0 | 0 | 0 |  | 0 | 0 | 0 | 0 | 0 | 17129.1897 | 15861.6546 | 13881.029 | 0 | yes | Deficit |  |  | 0 | 0 | 0 | 0 | 0 |  | 0 | 0 | 0 | 0 | 2127.3 | yes |  | 0 | 0 | 0 | 2127.3 | 0 | no | 0 | 0 | 0 | 2127.3 | 0
| 19224.9578 | 0 | yes | Deficit |  |  | 0 | 0 | 0 | 0 | 0 |  | 0 | 0 | 0 | 0 | 4860 | no |  | 0 | 24300 | no | 19224.9578 | 0 | no | no | 0 | 0 | 0 | 0 | 0 |  | 0 | 0 | 0 | 0 | 0 | 19224.9578 | 15932.9447 | 15579.3823 | 0 | yes | Deficit |  |  | 0 | 0 | 0 | 0 | 0 |  | 0 | 0 | 0 | 0 | 2051.9157 | yes |  | 0 | 0 | 0 | 2051.9157 | 0 | no | 0 | 0 | 0 | 2051.9157 | 0
| 16503.0562 | 0 | no | Surplus | yes |  | 0 | 0 | 0 | 2721.9016 | 0 | no | 0 | 0 | 0 | 2721.9016 | 4860 | no | 16503.0562 | 0 | 24300 |  |  | 0 |  |  | 0 | 0 | 0 | 0 | 0 |  | 0 | 0 | 0 | 0 | 0 | 16503.0562 | 15814.4598 | 13373.6274 | 0 | yes | Deficit |  |  | 0 | 0 | 0 | 0 | 0 |  | 0 | 0 | 0 | 0 | 235.0774 | yes |  | 0 | 0 | 0 | 235.0774 | 0 | no | 0 | 0 | 0 | 235.0774 | 0
| 17391.9524 | 0 | yes | Deficit |  |  | 0 | 0 | 0 | 0 | 0 |  | 0 | 0 | 0 | 0 | 4860 | no |  | 0 | 24300 | no | 17391.9524 | 0 | no | no | 0 | 0 | 0 | 0 | 0 |  | 0 | 0 | 0 | 0 | 0 | 17391.9524 | 15733.0506 | 14093.9646 | 0 | yes | Deficit |  |  | 0 | 0 | 0 | 0 | 0 |  | 0 | 0 | 0 | 0 | 2359.4232 | yes |  | 0 | 0 | 0 | 2359.4232 | 0 | no | 0 | 0 | 0 | 2359.4232 | 0
| 16941.8114 | 0 | no | Surplus | yes |  | 0 | 0 | 0 | 450.1409 | 0 | no | 0 | 0 | 0 | 450.1409 | 4860 | no | 16941.8114 | 0 | 24300 |  |  | 0 |  |  | 0 | 0 | 0 | 0 | 0 |  | 0 | 0 | 0 | 0 | 0 | 16941.8114 | 15817.2145 | 13729.1827 | 0 | yes | Deficit |  |  | 0 | 0 | 0 | 0 | 0 |  | 0 | 0 | 0 | 0 | 1723.2499 | yes |  | 0 | 0 | 0 | 1723.2499 | 0 | no | 0 | 0 | 0 | 1723.2499 | 0
| 17156.0054 | 0 | yes | Deficit |  |  | 0 | 0 | 0 | 0 | 0 |  | 0 | 0 | 0 | 0 | 4860 | no |  | 0 | 24300 | no | 17156.0054 | 0 | no | no | 0 | 0 | 0 | 0 | 0 |  | 0 | 0 | 0 | 0 | 0 | 17156.0054 | 15224.6181 | 13902.7596 | 0 | yes | Deficit |  |  | 0 | 0 | 0 | 0 | 0 |  | 0 | 0 | 0 | 0 | 1495.4354 | yes |  | 0 | 0 | 0 | 1495.4354 | 0 | no | 0 | 0 | 0 | 1495.4354 | 0
| 14203.5102 | 0 | no | Surplus | yes |  | 0 | 0 | 0 | 2952.4952 | 0 | no | 0 | 0 | 0 | 2952.4952 | 4860 | no | 14203.5102 | 0 | 24300 |  |  | 0 |  |  | 0 | 0 | 0 | 0 | 0 |  | 0 | 0 | 0 | 0 | 0 | 14203.5102 | 15074.7032 | 11510.1379 | 0 | yes | Deficit |  |  | 0 | 0 | 0 | 0 | 0 |  | 0 | 0 | 0 | 0 | 1171.9436 | yes |  | 0 | 0 | 0 | 1171.9436 | 0 | no | 0 | 0 | 0 | 1171.9436 | 0
| 13996.4565 | 0 | no | Surplus | yes |  | 0 | 0 | 0 | 207.0537 | 0 | no | 0 | 0 | 0 | 207.0537 | 4860 | no | 13996.4565 | 0 | 24300 |  |  | 0 |  |  | 0 | 0 | 0 | 0 | 0 |  | 0 | 0 | 0 | 0 | 0 | 13996.4565 | 15135.8923 | 11342.3472 | 0 | yes | Deficit |  |  | 0 | 0 | 0 | 0 | 0 |  | 0 | 0 | 0 | 0 | 3625.7544 | yes |  | 0 | 0 | 0 | 3625.7544 | 0 | no | 0 | 0 | 0 | 3625.7544 | 0
| 16334.9895 | 0 | yes | Deficit |  |  | 0 | 0 | 0 | 0 | 0 |  | 0 | 0 | 0 | 0 | 4860 | no |  | 0 | 24300 | no | 16334.9895 | 0 | no | no | 0 | 0 | 0 | 0 | 0 |  | 0 | 0 | 0 | 0 | 0 | 16334.9895 | 15081.0172 | 13237.4307 | 0 | yes | Deficit |  |  | 0 | 0 | 0 | 0 | 0 |  | 0 | 0 | 0 | 0 | 3738.6699 | yes |  | 0 | 0 | 0 | 3738.6699 | 0 | no | 0 | 0 | 0 | 3738.6699 | 0
| 15710.8729 | 0 | no | Surplus | yes |  | 0 | 0 | 0 | 624.1166 | 0 | no | 0 | 0 | 0 | 624.1166 | 4860 | no | 15710.8729 | 0 | 24300 |  |  | 0 |  |  | 0 | 0 | 0 | 0 | 0 |  | 0 | 0 | 0 | 0 | 0 | 15710.8729 | 15431.3548 | 12731.6636 | 0 | yes | Deficit |  |  | 0 | 0 | 0 | 0 | 0 |  | 0 | 0 | 0 | 0 | 2193.9241 | yes |  | 0 | 0 | 0 | 2193.9241 | 0 | no | 0 | 0 | 0 | 2193.9241 | 0
| 15142.0097 | 0 | no | Surplus | yes |  | 0 | 0 | 0 | 568.8632 | 0 | no | 0 | 0 | 0 | 568.8632 | 4860 | no | 15142.0097 | 0 | 24300 |  |  | 0 |  |  | 0 | 0 | 0 | 0 | 0 |  | 0 | 0 | 0 | 0 | 0 | 15142.0097 | 15674.3078 | 12270.6723 | 0 | yes | Deficit |  |  | 0 | 0 | 0 | 0 | 0 |  | 0 | 0 | 0 | 0 | 2942.6441 | yes |  | 0 | 0 | 0 | 2942.6441 | 0 | no | 0 | 0 | 0 | 2942.6441 | 0
| 14745.4225 | 0 | no | Surplus | yes |  | 0 | 0 | 0 | 396.5872 | 0 | no | 0 | 0 | 0 | 396.5872 | 4860 | no | 14745.4225 | 0 | 24300 |  |  | 0 |  |  | 0 | 0 | 0 | 0 | 0 |  | 0 | 0 | 0 | 0 | 0 | 14745.4225 | 15889.037 | 11949.2889 | 0 | yes | Deficit |  |  | 0 | 0 | 0 | 0 | 0 |  | 0 | 0 | 0 | 0 | 3618.3647 | yes |  | 0 | 0 | 0 | 3618.3647 | 0 | no | 0 | 0 | 0 | 3618.3647 | 0
| 15000.7273 | 0 | yes | Deficit |  |  | 0 | 0 | 0 | 0 | 0 |  | 0 | 0 | 0 | 0 | 4860 | no |  | 0 | 24300 | no | 15000.7273 | 0 | no | no | 0 | 0 | 0 | 0 | 0 |  | 0 | 0 | 0 | 0 | 0 | 15000.7273 | 15493.3974 | 12156.181 | 0 | yes | Deficit |  |  | 0 | 0 | 0 | 0 | 0 |  | 0 | 0 | 0 | 0 | 3544.1085 | yes |  | 0 | 0 | 0 | 3544.1085 | 0 | no | 0 | 0 | 0 | 3544.1085 | 0
| 14138.8255 | 0 | no | Surplus | yes |  | 0 | 0 | 0 | 861.9018 | 0 | no | 0 | 0 | 0 | 861.9018 | 4860 | no | 14138.8255 | 0 | 24300 |  |  | 0 |  |  | 0 | 0 | 0 | 0 | 0 |  | 0 | 0 | 0 | 0 | 0 | 14138.8255 | 14910.4051 | 11457.7192 | 0 | yes | Deficit |  |  | 0 | 0 | 0 | 0 | 0 |  | 0 | 0 | 0 | 0 | 2754.2241 | yes |  | 0 | 0 | 0 | 2754.2241 | 0 | no | 0 | 0 | 0 | 2754.2241 | 0
| 12454.2051 | 0 | no | Surplus | yes |  | 0 | 0 | 0 | 1684.6205 | 0 | no | 0 | 0 | 0 | 1684.6205 | 4860 | no | 12454.2051 | 0 | 24300 |  |  | 0 |  |  | 0 | 0 | 0 | 0 | 0 |  | 0 | 0 | 0 | 0 | 0 | 12454.2051 | 15160.436 | 10092.5487 | 0 | yes | Deficit |  |  | 0 | 0 | 0 | 0 | 0 |  | 0 | 0 | 0 | 0 | 3702.7167 | yes |  | 0 | 0 | 0 | 3702.7167 | 0 | no | 0 | 0 | 0 | 3702.7167 | 0
| 11592.4959 | 0 | no | Surplus | yes |  | 0 | 0 | 0 | 861.7092 | 0 | no | 0 | 0 | 0 | 861.7092 | 4860 | no | 11592.4959 | 0 | 24300 |  |  | 0 |  |  | 0 | 0 | 0 | 0 | 0 |  | 0 | 0 | 0 | 0 | 0 | 11592.4959 | 14692.8288 | 9394.243 | 0 | yes | Deficit |  |  | 0 | 0 | 0 | 0 | 0 |  | 0 | 0 | 0 | 0 | 4600.2801 | yes |  | 0 | 0 | 0 | 4600.2801 | 0 | no | 0 | 0 | 0 | 4600.2801 | 0
| 13883.933 | 0 | yes | Deficit |  |  | 0 | 0 | 0 | 0 | 0 |  | 0 | 0 | 0 | 0 | 4860 | no |  | 0 | 23184.9917 | no | 13883.933 | 0 | no | no | 0 | 0 | 0 | 0 | 0 |  | 0 | 0 | 0 | 0 | 0 | 13883.933 | 15414.9575 | 11251.1612 | 0 | yes | Deficit |  |  | 0 | 0 | 0 | 0 | 0 |  | 0 | 0 | 0 | 0 | 6020.7145 | yes |  | 0 | 0 | 0 | 6020.7145 | 0 | no | 0 | 0 | 0 | 6020.7145 | 0
| 14958.1451 | 0 | yes | Deficit |  |  | 0 | 0 | 0 | 0 | 0 |  | 0 | 0 | 0 | 0 | 4860 | no |  | 0 | 24300 | no | 14958.1451 | 0 | no | no | 0 | 0 | 0 | 0 | 0 |  | 0 | 0 | 0 | 0 | 0 | 14958.1451 | 15743.896 | 12121.6735 | 0 | yes | Deficit |  |  | 0 | 0 | 0 | 0 | 0 |  | 0 | 0 | 0 | 0 | 4492.7347 | yes |  | 0 | 0 | 0 | 4492.7347 | 0 | no | 0 | 0 | 0 | 4492.7347 | 0
| 19848.6592 | 0 | yes | Deficit |  |  | 0 | 0 | 0 | 0 | 0 |  | 0 | 0 | 0 | 0 | 4860 | no |  | 0 | 24300 | no | 19848.6592 | 0 | no | no | 0 | 0 | 0 | 0 | 0 |  | 0 | 0 | 0 | 0 | 0 | 19848.6592 | 15333.2532 | 16084.813 | 0 | yes | Deficit |  |  | 0 | 0 | 0 | 0 | 0 |  | 0 | 0 | 0 | 0 | 3211.5798 | yes |  | 0 | 0 | 0 | 3211.5798 | 0 | no | 0 | 0 | 0 | 3211.5798 | 0
| 17333.7133 | 0 | no | Surplus | yes |  | 0 | 0 | 0 | 2514.9459 | 0 | no | 0 | 0 | 0 | 2514.9459 | 4860 | no | 17333.7133 | 0 | 24300 |  |  | 0 |  |  | 0 | 0 | 0 | 0 | 0 |  | 0 | 0 | 0 | 0 | 0 | 17333.7133 | 15400.2261 | 14046.7693 | 0 | no | Surplus | yes |  | 0 | 0 | 0 | 684.5868 | 0 | no | 0 | 0 | 0 | 684.5868 | 0 |  |  | 0 | 0 | 0 | 0 | 0 |  | 0 | 0 | 0 | 0 | 0
| 15580.8649 | 0 | no | Surplus | yes |  | 0 | 0 | 0 | 1752.8484 | 0 | no | 0 | 0 | 0 | 1752.8484 | 4860 | no | 15580.8649 | 0 | 24300 |  |  | 0 |  |  | 0 | 0 | 0 | 0 | 0 |  | 0 | 0 | 0 | 0 | 0 | 15580.8649 | 15906.136 | 12626.3087 | 0 | yes | Deficit |  |  | 0 | 0 | 0 | 0 | 0 |  | 0 | 0 | 0 | 0 | 1859.3668 | yes |  | 0 | 0 | 0 | 1859.3668 | 0 | no | 0 | 0 | 0 | 1859.3668 | 0
| 17386.8382 | 0 | yes | Deficit |  |  | 0 | 0 | 0 | 0 | 0 |  | 0 | 0 | 0 | 0 | 4860 | no |  | 0 | 24300 | no | 17386.8382 | 0 | no | no | 0 | 0 | 0 | 0 | 0 |  | 0 | 0 | 0 | 0 | 0 | 17386.8382 | 16137.3636 | 14089.8202 | 0 | yes | Deficit |  |  | 0 | 0 | 0 | 0 | 0 |  | 0 | 0 | 0 | 0 | 3511.0549 | yes |  | 0 | 0 | 0 | 3511.0549 | 0 | no | 0 | 0 | 0 | 3511.0549 | 0
| 20396.3173 | 0 | yes | Deficit |  |  | 0 | 0 | 0 | 0 | 0 |  | 0 | 0 | 0 | 0 | 4860 | no |  | 0 | 24300 | no | 20396.3173 | 0 | no | no | 0 | 0 | 0 | 0 | 0 |  | 0 | 0 | 0 | 0 | 0 | 20396.3173 | 16078.8632 | 16528.6202 | 0 | yes | Deficit |  |  | 0 | 0 | 0 | 0 | 0 |  | 0 | 0 | 0 | 0 | 1989.0429 | yes |  | 0 | 0 | 0 | 1989.0429 | 0 | no | 0 | 0 | 0 | 1989.0429 | 0
| 22274.7774 | 0 | yes | Deficit |  |  | 0 | 0 | 0 | 0 | 0 |  | 0 | 0 | 0 | 0 | 4860 | no |  | 0 | 24300 | no | 22274.7774 | 0 | no | no | 0 | 0 | 0 | 0 | 0 |  | 0 | 0 | 0 | 0 | 0 | 22274.7774 | 16186.5936 | 18050.8731 | 0 | no | Surplus | yes |  | 0 | 0 | 0 | 342.0266 | 0 | no | 0 | 0 | 0 | 342.0266 | 0 |  |  | 0 | 0 | 0 | 0 | 0 |  | 0 | 0 | 0 | 0 | 0
| 21221.5302 | 0 | no | Surplus | yes |  | 0 | 0 | 0 | 1053.2473 | 0 | no | 0 | 0 | 0 | 1053.2473 | 4860 | no | 21221.5302 | 0 | 24300 |  |  | 0 |  |  | 0 | 0 | 0 | 0 | 0 |  | 0 | 0 | 0 | 0 | 0 | 21221.5302 | 16501.1042 | 17197.3502 | 0 | no | Surplus | yes |  | 0 | 0 | 0 | 1549.7689 | 0 | no | 0 | 0 | 0 | 1549.7689 | 0 |  |  | 0 | 0 | 0 | 0 | 0 |  | 0 | 0 | 0 | 0 | 0
| 19325.0678 | 0 | no | Surplus | yes |  | 0 | 0 | 0 | 1896.4624 | 0 | no | 0 | 0 | 0 | 1896.4624 | 4860 | no | 19325.0678 | 0 | 24300 |  |  | 0 |  |  | 0 | 0 | 0 | 0 | 0 |  | 0 | 0 | 0 | 0 | 0 | 19325.0678 | 16121.9276 | 15660.5087 | 0 | no | Surplus | yes |  | 0 | 0 | 0 | 1075.4226 | 0 | no | 0 | 0 | 0 | 1075.4226 | 0 |  |  | 0 | 0 | 0 | 0 | 0 |  | 0 | 0 | 0 | 0 | 0
| 16879.2807 | 0 | no | Surplus | yes |  | 0 | 0 | 0 | 2445.7871 | 0 | no | 0 | 0 | 0 | 2445.7871 | 4860 | no | 16879.2807 | 0 | 24300 |  |  | 0 |  |  | 0 | 0 | 0 | 0 | 0 |  | 0 | 0 | 0 | 0 | 0 | 16879.2807 | 16102.3779 | 13678.5095 | 0 | yes | Deficit |  |  | 0 | 0 | 0 | 0 | 0 |  | 0 | 0 | 0 | 0 | 441.8692 | yes |  | 0 | 0 | 0 | 441.8692 | 0 | no | 0 | 0 | 0 | 441.8692 | 0
| 16122.7204 | 0 | no | Surplus | yes |  | 0 | 0 | 0 | 756.5603 | 0 | no | 0 | 0 | 0 | 756.5603 | 4860 | no | 16122.7204 | 0 | 24300 |  |  | 0 |  |  | 0 | 0 | 0 | 0 | 0 |  | 0 | 0 | 0 | 0 | 0 | 16122.7204 | 16151.3027 | 13065.4136 | 0 | yes | Deficit |  |  | 0 | 0 | 0 | 0 | 0 |  | 0 | 0 | 0 | 0 | 2472.7933 | yes |  | 0 | 0 | 0 | 2472.7933 | 0 | no | 0 | 0 | 0 | 2472.7933 | 0
| 18167.5818 | 0 | yes | Deficit |  |  | 0 | 0 | 0 | 0 | 0 |  | 0 | 0 | 0 | 0 | 4860 | no |  | 0 | 24300 | no | 18167.5818 | 0 | no | no | 0 | 0 | 0 | 0 | 0 |  | 0 | 0 | 0 | 0 | 0 | 18167.5818 | 15923.1632 | 14722.5136 | 0 | yes | Deficit |  |  | 0 | 0 | 0 | 0 | 0 |  | 0 | 0 | 0 | 0 | 2857.7496 | yes |  | 0 | 0 | 0 | 2857.7496 | 0 | no | 0 | 0 | 0 | 2857.7496 | 0
| 21147.4673 | 0 | yes | Deficit |  |  | 0 | 0 | 0 | 0 | 0 |  | 0 | 0 | 0 | 0 | 4860 | no |  | 0 | 24300 | no | 21147.4673 | 0 | no | no | 0 | 0 | 0 | 0 | 0 |  | 0 | 0 | 0 | 0 | 0 | 21147.4673 | 16164.2061 | 17137.3317 | 0 | yes | Deficit |  |  | 0 | 0 | 0 | 0 | 0 |  | 0 | 0 | 0 | 0 | 1441.6925 | yes |  | 0 | 0 | 0 | 1441.6925 | 0 | no | 0 | 0 | 0 | 1441.6925 | 0
| 19385.5692 | 0 | no | Surplus | yes |  | 0 | 0 | 0 | 1761.8982 | 0 | no | 0 | 0 | 0 | 1761.8982 | 4860 | no | 19385.5692 | 0 | 24300 |  |  | 0 |  |  | 0 | 0 | 0 | 0 | 0 |  | 0 | 0 | 0 | 0 | 0 | 19385.5692 | 16004.8478 | 15709.5374 | 0 | no | Surplus | yes |  | 0 | 0 | 0 | 1132.4839 | 0 | no | 0 | 0 | 0 | 1132.4839 | 0 |  |  | 0 | 0 | 0 | 0 | 0 |  | 0 | 0 | 0 | 0 | 0
| 15654.5279 | 0 | no | Surplus | yes |  | 0 | 0 | 0 | 3731.0413 | 0 | no | 0 | 0 | 0 | 3731.0413 | 4860 | no | 15654.5279 | 0 | 24300 |  |  | 0 |  |  | 0 | 0 | 0 | 0 | 0 |  | 0 | 0 | 0 | 0 | 0 | 15654.5279 | 16432.345 | 12686.0032 | 0 | yes | Deficit |  |  | 0 | 0 | 0 | 0 | 0 |  | 0 | 0 | 0 | 0 | 722.8076 | yes |  | 0 | 0 | 0 | 722.8076 | 0 | no | 0 | 0 | 0 | 722.8076 | 0
| 19806.8145 | 0 | yes | Deficit |  |  | 0 | 0 | 0 | 0 | 0 |  | 0 | 0 | 0 | 0 | 4860 | no |  | 0 | 24300 | no | 19806.8145 | 0 | no | no | 0 | 0 | 0 | 0 | 0 |  | 0 | 0 | 0 | 0 | 0 | 19806.8145 | 15980.7964 | 16050.9031 | 0 | yes | Deficit |  |  | 0 | 0 | 0 | 0 | 0 |  | 0 | 0 | 0 | 0 | 3294.7933 | yes |  | 0 | 0 | 0 | 3294.7933 | 0 | no | 0 | 0 | 0 | 3294.7933 | 0
| 19997.605 | 0 | yes | Deficit |  |  | 0 | 0 | 0 | 0 | 0 |  | 0 | 0 | 0 | 0 | 4860 | no |  | 0 | 24300 | no | 19997.605 | 0 | no | no | 0 | 0 | 0 | 0 | 0 |  | 0 | 0 | 0 | 0 | 0 | 19997.605 | 16462.359 | 16205.5146 | 0 | yes | Deficit |  |  | 0 | 0 | 0 | 0 | 0 |  | 0 | 0 | 0 | 0 | 411.4559 | yes |  | 0 | 0 | 0 | 411.4559 | 0 | no | 0 | 0 | 0 | 411.4559 | 0
| 19368.488 | 0 | no | Surplus | yes |  | 0 | 0 | 0 | 629.117 | 0 | no | 0 | 0 | 0 | 629.117 | 4860 | no | 19368.488 | 0 | 24300 |  |  | 0 |  |  | 0 | 0 | 0 | 0 | 0 |  | 0 | 0 | 0 | 0 | 0 | 19368.488 | 16421.5137 | 15695.6953 | 0 | yes | Deficit |  |  | 0 | 0 | 0 | 0 | 0 |  | 0 | 0 | 0 | 0 | 215.9991 | yes |  | 0 | 0 | 0 | 215.9991 | 0 | no | 0 | 0 | 0 | 215.9991 | 0
| 20794.4629 | 0 | yes | Deficit |  |  | 0 | 0 | 0 | 0 | 0 |  | 0 | 0 | 0 | 0 | 4860 | no |  | 0 | 24300 | no | 20794.4629 | 0 | no | no | 0 | 0 | 0 | 0 | 0 |  | 0 | 0 | 0 | 0 | 0 | 20794.4629 | 16396.4842 | 16851.2665 | 0 | yes | Deficit |  |  | 0 | 0 | 0 | 0 | 0 |  | 0 | 0 | 0 | 0 | 700.7889 | yes |  | 0 | 0 | 0 | 700.7889 | 0 | no | 0 | 0 | 0 | 700.7889 | 0
| 24519.9848 | 0 | yes | Deficit |  |  | 0 | 0 | 0 | 0 | 0 |  | 0 | 0 | 0 | 0 | 4860 | no |  | 0 | 24300 | yes | 24300 | 219.9848 | yes |  | 0 | 0 | 0 | 219.9848 | 0 | no | 0 | 0 | 0 | 219.9848 | 0 | 24300 | 15111.1194 | 19692.0583 | 0 | no | Surplus | yes |  | 0 | 0 | 0 | 1740.1471 | 0 | no | 0 | 0 | 0 | 1740.1471 | 0 |  |  | 0 | 0 | 0 | 0 | 0 |  | 0 | 0 | 0 | 0 | 0
| 19875.012 | 0 | no | Surplus | yes |  | 0 | 0 | 0 | 4424.988 | 0 | no | 0 | 0 | 0 | 4424.988 | 4860 | no | 19875.012 | 0 | 24300 |  |  | 0 |  |  | 0 | 0 | 0 | 0 | 0 |  | 0 | 0 | 0 | 0 | 0 | 19875.012 | 14813.3122 | 16106.1686 | 0 | no | Surplus | yes |  | 0 | 0 | 0 | 4878.7462 | 0 | no | 0 | 0 | 0 | 4878.7462 | 0 |  |  | 0 | 0 | 0 | 0 | 0 |  | 0 | 0 | 0 | 0 | 0
| 19099.0228 | 0 | no | Surplus | yes |  | 0 | 0 | 0 | 775.9892 | 0 | no | 0 | 0 | 0 | 775.9892 | 4860 | no | 19099.0228 | 0 | 24300 |  |  | 0 |  |  | 0 | 0 | 0 | 0 | 0 |  | 0 | 0 | 0 | 0 | 0 | 19099.0228 | 15017.3323 | 15477.328 | 0 | no | Surplus | yes |  | 0 | 0 | 0 | 1088.8362 | 0 | no | 0 | 0 | 0 | 1088.8362 | 0 |  |  | 0 | 0 | 0 | 0 | 0 |  | 0 | 0 | 0 | 0 | 0
| 19584.6415 | 0 | yes | Deficit |  |  | 0 | 0 | 0 | 0 | 0 |  | 0 | 0 | 0 | 0 | 4860 | no |  | 0 | 24300 | no | 19584.6415 | 0 | no | no | 0 | 0 | 0 | 0 | 0 |  | 0 | 0 | 0 | 0 | 0 | 19584.6415 | 15096.0968 | 15870.8602 | 0 | no | Surplus | yes |  | 0 | 0 | 0 | 381.2312 | 0 | no | 0 | 0 | 0 | 381.2312 | 0 |  |  | 0 | 0 | 0 | 0 | 0 |  | 0 | 0 | 0 | 0 | 0
| 19237.7998 | 0 | no | Surplus | yes |  | 0 | 0 | 0 | 346.8417 | 0 | no | 0 | 0 | 0 | 346.8417 | 4860 | no | 19237.7998 | 0 | 24300 |  |  | 0 |  |  | 0 | 0 | 0 | 0 | 0 |  | 0 | 0 | 0 | 0 | 0 | 19237.7998 | 16000.3165 | 15589.7892 | 0 | yes | Deficit |  |  | 0 | 0 | 0 | 0 | 0 |  | 0 | 0 | 0 | 0 | 129.4564 | yes |  | 0 | 0 | 0 | 129.4564 | 0 | no | 0 | 0 | 0 | 129.4564 | 0
| 20387.1166 | 0 | yes | Deficit |  |  | 0 | 0 | 0 | 0 | 0 |  | 0 | 0 | 0 | 0 | 4860 | no |  | 0 | 24300 | no | 20387.1166 | 0 | no | no | 0 | 0 | 0 | 0 | 0 |  | 0 | 0 | 0 | 0 | 0 | 20387.1166 | 16214.7028 | 16521.1641 | 0 | yes | Deficit |  |  | 0 | 0 | 0 | 0 | 0 |  | 0 | 0 | 0 | 0 | 624.9137 | yes |  | 0 | 0 | 0 | 624.9137 | 0 | no | 0 | 0 | 0 | 624.9137 | 0
| 23244.9919 | 0 | yes | Deficit |  |  | 0 | 0 | 0 | 0 | 0 |  | 0 | 0 | 0 | 0 | 4860 | no |  | 0 | 24300 | no | 23244.9919 | 0 | no | no | 0 | 0 | 0 | 0 | 0 |  | 0 | 0 | 0 | 0 | 0 | 23244.9919 | 16526.2453 | 18837.1085 | 0 | yes | Deficit |  |  | 0 | 0 | 0 | 0 | 0 |  | 0 | 0 | 0 | 0 | 5.0812 | yes |  | 0 | 0 | 0 | 5.0812 | 0 | no | 0 | 0 | 0 | 5.0812 | 0
| 21642.0651 | 0 | no | Surplus | yes |  | 0 | 0 | 0 | 1602.9268 | 0 | no | 0 | 0 | 0 | 1602.9268 | 4860 | no | 21642.0651 | 0 | 24300 |  |  | 0 |  |  | 0 | 0 | 0 | 0 | 0 |  | 0 | 0 | 0 | 0 | 0 | 21642.0651 | 16748.2848 | 17538.1403 | 0 | no | Surplus | yes |  | 0 | 0 | 0 | 2088.8238 | 0 | no | 0 | 0 | 0 | 2088.8238 | 0 |  |  | 0 | 0 | 0 | 0 | 0 |  | 0 | 0 | 0 | 0 | 0
| 20722.7167 | 0 | no | Surplus | yes |  | 0 | 0 | 0 | 919.3484 | 0 | no | 0 | 0 | 0 | 919.3484 | 4860 | no | 20722.7167 | 0 | 24300 |  |  | 0 |  |  | 0 | 0 | 0 | 0 | 0 |  | 0 | 0 | 0 | 0 | 0 | 20722.7167 | 16747.0727 | 16793.1254 | 0 | no | Surplus | yes |  | 0 | 0 | 0 | 791.0676 | 0 | no | 0 | 0 | 0 | 791.0676 | 0 |  |  | 0 | 0 | 0 | 0 | 0 |  | 0 | 0 | 0 | 0 | 0
| 21869.0305 | 0 | yes | Deficit |  |  | 0 | 0 | 0 | 0 | 0 |  | 0 | 0 | 0 | 0 | 4860 | no |  | 0 | 24300 | no | 21869.0305 | 0 | no | no | 0 | 0 | 0 | 0 | 0 |  | 0 | 0 | 0 | 0 | 0 | 21869.0305 | 16175.487 | 17722.0668 | 0 | no | Surplus | yes |  | 0 | 0 | 0 | 617.6384 | 0 | no | 0 | 0 | 0 | 617.6384 | 0 |  |  | 0 | 0 | 0 | 0 | 0 |  | 0 | 0 | 0 | 0 | 0
| 21647.2292 | 0 | no | Surplus | yes |  | 0 | 0 | 0 | 221.8013 | 0 | no | 0 | 0 | 0 | 221.8013 | 4860 | no | 21647.2292 | 0 | 24300 |  |  | 0 |  |  | 0 | 0 | 0 | 0 | 0 |  | 0 | 0 | 0 | 0 | 0 | 21647.2292 | 17191.6164 | 17542.3251 | 0 | no | Surplus | yes |  | 0 | 0 | 0 | 530.4505 | 0 | no | 0 | 0 | 0 | 530.4505 | 0 |  |  | 0 | 0 | 0 | 0 | 0 |  | 0 | 0 | 0 | 0 | 0
| 21369.1086 | 0 | no | Surplus | yes |  | 0 | 0 | 0 | 278.1206 | 0 | no | 0 | 0 | 0 | 278.1206 | 4860 | no | 21369.1086 | 0 | 24300 |  |  | 0 |  |  | 0 | 0 | 0 | 0 | 0 |  | 0 | 0 | 0 | 0 | 0 | 21369.1086 | 17394.8417 | 17316.9438 | 0 | no | Surplus | yes |  | 0 | 0 | 0 | 147.4834 | 0 | no | 0 | 0 | 0 | 147.4834 | 0 |  |  | 0 | 0 | 0 | 0 | 0 |  | 0 | 0 | 0 | 0 | 0
| 20227.4876 | 0 | no | Surplus | yes |  | 0 | 0 | 0 | 1141.621 | 0 | no | 0 | 0 | 0 | 1141.621 | 4860 | no | 20227.4876 | 0 | 24300 |  |  | 0 |  |  | 0 | 0 | 0 | 0 | 0 |  | 0 | 0 | 0 | 0 | 0 | 20227.4876 | 16898.2026 | 16391.8052 | 0 | no | Surplus | yes |  | 0 | 0 | 0 | 418.7412 | 0 | no | 0 | 0 | 0 | 418.7412 | 0 |  |  | 0 | 0 | 0 | 0 | 0 |  | 0 | 0 | 0 | 0 | 0
| 21658.3879 | 0 | yes | Deficit |  |  | 0 | 0 | 0 | 0 | 0 |  | 0 | 0 | 0 | 0 | 4860 | no |  | 0 | 24300 | no | 21658.3879 | 0 | no | no | 0 | 0 | 0 | 0 | 0 |  | 0 | 0 | 0 | 0 | 0 | 21658.3879 | 17109.379 | 17551.3679 | 0 | yes | Deficit |  |  | 0 | 0 | 0 | 0 | 0 |  | 0 | 0 | 0 | 0 | 717.5739 | yes |  | 0 | 0 | 0 | 717.5739 | 0 | no | 0 | 0 | 0 | 717.5739 | 0
| 23038.2949 | 0 | yes | Deficit |  |  | 0 | 0 | 0 | 0 | 0 |  | 0 | 0 | 0 | 0 | 4860 | no |  | 0 | 24300 | no | 23038.2949 | 0 | no | no | 0 | 0 | 0 | 0 | 0 |  | 0 | 0 | 0 | 0 | 0 | 23038.2949 | 16520.4123 | 18669.6069 | 0 | no | Surplus | yes |  | 0 | 0 | 0 | 1030.9556 | 0 | no | 0 | 0 | 0 | 1030.9556 | 0 |  |  | 0 | 0 | 0 | 0 | 0 |  | 0 | 0 | 0 | 0 | 0
| 19405.4933 | 0 | no | Surplus | yes |  | 0 | 0 | 0 | 3632.8016 | 0 | no | 0 | 0 | 0 | 3632.8016 | 4860 | no | 19405.4933 | 0 | 24300 |  |  | 0 |  |  | 0 | 0 | 0 | 0 | 0 |  | 0 | 0 | 0 | 0 | 0 | 19405.4933 | 16636.6437 | 15725.6834 | 0 | no | Surplus | yes |  | 0 | 0 | 0 | 2032.9631 | 0 | no | 0 | 0 | 0 | 2032.9631 | 0 |  |  | 0 | 0 | 0 | 0 | 0 |  | 0 | 0 | 0 | 0 | 0
| 18951.24 | 0 | no | Surplus | yes |  | 0 | 0 | 0 | 454.2533 | 0 | no | 0 | 0 | 0 | 454.2533 | 4860 | no | 18951.24 | 0 | 24300 |  |  | 0 |  |  | 0 | 0 | 0 | 0 | 0 |  | 0 | 0 | 0 | 0 | 0 | 18951.24 | 16530.349 | 15357.5688 | 0 | yes | Deficit |  |  | 0 | 0 | 0 | 0 | 0 |  | 0 | 0 | 0 | 0 | 804.6657 | yes |  | 0 | 0 | 0 | 804.6657 | 0 | no | 0 | 0 | 0 | 804.6657 | 0
| 21254.9699 | 0 | yes | Deficit |  |  | 0 | 0 | 0 | 0 | 0 |  | 0 | 0 | 0 | 0 | 4860 | no |  | 0 | 24300 | no | 21254.9699 | 0 | no | no | 0 | 0 | 0 | 0 | 0 |  | 0 | 0 | 0 | 0 | 0 | 21254.9699 | 16775.8147 | 17224.4489 | 0 | yes | Deficit |  |  | 0 | 0 | 0 | 0 | 0 |  | 0 | 0 | 0 | 0 | 1418.2459 | yes |  | 0 | 0 | 0 | 1418.2459 | 0 | no | 0 | 0 | 0 | 1418.2459 | 0
| 20063.518 | 0 | no | Surplus | yes |  | 0 | 0 | 0 | 1191.4519 | 0 | no | 0 | 0 | 0 | 1191.4519 | 4860 | no | 20063.518 | 0 | 24300 |  |  | 0 |  |  | 0 | 0 | 0 | 0 | 0 |  | 0 | 0 | 0 | 0 | 0 | 20063.518 | 16424.0795 | 16258.9287 | 0 | no | Surplus | yes |  | 0 | 0 | 0 | 800.3694 | 0 | no | 0 | 0 | 0 | 800.3694 | 0 |  |  | 0 | 0 | 0 | 0 | 0 |  | 0 | 0 | 0 | 0 | 0
| 19656.2278 | 0 | no | Surplus | yes |  | 0 | 0 | 0 | 407.2903 | 0 | no | 0 | 0 | 0 | 407.2903 | 4860 | no | 19656.2278 | 0 | 24300 |  |  | 0 |  |  | 0 | 0 | 0 | 0 | 0 |  | 0 | 0 | 0 | 0 | 0 | 19656.2278 | 17017.8243 | 15928.8718 | 0 | yes | Deficit |  |  | 0 | 0 | 0 | 0 | 0 |  | 0 | 0 | 0 | 0 | 758.8956 | yes |  | 0 | 0 | 0 | 758.8956 | 0 | no | 0 | 0 | 0 | 758.8956 | 0
| 21862.0017 | 0 | yes | Deficit |  |  | 0 | 0 | 0 | 0 | 0 |  | 0 | 0 | 0 | 0 | 4860 | no |  | 0 | 24300 | no | 21862.0017 | 0 | no | no | 0 | 0 | 0 | 0 | 0 |  | 0 | 0 | 0 | 0 | 0 | 21862.0017 | 16663.8773 | 17716.3709 | 0 | yes | Deficit |  |  | 0 | 0 | 0 | 0 | 0 |  | 0 | 0 | 0 | 0 | 735.0055 | yes |  | 0 | 0 | 0 | 735.0055 | 0 | no | 0 | 0 | 0 | 735.0055 | 0
| 22953.9551 | 0 | yes | Deficit |  |  | 0 | 0 | 0 | 0 | 0 |  | 0 | 0 | 0 | 0 | 4860 | no |  | 0 | 24300 | no | 22953.9551 | 0 | no | no | 0 | 0 | 0 | 0 | 0 |  | 0 | 0 | 0 | 0 | 0 | 22953.9551 | 16435.9913 | 18601.2602 | 0 | no | Surplus | yes |  | 0 | 0 | 0 | 1280.3796 | 0 | no | 0 | 0 | 0 | 1280.3796 | 0 |  |  | 0 | 0 | 0 | 0 | 0 |  | 0 | 0 | 0 | 0 | 0
| 22677.7898 | 0 | no | Surplus | yes |  | 0 | 0 | 0 | 276.1653 | 0 | no | 0 | 0 | 0 | 276.1653 | 4860 | no | 22677.7898 | 0 | 24300 |  |  | 0 |  |  | 0 | 0 | 0 | 0 | 0 |  | 0 | 0 | 0 | 0 | 0 | 22677.7898 | 16502.6487 | 18377.4634 | 0 | no | Surplus | yes |  | 0 | 0 | 0 | 2098.6115 | 0 | no | 0 | 0 | 0 | 2098.6115 | 0 |  |  | 0 | 0 | 0 | 0 | 0 |  | 0 | 0 | 0 | 0 | 0
| 19665.5849 | 0 | no | Surplus | yes |  | 0 | 0 | 0 | 3012.2049 | 0 | no | 0 | 0 | 0 | 3012.2049 | 4860 | no | 19665.5849 | 0 | 24300 |  |  | 0 |  |  | 0 | 0 | 0 | 0 | 0 |  | 0 | 0 | 0 | 0 | 0 | 19665.5849 | 16570.932 | 15936.4545 | 0 | no | Surplus | yes |  | 0 | 0 | 0 | 1806.5314 | 0 | no | 0 | 0 | 0 | 1806.5314 | 0 |  |  | 0 | 0 | 0 | 0 | 0 |  | 0 | 0 | 0 | 0 | 0
| 19809.1627 | 0 | yes | Deficit |  |  | 0 | 0 | 0 | 0 | 0 |  | 0 | 0 | 0 | 0 | 4860 | no |  | 0 | 24300 | no | 19809.1627 | 0 | no | no | 0 | 0 | 0 | 0 | 0 |  | 0 | 0 | 0 | 0 | 0 | 19809.1627 | 16502.6735 | 16052.8061 | 0 | yes | Deficit |  |  | 0 | 0 | 0 | 0 | 0 |  | 0 | 0 | 0 | 0 | 566.2189 | yes |  | 0 | 0 | 0 | 566.2189 | 0 | no | 0 | 0 | 0 | 566.2189 | 0
| 18507.7026 | 0 | no | Surplus | yes |  | 0 | 0 | 0 | 1301.4601 | 0 | no | 0 | 0 | 0 | 1301.4601 | 4860 | no | 18507.7026 | 0 | 24300 |  |  | 0 |  |  | 0 | 0 | 0 | 0 | 0 |  | 0 | 0 | 0 | 0 | 0 | 18507.7026 | 16603.2528 | 14998.1382 | 0 | yes | Deficit |  |  | 0 | 0 | 0 | 0 | 0 |  | 0 | 0 | 0 | 0 | 550.4467 | yes |  | 0 | 0 | 0 | 550.4467 | 0 | no | 0 | 0 | 0 | 550.4467 | 0
| 21750.1255 | 0 | yes | Deficit |  |  | 0 | 0 | 0 | 0 | 0 |  | 0 | 0 | 0 | 0 | 4860 | no |  | 0 | 24300 | no | 21750.1255 | 0 | no | no | 0 | 0 | 0 | 0 | 0 |  | 0 | 0 | 0 | 0 | 0 | 21750.1255 | 14828.6738 | 17625.7095 | 0 | no | Surplus | yes |  | 0 | 0 | 0 | 169.4644 | 0 | no | 0 | 0 | 0 | 169.4644 | 0 |  |  | 0 | 0 | 0 | 0 | 0 |  | 0 | 0 | 0 | 0 | 0
| 22368.4786 | 0 | yes | Deficit |  |  | 0 | 0 | 0 | 0 | 0 |  | 0 | 0 | 0 | 0 | 4860 | no |  | 0 | 24300 | no | 22368.4786 | 0 | no | no | 0 | 0 | 0 | 0 | 0 |  | 0 | 0 | 0 | 0 | 0 | 22368.4786 | 15788.0513 | 18126.806 | 0 | no | Surplus | yes |  | 0 | 0 | 0 | 1837.6582 | 0 | no | 0 | 0 | 0 | 1837.6582 | 0 |  |  | 0 | 0 | 0 | 0 | 0 |  | 0 | 0 | 0 | 0 | 0
| 18793.1167 | 0 | no | Surplus | yes |  | 0 | 0 | 0 | 3575.3619 | 0 | no | 0 | 0 | 0 | 3575.3619 | 4860 | no | 18793.1167 | 0 | 24300 |  |  | 0 |  |  | 0 | 0 | 0 | 0 | 0 |  | 0 | 0 | 0 | 0 | 0 | 18793.1167 | 15566.6924 | 15229.4301 | 0 | no | Surplus | yes |  | 0 | 0 | 0 | 2560.1136 | 0 | no | 0 | 0 | 0 | 2560.1136 | 0 |  |  | 0 | 0 | 0 | 0 | 0 |  | 0 | 0 | 0 | 0 | 0
| 21001.4316 | 0 | yes | Deficit |  |  | 0 | 0 | 0 | 0 | 0 |  | 0 | 0 | 0 | 0 | 4860 | no |  | 0 | 24300 | no | 21001.4316 | 0 | no | no | 0 | 0 | 0 | 0 | 0 |  | 0 | 0 | 0 | 0 | 0 | 21001.4316 | 16014.3878 | 17018.9884 | 0 | yes | Deficit |  |  | 0 | 0 | 0 | 0 | 0 |  | 0 | 0 | 0 | 0 | 784.9577 | yes |  | 0 | 0 | 0 | 784.9577 | 0 | no | 0 | 0 | 0 | 784.9577 | 0
| 19868.7167 | 0 | no | Surplus | yes |  | 0 | 0 | 0 | 1132.7149 | 0 | no | 0 | 0 | 0 | 1132.7149 | 4860 | no | 19868.7167 | 0 | 24300 |  |  | 0 |  |  | 0 | 0 | 0 | 0 | 0 |  | 0 | 0 | 0 | 0 | 0 | 19868.7167 | 15582.7752 | 16101.067 | 0 | no | Surplus | yes |  | 0 | 0 | 0 | 1436.2131 | 0 | no | 0 | 0 | 0 | 1436.2131 | 0 |  |  | 0 | 0 | 0 | 0 | 0 |  | 0 | 0 | 0 | 0 | 0
| 19189.5206 | 0 | no | Surplus | yes |  | 0 | 0 | 0 | 679.1961 | 0 | no | 0 | 0 | 0 | 679.1961 | 4860 | no | 19189.5206 | 0 | 24300 |  |  | 0 |  |  | 0 | 0 | 0 | 0 | 0 |  | 0 | 0 | 0 | 0 | 0 | 19189.5206 | 14177.7236 | 15550.665 | 0 | no | Surplus | yes |  | 0 | 0 | 0 | 1923.3434 | 0 | no | 0 | 0 | 0 | 1923.3434 | 0 |  |  | 0 | 0 | 0 | 0 | 0 |  | 0 | 0 | 0 | 0 | 0
| 20749.3882 | 0 | yes | Deficit |  |  | 0 | 0 | 0 | 0 | 0 |  | 0 | 0 | 0 | 0 | 4860 | no |  | 0 | 24300 | no | 20749.3882 | 0 | no | no | 0 | 0 | 0 | 0 | 0 |  | 0 | 0 | 0 | 0 | 0 | 20749.3882 | 15257.8234 | 16814.7392 | 0 | no | Surplus | yes |  | 0 | 0 | 0 | 292.8417 | 0 | no | 0 | 0 | 0 | 292.8417 | 0 |  |  | 0 | 0 | 0 | 0 | 0 |  | 0 | 0 | 0 | 0 | 0
| 23818.7474 | 0 | yes | Deficit |  |  | 0 | 0 | 0 | 0 | 0 |  | 0 | 0 | 0 | 0 | 4860 | no |  | 0 | 24300 | no | 23818.7474 | 0 | no | no | 0 | 0 | 0 | 0 | 0 |  | 0 | 0 | 0 | 0 | 0 | 23818.7474 | 15982.0111 | 19302.0643 | 0 | no | Surplus | yes |  | 0 | 0 | 0 | 832.7281 | 0 | no | 0 | 0 | 0 | 832.7281 | 0 |  |  | 0 | 0 | 0 | 0 | 0 |  | 0 | 0 | 0 | 0 | 0
| 20787.317 | 0 | no | Surplus | yes |  | 0 | 0 | 0 | 3031.4304 | 0 | no | 0 | 0 | 0 | 3031.4304 | 4860 | no | 20787.317 | 0 | 24300 |  |  | 0 |  |  | 0 | 0 | 0 | 0 | 0 |  | 0 | 0 | 0 | 0 | 0 | 20787.317 | 15790.6943 | 16845.4757 | 0 | no | Surplus | yes |  | 0 | 0 | 0 | 3511.37 | 0 | no | 0 | 0 | 0 | 3511.37 | 0 |  |  | 0 | 0 | 0 | 0 | 0 |  | 0 | 0 | 0 | 0 | 0
| 20216.4179 | 0 | no | Surplus | yes |  | 0 | 0 | 0 | 570.8991 | 0 | no | 0 | 0 | 0 | 570.8991 | 4860 | no | 20216.4179 | 0 | 24300 |  |  | 0 |  |  | 0 | 0 | 0 | 0 | 0 |  | 0 | 0 | 0 | 0 | 0 | 20216.4179 | 16393.8625 | 16382.8346 | 0 | no | Surplus | yes |  | 0 | 0 | 0 | 451.6132 | 0 | no | 0 | 0 | 0 | 451.6132 | 0 |  |  | 0 | 0 | 0 | 0 | 0 |  | 0 | 0 | 0 | 0 | 0
| 21734.2573 | 0 | yes | Deficit |  |  | 0 | 0 | 0 | 0 | 0 |  | 0 | 0 | 0 | 0 | 4860 | no |  | 0 | 24300 | no | 21734.2573 | 0 | no | no | 0 | 0 | 0 | 0 | 0 |  | 0 | 0 | 0 | 0 | 0 | 21734.2573 | 15806.0136 | 17612.8503 | 0 | no | Surplus | yes |  | 0 | 0 | 0 | 576.821 | 0 | no | 0 | 0 | 0 | 576.821 | 0 |  |  | 0 | 0 | 0 | 0 | 0 |  | 0 | 0 | 0 | 0 | 0
| 20543.2151 | 0 | no | Surplus | yes |  | 0 | 0 | 0 | 1191.0423 | 0 | no | 0 | 0 | 0 | 1191.0423 | 4860 | no | 20543.2151 | 0 | 24300 |  |  | 0 |  |  | 0 | 0 | 0 | 0 | 0 |  | 0 | 0 | 0 | 0 | 0 | 20543.2151 | 15192.246 | 16647.6621 | 0 | no | Surplus | yes |  | 0 | 0 | 0 | 2420.6044 | 0 | no | 0 | 0 | 0 | 2420.6044 | 0 |  |  | 0 | 0 | 0 | 0 | 0 |  | 0 | 0 | 0 | 0 | 0
| 20012.3158 | 0 | no | Surplus | yes |  | 0 | 0 | 0 | 530.8993 | 0 | no | 0 | 0 | 0 | 530.8993 | 4860 | no | 20012.3158 | 0 | 24300 |  |  | 0 |  |  | 0 | 0 | 0 | 0 | 0 |  | 0 | 0 | 0 | 0 | 0 | 20012.3158 | 15334.1852 | 16217.4358 | 0 | no | Surplus | yes |  | 0 | 0 | 0 | 1313.4769 | 0 | no | 0 | 0 | 0 | 1313.4769 | 0 |  |  | 0 | 0 | 0 | 0 | 0 |  | 0 | 0 | 0 | 0 | 0
| 22107.4008 | 0 | yes | Deficit |  |  | 0 | 0 | 0 | 0 | 0 |  | 0 | 0 | 0 | 0 | 4860 | no |  | 0 | 24300 | no | 22107.4008 | 0 | no | no | 0 | 0 | 0 | 0 | 0 |  | 0 | 0 | 0 | 0 | 0 | 22107.4008 | 13335.9164 | 17915.2357 | 0 | no | Surplus | yes |  | 0 | 0 | 0 | 2881.5194 | 0 | no | 0 | 0 | 0 | 2881.5194 | 0 |  |  | 0 | 0 | 0 | 0 | 0 |  | 0 | 0 | 0 | 0 | 0
| 19407.1031 | 0 | no | Surplus | yes |  | 0 | 0 | 0 | 2700.2978 | 0 | no | 0 | 0 | 0 | 2700.2978 | 4860 | no | 19407.1031 | 0 | 24300 |  |  | 0 |  |  | 0 | 0 | 0 | 0 | 0 |  | 0 | 0 | 0 | 0 | 0 | 19407.1031 | 14412.7103 | 15726.9879 | 0 | no | Surplus | yes |  | 0 | 0 | 0 | 3502.5254 | 0 | no | 0 | 0 | 0 | 3502.5254 | 0 |  |  | 0 | 0 | 0 | 0 | 0 |  | 0 | 0 | 0 | 0 | 0
| 19333.7195 | 0 | no | Surplus | yes |  | 0 | 0 | 0 | 73.3836 | 0 | no | 0 | 0 | 0 | 73.3836 | 4860 | no | 19333.7195 | 0 | 24300 |  |  | 0 |  |  | 0 | 0 | 0 | 0 | 0 |  | 0 | 0 | 0 | 0 | 0 | 19333.7195 | 14603.697 | 15667.5198 | 0 | no | Surplus | yes |  | 0 | 0 | 0 | 1123.2909 | 0 | no | 0 | 0 | 0 | 1123.2909 | 0 |  |  | 0 | 0 | 0 | 0 | 0 |  | 0 | 0 | 0 | 0 | 0
| 19000.9108 | 0 | no | Surplus | yes |  | 0 | 0 | 0 | 332.8087 | 0 | no | 0 | 0 | 0 | 332.8087 | 4860 | no | 19000.9108 | 0 | 24300 |  |  | 0 |  |  | 0 | 0 | 0 | 0 | 0 |  | 0 | 0 | 0 | 0 | 0 | 19000.9108 | 16556.2633 | 15397.8207 | 0 | yes | Deficit |  |  | 0 | 0 | 0 | 0 | 0 |  | 0 | 0 | 0 | 0 | 888.7435 | yes |  | 0 | 0 | 0 | 888.7435 | 0 | no | 0 | 0 | 0 | 888.7435 | 0
| 16746.4915 | 0 | no | Surplus | yes |  | 0 | 0 | 0 | 2254.4193 | 0 | no | 0 | 0 | 0 | 2254.4193 | 4860 | no | 16746.4915 | 0 | 24300 |  |  | 0 |  |  | 0 | 0 | 0 | 0 | 0 |  | 0 | 0 | 0 | 0 | 0 | 16746.4915 | 17457.6405 | 13570.9007 | 0 | yes | Deficit |  |  | 0 | 0 | 0 | 0 | 0 |  | 0 | 0 | 0 | 0 | 2059.8198 | yes |  | 0 | 0 | 0 | 2059.8198 | 0 | no | 0 | 0 | 0 | 2059.8198 | 0
| 15354.7946 | 0 | no | Surplus | yes |  | 0 | 0 | 0 | 1391.6969 | 0 | no | 0 | 0 | 0 | 1391.6969 | 4860 | no | 15354.7946 | 0 | 24300 |  |  | 0 |  |  | 0 | 0 | 0 | 0 | 0 |  | 0 | 0 | 0 | 0 | 0 | 15354.7946 | 18233.9704 | 12443.1074 | 0 | yes | Deficit |  |  | 0 | 0 | 0 | 0 | 0 |  | 0 | 0 | 0 | 0 | 4663.0697 | yes |  | 0 | 0 | 0 | 4663.0697 | 0 | no | 0 | 0 | 0 | 4663.0697 | 0
| 15482.7539 | 0 | yes | Deficit |  |  | 0 | 0 | 0 | 0 | 0 |  | 0 | 0 | 0 | 0 | 4860 | no |  | 0 | 24300 | no | 15482.7539 | 0 | no | no | 0 | 0 | 0 | 0 | 0 |  | 0 | 0 | 0 | 0 | 0 | 15482.7539 | 14722.3253 | 12546.8022 | 0 | yes | Deficit |  |  | 0 | 0 | 0 | 0 | 0 |  | 0 | 0 | 0 | 0 | 2279.2178 | yes |  | 0 | 0 | 0 | 2279.2178 | 0 | no | 0 | 0 | 0 | 2279.2178 | 0
| 15779.3279 | 0 | yes | Deficit |  |  | 0 | 0 | 0 | 0 | 0 |  | 0 | 0 | 0 | 0 | 4860 | no |  | 0 | 24300 | no | 15779.3279 | 0 | no | no | 0 | 0 | 0 | 0 | 0 |  | 0 | 0 | 0 | 0 | 0 | 15779.3279 | 14148.2939 | 12787.1377 | 0 | yes | Deficit |  |  | 0 | 0 | 0 | 0 | 0 |  | 0 | 0 | 0 | 0 | 1601.4917 | yes |  | 0 | 0 | 0 | 1601.4917 | 0 | no | 0 | 0 | 0 | 1601.4917 | 0
| 13324.4408 | 0 | no | Surplus | yes |  | 0 | 0 | 0 | 2454.8871 | 0 | no | 0 | 0 | 0 | 2454.8871 | 4860 | no | 13324.4408 | 0 | 24300 |  |  | 0 |  |  | 0 | 0 | 0 | 0 | 0 |  | 0 | 0 | 0 | 0 | 0 | 13324.4408 | 15226.7146 | 10797.7641 | 0 | yes | Deficit |  |  | 0 | 0 | 0 | 0 | 0 |  | 0 | 0 | 0 | 0 | 2439.5769 | yes |  | 0 | 0 | 0 | 2439.5769 | 0 | no | 0 | 0 | 0 | 2439.5769 | 0
| 12898.214 | 0 | no | Surplus | yes |  | 0 | 0 | 0 | 426.2268 | 0 | no | 0 | 0 | 0 | 426.2268 | 4860 | no | 12898.214 | 0 | 24300 |  |  | 0 |  |  | 0 | 0 | 0 | 0 | 0 |  | 0 | 0 | 0 | 0 | 0 | 12898.214 | 15704.8548 | 10452.3614 | 0 | yes | Deficit |  |  | 0 | 0 | 0 | 0 | 0 |  | 0 | 0 | 0 | 0 | 4907.0907 | yes |  | 0 | 0 | 0 | 4907.0907 | 0 | no | 0 | 0 | 0 | 4907.0907 | 0
| 13524.3086 | 0 | yes | Deficit |  |  | 0 | 0 | 0 | 0 | 0 |  | 0 | 0 | 0 | 0 | 4860 | no |  | 0 | 24300 | no | 13524.3086 | 0 | no | no | 0 | 0 | 0 | 0 | 0 |  | 0 | 0 | 0 | 0 | 0 | 13524.3086 | 15831.924 | 10959.7314 | 0 | yes | Deficit |  |  | 0 | 0 | 0 | 0 | 0 |  | 0 | 0 | 0 | 0 | 5379.5626 | yes |  | 0 | 0 | 0 | 5379.5626 | 0 | no | 0 | 0 | 0 | 5379.5626 | 0
| 12590.3892 | 0 | no | Surplus | yes |  | 0 | 0 | 0 | 933.9193 | 0 | no | 0 | 0 | 0 | 933.9193 | 4860 | no | 12590.3892 | 0 | 24300 |  |  | 0 |  |  | 0 | 0 | 0 | 0 | 0 |  | 0 | 0 | 0 | 0 | 0 | 12590.3892 | 16002.4494 | 10202.9086 | 0 | yes | Deficit |  |  | 0 | 0 | 0 | 0 | 0 |  | 0 | 0 | 0 | 0 | 5042.718 | yes |  | 0 | 0 | 0 | 5042.718 | 0 | no | 0 | 0 | 0 | 5042.718 | 0
| 14731.866 | 0 | yes | Deficit |  |  | 0 | 0 | 0 | 0 | 0 |  | 0 | 0 | 0 | 0 | 4860 | no |  | 0 | 24300 | no | 14731.866 | 0 | no | no | 0 | 0 | 0 | 0 | 0 |  | 0 | 0 | 0 | 0 | 0 | 14731.866 | 15610.665 | 11938.3031 | 0 | yes | Deficit |  |  | 0 | 0 | 0 | 0 | 0 |  | 0 | 0 | 0 | 0 | 5407.7564 | yes |  | 0 | 0 | 0 | 5407.7564 | 0 | no | 0 | 0 | 0 | 5407.7564 | 0
| 15841.4408 | 0 | yes | Deficit |  |  | 0 | 0 | 0 | 0 | 0 |  | 0 | 0 | 0 | 0 | 4860 | no |  | 0 | 24300 | no | 15841.4408 | 0 | no | no | 0 | 0 | 0 | 0 | 0 |  | 0 | 0 | 0 | 0 | 0 | 15841.4408 | 15345.1185 | 12837.4723 | 0 | yes | Deficit |  |  | 0 | 0 | 0 | 0 | 0 |  | 0 | 0 | 0 | 0 | 3406.8154 | yes |  | 0 | 0 | 0 | 3406.8154 | 0 | no | 0 | 0 | 0 | 3406.8154 | 0
| 12714.8139 | 0 | no | Surplus | yes |  | 0 | 0 | 0 | 3126.6269 | 0 | no | 0 | 0 | 0 | 3126.6269 | 4860 | no | 12714.8139 | 0 | 24300 |  |  | 0 |  |  | 0 | 0 | 0 | 0 | 0 |  | 0 | 0 | 0 | 0 | 0 | 12714.8139 | 15594.774 | 10303.739 | 0 | yes | Deficit |  |  | 0 | 0 | 0 | 0 | 0 |  | 0 | 0 | 0 | 0 | 2757.3017 | yes |  | 0 | 0 | 0 | 2757.3017 | 0 | no | 0 | 0 | 0 | 2757.3017 | 0
| 13999.1228 | 0 | yes | Deficit |  |  | 0 | 0 | 0 | 0 | 0 |  | 0 | 0 | 0 | 0 | 4860 | no |  | 0 | 24300 | no | 13999.1228 | 0 | no | no | 0 | 0 | 0 | 0 | 0 |  | 0 | 0 | 0 | 0 | 0 | 13999.1228 | 16001.6684 | 11344.508 | 0 | yes | Deficit |  |  | 0 | 0 | 0 | 0 | 0 |  | 0 | 0 | 0 | 0 | 5697.9294 | yes |  | 0 | 0 | 0 | 5697.9294 | 0 | no | 0 | 0 | 0 | 5697.9294 | 0
| 13476.7765 | 0 | no | Surplus | yes |  | 0 | 0 | 0 | 522.3463 | 0 | no | 0 | 0 | 0 | 522.3463 | 4860 | no | 13476.7765 | 0 | 24300 |  |  | 0 |  |  | 0 | 0 | 0 | 0 | 0 |  | 0 | 0 | 0 | 0 | 0 | 13476.7765 | 15842.9417 | 10921.2128 | 0 | yes | Deficit |  |  | 0 | 0 | 0 | 0 | 0 |  | 0 | 0 | 0 | 0 | 4498.4337 | yes |  | 0 | 0 | 0 | 4498.4337 | 0 | no | 0 | 0 | 0 | 4498.4337 | 0
| 12806.487 | 0 | no | Surplus | yes |  | 0 | 0 | 0 | 670.2895 | 0 | no | 0 | 0 | 0 | 670.2895 | 4860 | no | 12806.487 | 0 | 24300 |  |  | 0 |  |  | 0 | 0 | 0 | 0 | 0 |  | 0 | 0 | 0 | 0 | 0 | 12806.487 | 15488.7201 | 10378.0284 | 0 | yes | Deficit |  |  | 0 | 0 | 0 | 0 | 0 |  | 0 | 0 | 0 | 0 | 4567.5073 | yes |  | 0 | 0 | 0 | 4567.5073 | 0 | no | 0 | 0 | 0 | 4567.5073 | 0
| 15147.2997 | 0 | yes | Deficit |  |  | 0 | 0 | 0 | 0 | 0 |  | 0 | 0 | 0 | 0 | 4860 | no |  | 0 | 24300 | no | 15147.2997 | 0 | no | no | 0 | 0 | 0 | 0 | 0 |  | 0 | 0 | 0 | 0 | 0 | 15147.2997 | 15996.471 | 12274.9593 | 0 | yes | Deficit |  |  | 0 | 0 | 0 | 0 | 0 |  | 0 | 0 | 0 | 0 | 5618.4426 | yes |  | 0 | 0 | 0 | 5618.4426 | 0 | no | 0 | 0 | 0 | 5618.4426 | 0
| 13416.6925 | 0 | no | Surplus | yes |  | 0 | 0 | 0 | 1730.6072 | 0 | no | 0 | 0 | 0 | 1730.6072 | 4860 | no | 13416.6925 | 0 | 24300 |  |  | 0 |  |  | 0 | 0 | 0 | 0 | 0 |  | 0 | 0 | 0 | 0 | 0 | 13416.6925 | 16199.651 | 10872.5223 | 0 | yes | Deficit |  |  | 0 | 0 | 0 | 0 | 0 |  | 0 | 0 | 0 | 0 | 3924.6917 | yes |  | 0 | 0 | 0 | 3924.6917 | 0 | no | 0 | 0 | 0 | 3924.6917 | 0
| 12834.4536 | 0 | no | Surplus | yes |  | 0 | 0 | 0 | 582.2389 | 0 | no | 0 | 0 | 0 | 582.2389 | 4860 | no | 12834.4536 | 0 | 24300 |  |  | 0 |  |  | 0 | 0 | 0 | 0 | 0 |  | 0 | 0 | 0 | 0 | 0 | 12834.4536 | 16037.81 | 10400.6917 | 0 | yes | Deficit |  |  | 0 | 0 | 0 | 0 | 0 |  | 0 | 0 | 0 | 0 | 5165.2877 | yes |  | 0 | 0 | 0 | 5165.2877 | 0 | no | 0 | 0 | 0 | 5165.2877 | 0
| 14116.3546 | 0 | yes | Deficit |  |  | 0 | 0 | 0 | 0 | 0 |  | 0 | 0 | 0 | 0 | 4860 | no |  | 0 | 24300 | no | 14116.3546 | 0 | no | no | 0 | 0 | 0 | 0 | 0 |  | 0 | 0 | 0 | 0 | 0 | 14116.3546 | 16201.1318 | 11439.5094 | 0 | yes | Deficit |  |  | 0 | 0 | 0 | 0 | 0 |  | 0 | 0 | 0 | 0 | 5800.4401 | yes |  | 0 | 0 | 0 | 5800.4401 | 0 | no | 0 | 0 | 0 | 5800.4401 | 0
| 15382.5706 | 0 | yes | Deficit |  |  | 0 | 0 | 0 | 0 | 0 |  | 0 | 0 | 0 | 0 | 4860 | no |  | 0 | 24300 | no | 15382.5706 | 0 | no | no | 0 | 0 | 0 | 0 | 0 |  | 0 | 0 | 0 | 0 | 0 | 15382.5706 | 16524.7521 | 12465.6164 | 0 | yes | Deficit |  |  | 0 | 0 | 0 | 0 | 0 |  | 0 | 0 | 0 | 0 | 5085.2427 | yes |  | 0 | 0 | 0 | 5085.2427 | 0 | no | 0 | 0 | 0 | 5085.2427 | 0
| 15163.345 | 0 | no | Surplus | yes |  | 0 | 0 | 0 | 219.2257 | 0 | no | 0 | 0 | 0 | 219.2257 | 4860 | no | 15163.345 | 0 | 24300 |  |  | 0 |  |  | 0 | 0 | 0 | 0 | 0 |  | 0 | 0 | 0 | 0 | 0 | 15163.345 | 16741.3728 | 12287.9619 | 0 | yes | Deficit |  |  | 0 | 0 | 0 | 0 | 0 |  | 0 | 0 | 0 | 0 | 4275.7564 | yes |  | 0 | 0 | 0 | 4275.7564 | 0 | no | 0 | 0 | 0 | 4275.7564 | 0
| 14967.1132 | 0 | no | Surplus | yes |  | 0 | 0 | 0 | 196.2318 | 0 | no | 0 | 0 | 0 | 196.2318 | 4860 | no | 14967.1132 | 0 | 24300 |  |  | 0 |  |  | 0 | 0 | 0 | 0 | 0 |  | 0 | 0 | 0 | 0 | 0 | 14967.1132 | 16897.1858 | 12128.941 | 0 | yes | Deficit |  |  | 0 | 0 | 0 | 0 | 0 |  | 0 | 0 | 0 | 0 | 4609.2239 | yes |  | 0 | 0 | 0 | 4609.2239 | 0 | no | 0 | 0 | 0 | 4609.2239 | 0
| 14445.9975 | 0 | no | Surplus | yes |  | 0 | 0 | 0 | 521.1157 | 0 | no | 0 | 0 | 0 | 521.1157 | 4860 | no | 14445.9975 | 0 | 24300 |  |  | 0 |  |  | 0 | 0 | 0 | 0 | 0 |  | 0 | 0 | 0 | 0 | 0 | 14445.9975 | 16579.9854 | 11706.643 | 0 | yes | Deficit |  |  | 0 | 0 | 0 | 0 | 0 |  | 0 | 0 | 0 | 0 | 4451.0444 | yes |  | 0 | 0 | 0 | 4451.0444 | 0 | no | 0 | 0 | 0 | 4451.0444 | 0
| 14100.7853 | 0 | no | Surplus | yes |  | 0 | 0 | 0 | 345.2122 | 0 | no | 0 | 0 | 0 | 345.2122 | 4860 | no | 14100.7853 | 0 | 24300 |  |  | 0 |  |  | 0 | 0 | 0 | 0 | 0 |  | 0 | 0 | 0 | 0 | 0 | 14100.7853 | 16667.0486 | 11426.8925 | 0 | yes | Deficit |  |  | 0 | 0 | 0 | 0 | 0 |  | 0 | 0 | 0 | 0 | 4960.4056 | yes |  | 0 | 0 | 0 | 4960.4056 | 0 | no | 0 | 0 | 0 | 4960.4056 | 0
| 16473.6286 | 0 | yes | Deficit |  |  | 0 | 0 | 0 | 0 | 0 |  | 0 | 0 | 0 | 0 | 4860 | no |  | 0 | 24300 | no | 16473.6286 | 0 | no | no | 0 | 0 | 0 | 0 | 0 |  | 0 | 0 | 0 | 0 | 0 | 16473.6286 | 15489.7858 | 13349.7801 | 0 | yes | Deficit |  |  | 0 | 0 | 0 | 0 | 0 |  | 0 | 0 | 0 | 0 | 4062.8933 | yes |  | 0 | 0 | 0 | 4062.8933 | 0 | no | 0 | 0 | 0 | 4062.8933 | 0
| 16065.8453 | 0 | no | Surplus | yes |  | 0 | 0 | 0 | 407.7833 | 0 | no | 0 | 0 | 0 | 407.7833 | 4860 | no | 16065.8453 | 0 | 24300 |  |  | 0 |  |  | 0 | 0 | 0 | 0 | 0 |  | 0 | 0 | 0 | 0 | 0 | 16065.8453 | 16260.5548 | 13019.3236 | 0 | yes | Deficit |  |  | 0 | 0 | 0 | 0 | 0 |  | 0 | 0 | 0 | 0 | 2910.7748 | yes |  | 0 | 0 | 0 | 2910.7748 | 0 | no | 0 | 0 | 0 | 2910.7748 | 0
| 15966.5824 | 0 | no | Surplus | yes |  | 0 | 0 | 0 | 99.2629 | 0 | no | 0 | 0 | 0 | 99.2629 | 4860 | no | 15966.5824 | 0 | 24300 |  |  | 0 |  |  | 0 | 0 | 0 | 0 | 0 |  | 0 | 0 | 0 | 0 | 0 | 15966.5824 | 17060.7232 | 12938.8836 | 0 | yes | Deficit |  |  | 0 | 0 | 0 | 0 | 0 |  | 0 | 0 | 0 | 0 | 4041.3997 | yes |  | 0 | 0 | 0 | 4041.3997 | 0 | no | 0 | 0 | 0 | 4041.3997 | 0
| 13659.8955 | 0 | no | Surplus | yes |  | 0 | 0 | 0 | 2306.6869 | 0 | no | 0 | 0 | 0 | 2306.6869 | 4860 | no | 13659.8955 | 0 | 24300 |  |  | 0 |  |  | 0 | 0 | 0 | 0 | 0 |  | 0 | 0 | 0 | 0 | 0 | 13659.8955 | 17600.1834 | 11069.6074 | 0 | yes | Deficit |  |  | 0 | 0 | 0 | 0 | 0 |  | 0 | 0 | 0 | 0 | 4661.2998 | yes |  | 0 | 0 | 0 | 4661.2998 | 0 | no | 0 | 0 | 0 | 4661.2998 | 0
| 13839.1941 | 0 | yes | Deficit |  |  | 0 | 0 | 0 | 0 | 0 |  | 0 | 0 | 0 | 0 | 4860 | no |  | 0 | 24300 | no | 13839.1941 | 0 | no | no | 0 | 0 | 0 | 0 | 0 |  | 0 | 0 | 0 | 0 | 0 | 13839.1941 | 17475.0823 | 11214.9061 | 0 | yes | Deficit |  |  | 0 | 0 | 0 | 0 | 0 |  | 0 | 0 | 0 | 0 | 6405.4749 | yes |  | 0 | 0 | 0 | 6405.4749 | 0 | no | 0 | 0 | 0 | 6405.4749 | 0
| 14009.1187 | 0 | yes | Deficit |  |  | 0 | 0 | 0 | 0 | 0 |  | 0 | 0 | 0 | 0 | 4860 | no |  | 0 | 24300 | no | 14009.1187 | 0 | no | no | 0 | 0 | 0 | 0 | 0 |  | 0 | 0 | 0 | 0 | 0 | 14009.1187 | 17586.2923 | 11352.6083 | 0 | yes | Deficit |  |  | 0 | 0 | 0 | 0 | 0 |  | 0 | 0 | 0 | 0 | 6371.3862 | yes |  | 0 | 0 | 0 | 6371.3862 | 0 | no | 0 | 0 | 0 | 6371.3862 | 0
| 13720.4994 | 0 | no | Surplus | yes |  | 0 | 0 | 0 | 288.6192 | 0 | no | 0 | 0 | 0 | 288.6192 | 4860 | no | 13720.4994 | 0 | 24300 |  |  | 0 |  |  | 0 | 0 | 0 | 0 | 0 |  | 0 | 0 | 0 | 0 | 0 | 13720.4994 | 17578.7996 | 11118.7192 | 0 | yes | Deficit |  |  | 0 | 0 | 0 | 0 | 0 |  | 0 | 0 | 0 | 0 | 6226.1913 | yes |  | 0 | 0 | 0 | 6226.1913 | 0 | no | 0 | 0 | 0 | 6226.1913 | 0
| 13726.9351 | 0 | yes | Deficit |  |  | 0 | 0 | 0 | 0 | 0 |  | 0 | 0 | 0 | 0 | 4860 | no |  | 0 | 24300 | no | 13726.9351 | 0 | no | no | 0 | 0 | 0 | 0 | 0 |  | 0 | 0 | 0 | 0 | 0 | 13726.9351 | 18260.2975 | 11123.9345 | 0 | yes | Deficit |  |  | 0 | 0 | 0 | 0 | 0 |  | 0 | 0 | 0 | 0 | 7141.5783 | yes |  | 0 | 0 | 0 | 7141.5783 | 0 | no | 0 | 0 | 0 | 7141.5783 | 0
| 16564.8961 | 0 | yes | Deficit |  |  | 0 | 0 | 0 | 0 | 0 |  | 0 | 0 | 0 | 0 | 4860 | no |  | 0 | 24300 | no | 16564.8961 | 0 | no | no | 0 | 0 | 0 | 0 | 0 |  | 0 | 0 | 0 | 0 | 0 | 16564.8961 | 18062.7204 | 13423.7408 | 0 | yes | Deficit |  |  | 0 | 0 | 0 | 0 | 0 |  | 0 | 0 | 0 | 0 | 6938.7859 | yes |  | 0 | 0 | 0 | 6938.7859 | 0 | no | 0 | 0 | 0 | 6938.7859 | 0
| 15546.7118 | 0 | no | Surplus | yes |  | 0 | 0 | 0 | 1018.1844 | 0 | no | 0 | 0 | 0 | 1018.1844 | 4860 | no | 15546.7118 | 0 | 24300 |  |  | 0 |  |  | 0 | 0 | 0 | 0 | 0 |  | 0 | 0 | 0 | 0 | 0 | 15546.7118 | 17402.0387 | 12598.6319 | 0 | yes | Deficit |  |  | 0 | 0 | 0 | 0 | 0 |  | 0 | 0 | 0 | 0 | 3978.2979 | yes |  | 0 | 0 | 0 | 3978.2979 | 0 | no | 0 | 0 | 0 | 3978.2979 | 0
| 14512.1363 | 0 | no | Surplus | yes |  | 0 | 0 | 0 | 1034.5755 | 0 | no | 0 | 0 | 0 | 1034.5755 | 4860 | no | 14512.1363 | 0 | 24300 |  |  | 0 |  |  | 0 | 0 | 0 | 0 | 0 |  | 0 | 0 | 0 | 0 | 0 | 14512.1363 | 17416.1207 | 11760.2401 | 0 | yes | Deficit |  |  | 0 | 0 | 0 | 0 | 0 |  | 0 | 0 | 0 | 0 | 4817.4888 | yes |  | 0 | 0 | 0 | 4817.4888 | 0 | no | 0 | 0 | 0 | 4817.4888 | 0
| 13854.9889 | 0 | no | Surplus | yes |  | 0 | 0 | 0 | 657.1474 | 0 | no | 0 | 0 | 0 | 657.1474 | 4860 | no | 13854.9889 | 0 | 24300 |  |  | 0 |  |  | 0 | 0 | 0 | 0 | 0 |  | 0 | 0 | 0 | 0 | 0 | 13854.9889 | 17540.5127 | 11227.7058 | 0 | yes | Deficit |  |  | 0 | 0 | 0 | 0 | 0 |  | 0 | 0 | 0 | 0 | 5780.2726 | yes |  | 0 | 0 | 0 | 5780.2726 | 0 | no | 0 | 0 | 0 | 5780.2726 | 0
| 17636.8192 | 0 | yes | Deficit |  |  | 0 | 0 | 0 | 0 | 0 |  | 0 | 0 | 0 | 0 | 4860 | no |  | 0 | 24300 | no | 17636.8192 | 0 | no | no | 0 | 0 | 0 | 0 | 0 |  | 0 | 0 | 0 | 0 | 0 | 17636.8192 | 16900.8443 | 14292.398 | 0 | yes | Deficit |  |  | 0 | 0 | 0 | 0 | 0 |  | 0 | 0 | 0 | 0 | 5673.1385 | yes |  | 0 | 0 | 0 | 5673.1385 | 0 | no | 0 | 0 | 0 | 5673.1385 | 0
| 14467.6379 | 0 | no | Surplus | yes |  | 0 | 0 | 0 | 3169.1813 | 0 | no | 0 | 0 | 0 | 3169.1813 | 4860 | no | 14467.6379 | 0 | 24300 |  |  | 0 |  |  | 0 | 0 | 0 | 0 | 0 |  | 0 | 0 | 0 | 0 | 0 | 14467.6379 | 16771.48 | 11724.1798 | 0 | yes | Deficit |  |  | 0 | 0 | 0 | 0 | 0 |  | 0 | 0 | 0 | 0 | 2479.082 | yes |  | 0 | 0 | 0 | 2479.082 | 0 | no | 0 | 0 | 0 | 2479.082 | 0
| 13791.2779 | 0 | no | Surplus | yes |  | 0 | 0 | 0 | 676.36 | 0 | no | 0 | 0 | 0 | 676.36 | 4860 | no | 13791.2779 | 0 | 24300 |  |  | 0 |  |  | 0 | 0 | 0 | 0 | 0 |  | 0 | 0 | 0 | 0 | 0 | 13791.2779 | 16321.9446 | 11176.0761 | 0 | yes | Deficit |  |  | 0 | 0 | 0 | 0 | 0 |  | 0 | 0 | 0 | 0 | 4597.7648 | yes |  | 0 | 0 | 0 | 4597.7648 | 0 | no | 0 | 0 | 0 | 4597.7648 | 0
| 17626.2515 | 0 | yes | Deficit |  |  | 0 | 0 | 0 | 0 | 0 |  | 0 | 0 | 0 | 0 | 4860 | no |  | 0 | 24300 | no | 17626.2515 | 0 | no | no | 0 | 0 | 0 | 0 | 0 |  | 0 | 0 | 0 | 0 | 0 | 17626.2515 | 16733.8828 | 14283.8343 | 0 | yes | Deficit |  |  | 0 | 0 | 0 | 0 | 0 |  | 0 | 0 | 0 | 0 | 5557.8067 | yes |  | 0 | 0 | 0 | 5557.8067 | 0 | no | 0 | 0 | 0 | 5557.8067 | 0
| 21148.4205 | 0 | yes | Deficit |  |  | 0 | 0 | 0 | 0 | 0 |  | 0 | 0 | 0 | 0 | 4860 | no |  | 0 | 24300 | no | 21148.4205 | 0 | no | no | 0 | 0 | 0 | 0 | 0 |  | 0 | 0 | 0 | 0 | 0 | 21148.4205 | 16879.2688 | 17138.1041 | 0 | yes | Deficit |  |  | 0 | 0 | 0 | 0 | 0 |  | 0 | 0 | 0 | 0 | 2595.4345 | yes |  | 0 | 0 | 0 | 2595.4345 | 0 | no | 0 | 0 | 0 | 2595.4345 | 0
| 19688.2799 | 0 | no | Surplus | yes |  | 0 | 0 | 0 | 1460.1406 | 0 | no | 0 | 0 | 0 | 1460.1406 | 4860 | no | 19688.2799 | 0 | 24300 |  |  | 0 |  |  | 0 | 0 | 0 | 0 | 0 |  | 0 | 0 | 0 | 0 | 0 | 19688.2799 | 16452.2108 | 15954.8459 | 0 | no | Surplus | yes |  | 0 | 0 | 0 | 685.8934 | 0 | no | 0 | 0 | 0 | 685.8934 | 0 |  |  | 0 | 0 | 0 | 0 | 0 |  | 0 | 0 | 0 | 0 | 0
| 18390.385 | 0 | no | Surplus | yes |  | 0 | 0 | 0 | 1297.8948 | 0 | no | 0 | 0 | 0 | 1297.8948 | 4860 | no | 18390.385 | 0 | 24300 |  |  | 0 |  |  | 0 | 0 | 0 | 0 | 0 |  | 0 | 0 | 0 | 0 | 0 | 18390.385 | 16419.9926 | 14903.0673 | 0 | yes | Deficit |  |  | 0 | 0 | 0 | 0 | 0 |  | 0 | 0 | 0 | 0 | 465.1467 | yes |  | 0 | 0 | 0 | 465.1467 | 0 | no | 0 | 0 | 0 | 465.1467 | 0
| 21203.5766 | 0 | yes | Deficit |  |  | 0 | 0 | 0 | 0 | 0 |  | 0 | 0 | 0 | 0 | 4860 | no |  | 0 | 24300 | no | 21203.5766 | 0 | no | no | 0 | 0 | 0 | 0 | 0 |  | 0 | 0 | 0 | 0 | 0 | 21203.5766 | 16019.977 | 17182.8012 | 0 | yes | Deficit |  |  | 0 | 0 | 0 | 0 | 0 |  | 0 | 0 | 0 | 0 | 1116.9098 | yes |  | 0 | 0 | 0 | 1116.9098 | 0 | no | 0 | 0 | 0 | 1116.9098 | 0
| 18259.7558 | 0 | no | Surplus | yes |  | 0 | 0 | 0 | 2943.8208 | 0 | no | 0 | 0 | 0 | 2943.8208 | 4860 | no | 18259.7558 | 0 | 24300 |  |  | 0 |  |  | 0 | 0 | 0 | 0 | 0 |  | 0 | 0 | 0 | 0 | 0 | 18259.7558 | 16300.9215 | 14797.2089 | 0 | no | Surplus | yes |  | 0 | 0 | 0 | 881.8797 | 0 | no | 0 | 0 | 0 | 881.8797 | 0 |  |  | 0 | 0 | 0 | 0 | 0 |  | 0 | 0 | 0 | 0 | 0
| 20140.5453 | 0 | yes | Deficit |  |  | 0 | 0 | 0 | 0 | 0 |  | 0 | 0 | 0 | 0 | 4860 | no |  | 0 | 24300 | no | 20140.5453 | 0 | no | no | 0 | 0 | 0 | 0 | 0 |  | 0 | 0 | 0 | 0 | 0 | 20140.5453 | 16363.6078 | 16321.3495 | 0 | yes | Deficit |  |  | 0 | 0 | 0 | 0 | 0 |  | 0 | 0 | 0 | 0 | 1566.3989 | yes |  | 0 | 0 | 0 | 1566.3989 | 0 | no | 0 | 0 | 0 | 1566.3989 | 0
| 20215.3376 | 0 | yes | Deficit |  |  | 0 | 0 | 0 | 0 | 0 |  | 0 | 0 | 0 | 0 | 4860 | no |  | 0 | 24300 | no | 20215.3376 | 0 | no | no | 0 | 0 | 0 | 0 | 0 |  | 0 | 0 | 0 | 0 | 0 | 20215.3376 | 17256.7503 | 16381.9592 | 0 | yes | Deficit |  |  | 0 | 0 | 0 | 0 | 0 |  | 0 | 0 | 0 | 0 | 935.4008 | yes |  | 0 | 0 | 0 | 935.4008 | 0 | no | 0 | 0 | 0 | 935.4008 | 0
| 20210.5523 | 0 | no | Surplus | yes |  | 0 | 0 | 0 | 4.7853 | 0 | no | 0 | 0 | 0 | 4.7853 | 4860 | no | 20210.5523 | 0 | 24300 |  |  | 0 |  |  | 0 | 0 | 0 | 0 | 0 |  | 0 | 0 | 0 | 0 | 0 | 20210.5523 | 19475.9318 | 16378.0813 | 0 | yes | Deficit |  |  | 0 | 0 | 0 | 0 | 0 |  | 0 | 0 | 0 | 0 | 3093.9726 | yes |  | 0 | 0 | 0 | 3093.9726 | 0 | no | 0 | 0 | 0 | 3093.9726 | 0
| 20505.694 | 0 | yes | Deficit |  |  | 0 | 0 | 0 | 0 | 0 |  | 0 | 0 | 0 | 0 | 4860 | no |  | 0 | 24300 | no | 20505.694 | 0 | no | no | 0 | 0 | 0 | 0 | 0 |  | 0 | 0 | 0 | 0 | 0 | 20505.694 | 19359.1954 | 16617.2561 | 0 | yes | Deficit |  |  | 0 | 0 | 0 | 0 | 0 |  | 0 | 0 | 0 | 0 | 2981.1141 | yes |  | 0 | 0 | 0 | 2981.1141 | 0 | no | 0 | 0 | 0 | 2981.1141 | 0
| 21617.1007 | 0 | yes | Deficit |  |  | 0 | 0 | 0 | 0 | 0 |  | 0 | 0 | 0 | 0 | 4860 | no |  | 0 | 24300 | no | 21617.1007 | 0 | no | no | 0 | 0 | 0 | 0 | 0 |  | 0 | 0 | 0 | 0 | 0 | 21617.1007 | 17811.7054 | 17517.9098 | 0 | yes | Deficit |  |  | 0 | 0 | 0 | 0 | 0 |  | 0 | 0 | 0 | 0 | 1194.4494 | yes |  | 0 | 0 | 0 | 1194.4494 | 0 | no | 0 | 0 | 0 | 1194.4494 | 0
| 19123.5154 | 0 | no | Surplus | yes |  | 0 | 0 | 0 | 2493.5853 | 0 | no | 0 | 0 | 0 | 2493.5853 | 4860 | no | 19123.5154 | 0 | 24300 |  |  | 0 |  |  | 0 | 0 | 0 | 0 | 0 |  | 0 | 0 | 0 | 0 | 0 | 19123.5154 | 18138.3037 | 15497.1762 | 0 | yes | Deficit |  |  | 0 | 0 | 0 | 0 | 0 |  | 0 | 0 | 0 | 0 | 620.3939 | yes |  | 0 | 0 | 0 | 620.3939 | 0 | no | 0 | 0 | 0 | 620.3939 | 0
| 20245.0392 | 0 | yes | Deficit |  |  | 0 | 0 | 0 | 0 | 0 |  | 0 | 0 | 0 | 0 | 4860 | no |  | 0 | 24300 | no | 20245.0392 | 0 | no | no | 0 | 0 | 0 | 0 | 0 |  | 0 | 0 | 0 | 0 | 0 | 20245.0392 | 18360.4071 | 16406.0285 | 0 | yes | Deficit |  |  | 0 | 0 | 0 | 0 | 0 |  | 0 | 0 | 0 | 0 | 2863.231 | yes |  | 0 | 0 | 0 | 2863.231 | 0 | no | 0 | 0 | 0 | 2863.231 | 0
| 19335.0212 | 0 | no | Surplus | yes |  | 0 | 0 | 0 | 910.018 | 0 | no | 0 | 0 | 0 | 910.018 | 4860 | no | 19335.0212 | 0 | 24300 |  |  | 0 |  |  | 0 | 0 | 0 | 0 | 0 |  | 0 | 0 | 0 | 0 | 0 | 19335.0212 | 18778.9223 | 15668.5747 | 0 | yes | Deficit |  |  | 0 | 0 | 0 | 0 | 0 |  | 0 | 0 | 0 | 0 | 2372.8938 | yes |  | 0 | 0 | 0 | 2372.8938 | 0 | no | 0 | 0 | 0 | 2372.8938 | 0
| 17204.9053 | 0 | no | Surplus | yes |  | 0 | 0 | 0 | 2130.1159 | 0 | no | 0 | 0 | 0 | 2130.1159 | 4860 | no | 17204.9053 | 0 | 24300 |  |  | 0 |  |  | 0 | 0 | 0 | 0 | 0 |  | 0 | 0 | 0 | 0 | 0 | 17204.9053 | 18456.462 | 13942.3868 | 0 | yes | Deficit |  |  | 0 | 0 | 0 | 0 | 0 |  | 0 | 0 | 0 | 0 | 2787.8873 | yes |  | 0 | 0 | 0 | 2787.8873 | 0 | no | 0 | 0 | 0 | 2787.8873 | 0
| 16681.9012 | 0 | no | Surplus | yes |  | 0 | 0 | 0 | 523.0041 | 0 | no | 0 | 0 | 0 | 523.0041 | 4860 | no | 16681.9012 | 0 | 24300 |  |  | 0 |  |  | 0 | 0 | 0 | 0 | 0 |  | 0 | 0 | 0 | 0 | 0 | 16681.9012 | 17262.324 | 13518.5585 | 0 | yes | Deficit |  |  | 0 | 0 | 0 | 0 | 0 |  | 0 | 0 | 0 | 0 | 3319.9372 | yes |  | 0 | 0 | 0 | 3319.9372 | 0 | no | 0 | 0 | 0 | 3319.9372 | 0
| 18435.1747 | 0 | yes | Deficit |  |  | 0 | 0 | 0 | 0 | 0 |  | 0 | 0 | 0 | 0 | 4860 | no |  | 0 | 24300 | no | 18435.1747 | 0 | no | no | 0 | 0 | 0 | 0 | 0 |  | 0 | 0 | 0 | 0 | 0 | 18435.1747 | 17181.5793 | 14939.3636 | 0 | yes | Deficit |  |  | 0 | 0 | 0 | 0 | 0 |  | 0 | 0 | 0 | 0 | 3663.0208 | yes |  | 0 | 0 | 0 | 3663.0208 | 0 | no | 0 | 0 | 0 | 3663.0208 | 0
| 21213.2884 | 0 | yes | Deficit |  |  | 0 | 0 | 0 | 0 | 0 |  | 0 | 0 | 0 | 0 | 4860 | no |  | 0 | 24300 | no | 21213.2884 | 0 | no | no | 0 | 0 | 0 | 0 | 0 |  | 0 | 0 | 0 | 0 | 0 | 21213.2884 | 16518.582 | 17190.6713 | 0 | yes | Deficit |  |  | 0 | 0 | 0 | 0 | 0 |  | 0 | 0 | 0 | 0 | 1579.2184 | yes |  | 0 | 0 | 0 | 1579.2184 | 0 | no | 0 | 0 | 0 | 1579.2184 | 0
| 17730.5253 | 0 | no | Surplus | yes |  | 0 | 0 | 0 | 3482.7631 | 0 | no | 0 | 0 | 0 | 3482.7631 | 4860 | no | 17730.5253 | 0 | 24300 |  |  | 0 |  |  | 0 | 0 | 0 | 0 | 0 |  | 0 | 0 | 0 | 0 | 0 | 17730.5253 | 16698.8243 | 14368.3349 | 0 | no | Surplus | yes |  | 0 | 0 | 0 | 491.847 | 0 | no | 0 | 0 | 0 | 491.847 | 0 |  |  | 0 | 0 | 0 | 0 | 0 |  | 0 | 0 | 0 | 0 | 0
| 17730.5552 | 0 | yes | Deficit |  |  | 0 | 0 | 0 | 0 | 0 |  | 0 | 0 | 0 | 0 | 4860 | no |  | 0 | 24300 | no | 17730.5552 | 0 | no | no | 0 | 0 | 0 | 0 | 0 |  | 0 | 0 | 0 | 0 | 0 | 17730.5552 | 18376.6987 | 14368.3591 | 0 | yes | Deficit |  |  | 0 | 0 | 0 | 0 | 0 |  | 0 | 0 | 0 | 0 | 4008.3638 | yes |  | 0 | 0 | 0 | 4008.3638 | 0 | no | 0 | 0 | 0 | 4008.3638 | 0
| 18300.2526 | 0 | yes | Deficit |  |  | 0 | 0 | 0 | 0 | 0 |  | 0 | 0 | 0 | 0 | 4860 | no |  | 0 | 24300 | no | 18300.2526 | 0 | no | no | 0 | 0 | 0 | 0 | 0 |  | 0 | 0 | 0 | 0 | 0 | 18300.2526 | 15776.747 | 14830.0264 | 0 | yes | Deficit |  |  | 0 | 0 | 0 | 0 | 0 |  | 0 | 0 | 0 | 0 | 1408.3878 | yes |  | 0 | 0 | 0 | 1408.3878 | 0 | no | 0 | 0 | 0 | 1408.3878 | 0
| 18591.0619 | 0 | yes | Deficit |  |  | 0 | 0 | 0 | 0 | 0 |  | 0 | 0 | 0 | 0 | 4860 | no |  | 0 | 24300 | no | 18591.0619 | 0 | no | no | 0 | 0 | 0 | 0 | 0 |  | 0 | 0 | 0 | 0 | 0 | 18591.0619 | 14662.0452 | 15065.6904 | 0 | no | Surplus | yes |  | 0 | 0 | 0 | 167.9813 | 0 | no | 0 | 0 | 0 | 167.9813 | 0 |  |  | 0 | 0 | 0 | 0 | 0 |  | 0 | 0 | 0 | 0 | 0
| 19025.8492 | 0 | yes | Deficit |  |  | 0 | 0 | 0 | 0 | 0 |  | 0 | 0 | 0 | 0 | 4860 | no |  | 0 | 24300 | no | 19025.8492 | 0 | no | no | 0 | 0 | 0 | 0 | 0 |  | 0 | 0 | 0 | 0 | 0 | 19025.8492 | 15966.0257 | 15418.0302 | 0 | yes | Deficit |  |  | 0 | 0 | 0 | 0 | 0 |  | 0 | 0 | 0 | 0 | 900.3354 | yes |  | 0 | 0 | 0 | 900.3354 | 0 | no | 0 | 0 | 0 | 900.3354 | 0
| 20594.2512 | 0 | yes | Deficit |  |  | 0 | 0 | 0 | 0 | 0 |  | 0 | 0 | 0 | 0 | 4860 | no |  | 0 | 24300 | no | 20594.2512 | 0 | no | no | 0 | 0 | 0 | 0 | 0 |  | 0 | 0 | 0 | 0 | 0 | 20594.2512 | 16024.3915 | 16689.0205 | 0 | yes | Deficit |  |  | 0 | 0 | 0 | 0 | 0 |  | 0 | 0 | 0 | 0 | 606.3613 | yes |  | 0 | 0 | 0 | 606.3613 | 0 | no | 0 | 0 | 0 | 606.3613 | 0
| 19626.2394 | 0 | no | Surplus | yes |  | 0 | 0 | 0 | 968.0119 | 0 | no | 0 | 0 | 0 | 968.0119 | 4860 | no | 19626.2394 | 0 | 24300 |  |  | 0 |  |  | 0 | 0 | 0 | 0 | 0 |  | 0 | 0 | 0 | 0 | 0 | 19626.2394 | 16692.1344 | 15904.57 | 0 | yes | Deficit |  |  | 0 | 0 | 0 | 0 | 0 |  | 0 | 0 | 0 | 0 | 3.114 | yes |  | 0 | 0 | 0 | 3.114 | 0 | no | 0 | 0 | 0 | 3.114 | 0
| 20783.7671 | 0 | yes | Deficit |  |  | 0 | 0 | 0 | 0 | 0 |  | 0 | 0 | 0 | 0 | 4860 | no |  | 0 | 24300 | no | 20783.7671 | 0 | no | no | 0 | 0 | 0 | 0 | 0 |  | 0 | 0 | 0 | 0 | 0 | 20783.7671 | 17090.2406 | 16842.599 | 0 | yes | Deficit |  |  | 0 | 0 | 0 | 0 | 0 |  | 0 | 0 | 0 | 0 | 1185.6706 | yes |  | 0 | 0 | 0 | 1185.6706 | 0 | no | 0 | 0 | 0 | 1185.6706 | 0
| 19907.0836 | 0 | no | Surplus | yes |  | 0 | 0 | 0 | 876.6836 | 0 | no | 0 | 0 | 0 | 876.6836 | 4860 | no | 19907.0836 | 0 | 24300 |  |  | 0 |  |  | 0 | 0 | 0 | 0 | 0 |  | 0 | 0 | 0 | 0 | 0 | 19907.0836 | 17098.7363 | 16132.1585 | 0 | yes | Deficit |  |  | 0 | 0 | 0 | 0 | 0 |  | 0 | 0 | 0 | 0 | 256.1374 | yes |  | 0 | 0 | 0 | 256.1374 | 0 | no | 0 | 0 | 0 | 256.1374 | 0
| 18502.3112 | 0 | no | Surplus | yes |  | 0 | 0 | 0 | 1404.7723 | 0 | no | 0 | 0 | 0 | 1404.7723 | 4860 | no | 18502.3112 | 0 | 24300 |  |  | 0 |  |  | 0 | 0 | 0 | 0 | 0 |  | 0 | 0 | 0 | 0 | 0 | 18502.3112 | 17034.1644 | 14993.7692 | 0 | yes | Deficit |  |  | 0 | 0 | 0 | 0 | 0 |  | 0 | 0 | 0 | 0 | 902.0059 | yes |  | 0 | 0 | 0 | 902.0059 | 0 | no | 0 | 0 | 0 | 902.0059 | 0
| 17351.9485 | 0 | no | Surplus | yes |  | 0 | 0 | 0 | 1150.3627 | 0 | no | 0 | 0 | 0 | 1150.3627 | 4860 | no | 17351.9485 | 0 | 24300 |  |  | 0 |  |  | 0 | 0 | 0 | 0 | 0 |  | 0 | 0 | 0 | 0 | 0 | 17351.9485 | 17184.7594 | 14061.5466 | 0 | yes | Deficit |  |  | 0 | 0 | 0 | 0 | 0 |  | 0 | 0 | 0 | 0 | 2190.9901 | yes |  | 0 | 0 | 0 | 2190.9901 | 0 | no | 0 | 0 | 0 | 2190.9901 | 0
| 17970.8959 | 0 | yes | Deficit |  |  | 0 | 0 | 0 | 0 | 0 |  | 0 | 0 | 0 | 0 | 4860 | no |  | 0 | 24300 | no | 17970.8959 | 0 | no | no | 0 | 0 | 0 | 0 | 0 |  | 0 | 0 | 0 | 0 | 0 | 17970.8959 | 17292.0102 | 14563.1247 | 0 | yes | Deficit |  |  | 0 | 0 | 0 | 0 | 0 |  | 0 | 0 | 0 | 0 | 3230.4636 | yes |  | 0 | 0 | 0 | 3230.4636 | 0 | no | 0 | 0 | 0 | 3230.4636 | 0
| 20775.7975 | 0 | yes | Deficit |  |  | 0 | 0 | 0 | 0 | 0 |  | 0 | 0 | 0 | 0 | 4860 | no |  | 0 | 24300 | no | 20775.7975 | 0 | no | no | 0 | 0 | 0 | 0 | 0 |  | 0 | 0 | 0 | 0 | 0 | 20775.7975 | 16132.5634 | 16836.1406 | 0 | yes | Deficit |  |  | 0 | 0 | 0 | 0 | 0 |  | 0 | 0 | 0 | 0 | 1569.4387 | yes |  | 0 | 0 | 0 | 1569.4387 | 0 | no | 0 | 0 | 0 | 1569.4387 | 0
| 16981.7999 | 0 | no | Surplus | yes |  | 0 | 0 | 0 | 3793.9976 | 0 | no | 0 | 0 | 0 | 3793.9976 | 4860 | no | 16981.7999 | 0 | 24300 |  |  | 0 |  |  | 0 | 0 | 0 | 0 | 0 |  | 0 | 0 | 0 | 0 | 0 | 16981.7999 | 15765.9288 | 13761.5883 | 0 | no | Surplus | yes |  | 0 | 0 | 0 | 1070.2118 | 0 | no | 0 | 0 | 0 | 1070.2118 | 0 |  |  | 0 | 0 | 0 | 0 | 0 |  | 0 | 0 | 0 | 0 | 0
| 19487.4471 | 0 | yes | Deficit |  |  | 0 | 0 | 0 | 0 | 0 |  | 0 | 0 | 0 | 0 | 4860 | no |  | 0 | 24300 | no | 19487.4471 | 0 | no | no | 0 | 0 | 0 | 0 | 0 |  | 0 | 0 | 0 | 0 | 0 | 19487.4471 | 14984.4841 | 15792.0965 | 0 | yes | Deficit |  |  | 0 | 0 | 0 | 0 | 0 |  | 0 | 0 | 0 | 0 | 1222.8958 | yes |  | 0 | 0 | 0 | 1222.8958 | 0 | no | 0 | 0 | 0 | 1222.8958 | 0
| 19902.953 | 0 | yes | Deficit |  |  | 0 | 0 | 0 | 0 | 0 |  | 0 | 0 | 0 | 0 | 4860 | no |  | 0 | 24300 | no | 19902.953 | 0 | no | no | 0 | 0 | 0 | 0 | 0 |  | 0 | 0 | 0 | 0 | 0 | 19902.953 | 15369.1274 | 16128.8112 | 0 | no | Surplus | yes |  | 0 | 0 | 0 | 422.9691 | 0 | no | 0 | 0 | 0 | 422.9691 | 0 |  |  | 0 | 0 | 0 | 0 | 0 |  | 0 | 0 | 0 | 0 | 0
| 19379.8265 | 0 | no | Surplus | yes |  | 0 | 0 | 0 | 523.1265 | 0 | no | 0 | 0 | 0 | 523.1265 | 4860 | no | 19379.8265 | 0 | 24300 |  |  | 0 |  |  | 0 | 0 | 0 | 0 | 0 |  | 0 | 0 | 0 | 0 | 0 | 19379.8265 | 14683.2486 | 15704.8837 | 0 | no | Surplus | yes |  | 0 | 0 | 0 | 1445.5626 | 0 | no | 0 | 0 | 0 | 1445.5626 | 0 |  |  | 0 | 0 | 0 | 0 | 0 |  | 0 | 0 | 0 | 0 | 0
| 18490.7922 | 0 | no | Surplus | yes |  | 0 | 0 | 0 | 889.0342 | 0 | no | 0 | 0 | 0 | 889.0342 | 4860 | no | 18490.7922 | 0 | 24300 |  |  | 0 |  |  | 0 | 0 | 0 | 0 | 0 |  | 0 | 0 | 0 | 0 | 0 | 18490.7922 | 16821.3987 | 14984.4345 | 0 | yes | Deficit |  |  | 0 | 0 | 0 | 0 | 0 |  | 0 | 0 | 0 | 0 | 1116.515 | yes |  | 0 | 0 | 0 | 1116.515 | 0 | no | 0 | 0 | 0 | 1116.515 | 0
| 17162.7478 | 0 | no | Surplus | yes |  | 0 | 0 | 0 | 1328.0444 | 0 | no | 0 | 0 | 0 | 1328.0444 | 4860 | no | 17162.7478 | 0 | 24300 |  |  | 0 |  |  | 0 | 0 | 0 | 0 | 0 |  | 0 | 0 | 0 | 0 | 0 | 17162.7478 | 14625.7346 | 13908.2235 | 0 | no | Surplus | yes |  | 0 | 0 | 0 | 358.7 | 0 | no | 0 | 0 | 0 | 358.7 | 0 |  |  | 0 | 0 | 0 | 0 | 0 |  | 0 | 0 | 0 | 0 | 0
| 17458.6723 | 0 | yes | Deficit |  |  | 0 | 0 | 0 | 0 | 0 |  | 0 | 0 | 0 | 0 | 4860 | no |  | 0 | 24300 | no | 17458.6723 | 0 | no | no | 0 | 0 | 0 | 0 | 0 |  | 0 | 0 | 0 | 0 | 0 | 17458.6723 | 15730.8971 | 14148.0326 | 0 | yes | Deficit |  |  | 0 | 0 | 0 | 0 | 0 |  | 0 | 0 | 0 | 0 | 1822.6736 | yes |  | 0 | 0 | 0 | 1822.6736 | 0 | no | 0 | 0 | 0 | 1822.6736 | 0
| 19620.6281 | 0 | yes | Deficit |  |  | 0 | 0 | 0 | 0 | 0 |  | 0 | 0 | 0 | 0 | 4860 | no |  | 0 | 24300 | no | 19620.6281 | 0 | no | no | 0 | 0 | 0 | 0 | 0 |  | 0 | 0 | 0 | 0 | 0 | 19620.6281 | 16223.179 | 15900.0228 | 0 | yes | Deficit |  |  | 0 | 0 | 0 | 0 | 0 |  | 0 | 0 | 0 | 0 | 2075.1463 | yes |  | 0 | 0 | 0 | 2075.1463 | 0 | no | 0 | 0 | 0 | 2075.1463 | 0
| 17221.4773 | 0 | no | Surplus | yes |  | 0 | 0 | 0 | 2399.1508 | 0 | no | 0 | 0 | 0 | 2399.1508 | 4860 | no | 17221.4773 | 0 | 24300 |  |  | 0 |  |  | 0 | 0 | 0 | 0 | 0 |  | 0 | 0 | 0 | 0 | 0 | 17221.4773 | 16118.5738 | 13955.8163 | 0 | yes | Deficit |  |  | 0 | 0 | 0 | 0 | 0 |  | 0 | 0 | 0 | 0 | 218.551 | yes |  | 0 | 0 | 0 | 218.551 | 0 | no | 0 | 0 | 0 | 218.551 | 0
| 19339.3561 | 0 | yes | Deficit |  |  | 0 | 0 | 0 | 0 | 0 |  | 0 | 0 | 0 | 0 | 4860 | no |  | 0 | 24300 | no | 19339.3561 | 0 | no | no | 0 | 0 | 0 | 0 | 0 |  | 0 | 0 | 0 | 0 | 0 | 19339.3561 | 14298.3891 | 15672.0876 | 0 | yes | Deficit |  |  | 0 | 0 | 0 | 0 | 0 |  | 0 | 0 | 0 | 0 | 342.5728 | yes |  | 0 | 0 | 0 | 342.5728 | 0 | no | 0 | 0 | 0 | 342.5728 | 0
| 21667.7844 | 0 | yes | Deficit |  |  | 0 | 0 | 0 | 0 | 0 |  | 0 | 0 | 0 | 0 | 4860 | no |  | 0 | 24300 | no | 21667.7844 | 0 | no | no | 0 | 0 | 0 | 0 | 0 |  | 0 | 0 | 0 | 0 | 0 | 21667.7844 | 14104.79 | 17558.9825 | 0 | no | Surplus | yes |  | 0 | 0 | 0 | 1567.2975 | 0 | no | 0 | 0 | 0 | 1567.2975 | 0 |  |  | 0 | 0 | 0 | 0 | 0 |  | 0 | 0 | 0 | 0 | 0
| 19009.3697 | 0 | no | Surplus | yes |  | 0 | 0 | 0 | 2658.4147 | 0 | no | 0 | 0 | 0 | 2658.4147 | 4860 | no | 19009.3697 | 0 | 24300 |  |  | 0 |  |  | 0 | 0 | 0 | 0 | 0 |  | 0 | 0 | 0 | 0 | 0 | 19009.3697 | 13887.787 | 15404.6756 | 0 | no | Surplus | yes |  | 0 | 0 | 0 | 3671.1954 | 0 | no | 0 | 0 | 0 | 3671.1954 | 0 |  |  | 0 | 0 | 0 | 0 | 0 |  | 0 | 0 | 0 | 0 | 0
| 19354.1207 | 0 | yes | Deficit |  |  | 0 | 0 | 0 | 0 | 0 |  | 0 | 0 | 0 | 0 | 4860 | no |  | 0 | 24300 | no | 19354.1207 | 0 | no | no | 0 | 0 | 0 | 0 | 0 |  | 0 | 0 | 0 | 0 | 0 | 19354.1207 | 13717.7334 | 15684.0524 | 0 | no | Surplus | yes |  | 0 | 0 | 0 | 1686.9422 | 0 | no | 0 | 0 | 0 | 1686.9422 | 0 |  |  | 0 | 0 | 0 | 0 | 0 |  | 0 | 0 | 0 | 0 | 0
| 17645.622 | 0 | no | Surplus | yes |  | 0 | 0 | 0 | 1708.4987 | 0 | no | 0 | 0 | 0 | 1708.4987 | 4860 | no | 17645.622 | 0 | 24300 |  |  | 0 |  |  | 0 | 0 | 0 | 0 | 0 |  | 0 | 0 | 0 | 0 | 0 | 17645.622 | 12487.4489 | 14299.5316 | 0 | no | Surplus | yes |  | 0 | 0 | 0 | 3196.6036 | 0 | no | 0 | 0 | 0 | 3196.6036 | 0 |  |  | 0 | 0 | 0 | 0 | 0 |  | 0 | 0 | 0 | 0 | 0
| 17948.0951 | 0 | yes | Deficit |  |  | 0 | 0 | 0 | 0 | 0 |  | 0 | 0 | 0 | 0 | 4860 | no |  | 0 | 24300 | no | 17948.0951 | 0 | no | no | 0 | 0 | 0 | 0 | 0 |  | 0 | 0 | 0 | 0 | 0 | 17948.0951 | 14767.7474 | 14544.6476 | 0 | yes | Deficit |  |  | 0 | 0 | 0 | 0 | 0 |  | 0 | 0 | 0 | 0 | 468.2158 | yes |  | 0 | 0 | 0 | 468.2158 | 0 | no | 0 | 0 | 0 | 468.2158 | 0
| 18788.7384 | 0 | yes | Deficit |  |  | 0 | 0 | 0 | 0 | 0 |  | 0 | 0 | 0 | 0 | 4860 | no |  | 0 | 24300 | no | 18788.7384 | 0 | no | no | 0 | 0 | 0 | 0 | 0 |  | 0 | 0 | 0 | 0 | 0 | 18788.7384 | 14131.6947 | 15225.882 | 0 | no | Surplus | yes |  | 0 | 0 | 0 | 412.9529 | 0 | no | 0 | 0 | 0 | 412.9529 | 0 |  |  | 0 | 0 | 0 | 0 | 0 |  | 0 | 0 | 0 | 0 | 0
| 17525.9091 | 0 | no | Surplus | yes |  | 0 | 0 | 0 | 1262.8293 | 0 | no | 0 | 0 | 0 | 1262.8293 | 4860 | no | 17525.9091 | 0 | 24300 |  |  | 0 |  |  | 0 | 0 | 0 | 0 | 0 |  | 0 | 0 | 0 | 0 | 0 | 17525.9091 | 14700.047 | 14202.5196 | 0 | no | Surplus | yes |  | 0 | 0 | 0 | 525.835 | 0 | no | 0 | 0 | 0 | 525.835 | 0 |  |  | 0 | 0 | 0 | 0 | 0 |  | 0 | 0 | 0 | 0 | 0
| 14042.8669 | 0 | no | Surplus | yes |  | 0 | 0 | 0 | 3483.0422 | 0 | no | 0 | 0 | 0 | 3483.0422 | 4860 | no | 14042.8669 | 0 | 24300 |  |  | 0 |  |  | 0 | 0 | 0 | 0 | 0 |  | 0 | 0 | 0 | 0 | 0 | 14042.8669 | 14234.7417 | 11379.957 | 0 | yes | Deficit |  |  | 0 | 0 | 0 | 0 | 0 |  | 0 | 0 | 0 | 0 | 32.2221 | yes |  | 0 | 0 | 0 | 32.2221 | 0 | no | 0 | 0 | 0 | 32.2221 | 0
| 13397.6863 | 0 | no | Surplus | yes |  | 0 | 0 | 0 | 645.1806 | 0 | no | 0 | 0 | 0 | 645.1806 | 4860 | no | 13397.6863 | 0 | 24300 |  |  | 0 |  |  | 0 | 0 | 0 | 0 | 0 |  | 0 | 0 | 0 | 0 | 0 | 13397.6863 | 14554.7738 | 10857.1202 | 0 | yes | Deficit |  |  | 0 | 0 | 0 | 0 | 0 |  | 0 | 0 | 0 | 0 | 3174.8168 | yes |  | 0 | 0 | 0 | 3174.8168 | 0 | no | 0 | 0 | 0 | 3174.8168 | 0
| 13964.0703 | 0 | yes | Deficit |  |  | 0 | 0 | 0 | 0 | 0 |  | 0 | 0 | 0 | 0 | 4860 | no |  | 0 | 24300 | no | 13964.0703 | 0 | no | no | 0 | 0 | 0 | 0 | 0 |  | 0 | 0 | 0 | 0 | 0 | 13964.0703 | 14921.5334 | 11316.1023 | 0 | yes | Deficit |  |  | 0 | 0 | 0 | 0 | 0 |  | 0 | 0 | 0 | 0 | 4064.4132 | yes |  | 0 | 0 | 0 | 4064.4132 | 0 | no | 0 | 0 | 0 | 4064.4132 | 0
| 15014.5802 | 0 | yes | Deficit |  |  | 0 | 0 | 0 | 0 | 0 |  | 0 | 0 | 0 | 0 | 4860 | no |  | 0 | 24300 | no | 15014.5802 | 0 | no | no | 0 | 0 | 0 | 0 | 0 |  | 0 | 0 | 0 | 0 | 0 | 15014.5802 | 14569.2609 | 12167.407 | 0 | yes | Deficit |  |  | 0 | 0 | 0 | 0 | 0 |  | 0 | 0 | 0 | 0 | 3253.1586 | yes |  | 0 | 0 | 0 | 3253.1586 | 0 | no | 0 | 0 | 0 | 3253.1586 | 0
| 18076.4645 | 0 | yes | Deficit |  |  | 0 | 0 | 0 | 0 | 0 |  | 0 | 0 | 0 | 0 | 4860 | no |  | 0 | 24300 | no | 18076.4645 | 0 | no | no | 0 | 0 | 0 | 0 | 0 |  | 0 | 0 | 0 | 0 | 0 | 18076.4645 | 14061.5884 | 14648.6747 | 0 | yes | Deficit |  |  | 0 | 0 | 0 | 0 | 0 |  | 0 | 0 | 0 | 0 | 1894.1814 | yes |  | 0 | 0 | 0 | 1894.1814 | 0 | no | 0 | 0 | 0 | 1894.1814 | 0
| 18191.5268 | 0 | yes | Deficit |  |  | 0 | 0 | 0 | 0 | 0 |  | 0 | 0 | 0 | 0 | 4860 | no |  | 0 | 24300 | no | 18191.5268 | 0 | no | no | 0 | 0 | 0 | 0 | 0 |  | 0 | 0 | 0 | 0 | 0 | 18191.5268 | 14375.5914 | 14741.918 | 0 | no | Surplus | yes |  | 0 | 0 | 0 | 273.0832 | 0 | no | 0 | 0 | 0 | 273.0832 | 0 |  |  | 0 | 0 | 0 | 0 | 0 |  | 0 | 0 | 0 | 0 | 0
| 17986.5693 | 0 | no | Surplus | yes |  | 0 | 0 | 0 | 204.9575 | 0 | no | 0 | 0 | 0 | 204.9575 | 4860 | no | 17986.5693 | 0 | 24300 |  |  | 0 |  |  | 0 | 0 | 0 | 0 | 0 |  | 0 | 0 | 0 | 0 | 0 | 17986.5693 | 13253.7545 | 14575.826 | 0 | no | Surplus | yes |  | 0 | 0 | 0 | 1488.1635 | 0 | no | 0 | 0 | 0 | 1488.1635 | 0 |  |  | 0 | 0 | 0 | 0 | 0 |  | 0 | 0 | 0 | 0 | 0
| 18618.0878 | 0 | yes | Deficit |  |  | 0 | 0 | 0 | 0 | 0 |  | 0 | 0 | 0 | 0 | 4860 | no |  | 0 | 24300 | no | 18618.0878 | 0 | no | no | 0 | 0 | 0 | 0 | 0 |  | 0 | 0 | 0 | 0 | 0 | 18618.0878 | 14030.9711 | 15087.5914 | 0 | no | Surplus | yes |  | 0 | 0 | 0 | 544.855 | 0 | no | 0 | 0 | 0 | 544.855 | 0 |  |  | 0 | 0 | 0 | 0 | 0 |  | 0 | 0 | 0 | 0 | 0
| 21080.3105 | 0 | yes | Deficit |  |  | 0 | 0 | 0 | 0 | 0 |  | 0 | 0 | 0 | 0 | 4860 | no |  | 0 | 24300 | no | 21080.3105 | 0 | no | no | 0 | 0 | 0 | 0 | 0 |  | 0 | 0 | 0 | 0 | 0 | 21080.3105 | 14042.2912 | 17082.9096 | 0 | no | Surplus | yes |  | 0 | 0 | 0 | 1045.3002 | 0 | no | 0 | 0 | 0 | 1045.3002 | 0 |  |  | 0 | 0 | 0 | 0 | 0 |  | 0 | 0 | 0 | 0 | 0
| 19705.957 | 0 | no | Surplus | yes |  | 0 | 0 | 0 | 1374.3535 | 0 | no | 0 | 0 | 0 | 1374.3535 | 4860 | no | 19705.957 | 0 | 24300 |  |  | 0 |  |  | 0 | 0 | 0 | 0 | 0 |  | 0 | 0 | 0 | 0 | 0 | 19705.957 | 13292.0318 | 15969.171 | 0 | no | Surplus | yes |  | 0 | 0 | 0 | 3790.8779 | 0 | no | 0 | 0 | 0 | 3790.8779 | 0 |  |  | 0 | 0 | 0 | 0 | 0 |  | 0 | 0 | 0 | 0 | 0
| 16923.5637 | 0 | no | Surplus | yes |  | 0 | 0 | 0 | 2782.3933 | 0 | no | 0 | 0 | 0 | 2782.3933 | 4860 | no | 16923.5637 | 0 | 24300 |  |  | 0 |  |  | 0 | 0 | 0 | 0 | 0 |  | 0 | 0 | 0 | 0 | 0 | 16923.5637 | 14735.7566 | 13714.3952 | 0 | no | Surplus | yes |  | 0 | 0 | 0 | 1233.4143 | 0 | no | 0 | 0 | 0 | 1233.4143 | 0 |  |  | 0 | 0 | 0 | 0 | 0 |  | 0 | 0 | 0 | 0 | 0
| 17343.1913 | 0 | yes | Deficit |  |  | 0 | 0 | 0 | 0 | 0 |  | 0 | 0 | 0 | 0 | 4860 | no |  | 0 | 24300 | no | 17343.1913 | 0 | no | no | 0 | 0 | 0 | 0 | 0 |  | 0 | 0 | 0 | 0 | 0 | 17343.1913 | 12689.7094 | 14054.45 | 0 | no | Surplus | yes |  | 0 | 0 | 0 | 1024.6859 | 0 | no | 0 | 0 | 0 | 1024.6859 | 0 |  |  | 0 | 0 | 0 | 0 | 0 |  | 0 | 0 | 0 | 0 | 0
| 16732.6554 | 0 | no | Surplus | yes |  | 0 | 0 | 0 | 610.5358 | 0 | no | 0 | 0 | 0 | 610.5358 | 4860 | no | 16732.6554 | 0 | 24300 |  |  | 0 |  |  | 0 | 0 | 0 | 0 | 0 |  | 0 | 0 | 0 | 0 | 0 | 16732.6554 | 11869.8619 | 13559.6883 | 0 | no | Surplus | yes |  | 0 | 0 | 0 | 2184.5881 | 0 | no | 0 | 0 | 0 | 2184.5881 | 0 |  |  | 0 | 0 | 0 | 0 | 0 |  | 0 | 0 | 0 | 0 | 0
| 16698.9297 | 0 | no | Surplus | yes |  | 0 | 0 | 0 | 33.7257 | 0 | no | 0 | 0 | 0 | 33.7257 | 4860 | no | 16698.9297 | 0 | 24300 |  |  | 0 |  |  | 0 | 0 | 0 | 0 | 0 |  | 0 | 0 | 0 | 0 | 0 | 16698.9297 | 11508.083 | 13532.3579 | 0 | no | Surplus | yes |  | 0 | 0 | 0 | 2051.6053 | 0 | no | 0 | 0 | 0 | 2051.6053 | 0 |  |  | 0 | 0 | 0 | 0 | 0 |  | 0 | 0 | 0 | 0 | 0
| 16302.6048 | 0 | no | Surplus | yes |  | 0 | 0 | 0 | 396.3249 | 0 | no | 0 | 0 | 0 | 396.3249 | 4860 | no | 16302.6048 | 0 | 24300 |  |  | 0 |  |  | 0 | 0 | 0 | 0 | 0 |  | 0 | 0 | 0 | 0 | 0 | 16302.6048 | 13535.6881 | 13211.187 | 0 | yes | Deficit |  |  | 0 | 0 | 0 | 0 | 0 |  | 0 | 0 | 0 | 0 | 3.3301 | yes |  | 0 | 0 | 0 | 3.3301 | 0 | no | 0 | 0 | 0 | 3.3301 | 0
| 20224.1799 | 0 | yes | Deficit |  |  | 0 | 0 | 0 | 0 | 0 |  | 0 | 0 | 0 | 0 | 4860 | no |  | 0 | 24300 | no | 20224.1799 | 0 | no | no | 0 | 0 | 0 | 0 | 0 |  | 0 | 0 | 0 | 0 | 0 | 20224.1799 | 14336.1028 | 16389.1247 | 0 | yes | Deficit |  |  | 0 | 0 | 0 | 0 | 0 |  | 0 | 0 | 0 | 0 | 1124.9158 | yes |  | 0 | 0 | 0 | 1124.9158 | 0 | no | 0 | 0 | 0 | 1124.9158 | 0
| 22001.8387 | 0 | yes | Deficit |  |  | 0 | 0 | 0 | 0 | 0 |  | 0 | 0 | 0 | 0 | 4860 | no |  | 0 | 24300 | no | 22001.8387 | 0 | no | no | 0 | 0 | 0 | 0 | 0 |  | 0 | 0 | 0 | 0 | 0 | 22001.8387 | 15443.9214 | 17829.691 | 0 | no | Surplus | yes |  | 0 | 0 | 0 | 945.2033 | 0 | no | 0 | 0 | 0 | 945.2033 | 0 |  |  | 0 | 0 | 0 | 0 | 0 |  | 0 | 0 | 0 | 0 | 0
| 18151.0656 | 0 | no | Surplus | yes |  | 0 | 0 | 0 | 3850.7731 | 0 | no | 0 | 0 | 0 | 3850.7731 | 4860 | no | 18151.0656 | 0 | 24300 |  |  | 0 |  |  | 0 | 0 | 0 | 0 | 0 |  | 0 | 0 | 0 | 0 | 0 | 18151.0656 | 14905.1849 | 14709.1293 | 0 | no | Surplus | yes |  | 0 | 0 | 0 | 2924.5061 | 0 | no | 0 | 0 | 0 | 2924.5061 | 0 |  |  | 0 | 0 | 0 | 0 | 0 |  | 0 | 0 | 0 | 0 | 0
| 18875.2286 | 0 | yes | Deficit |  |  | 0 | 0 | 0 | 0 | 0 |  | 0 | 0 | 0 | 0 | 4860 | no |  | 0 | 24300 | no | 18875.2286 | 0 | no | no | 0 | 0 | 0 | 0 | 0 |  | 0 | 0 | 0 | 0 | 0 | 18875.2286 | 15639.7403 | 15295.9713 | 0 | yes | Deficit |  |  | 0 | 0 | 0 | 0 | 0 |  | 0 | 0 | 0 | 0 | 930.6109 | yes |  | 0 | 0 | 0 | 930.6109 | 0 | no | 0 | 0 | 0 | 930.6109 | 0
| 18741.4994 | 0 | no | Surplus | yes |  | 0 | 0 | 0 | 133.7292 | 0 | no | 0 | 0 | 0 | 133.7292 | 4860 | no | 18741.4994 | 0 | 24300 |  |  | 0 |  |  | 0 | 0 | 0 | 0 | 0 |  | 0 | 0 | 0 | 0 | 0 | 18741.4994 | 15008.6677 | 15187.6008 | 0 | no | Surplus | yes |  | 0 | 0 | 0 | 287.3036 | 0 | no | 0 | 0 | 0 | 287.3036 | 0 |  |  | 0 | 0 | 0 | 0 | 0 |  | 0 | 0 | 0 | 0 | 0
| 18245.3643 | 0 | no | Surplus | yes |  | 0 | 0 | 0 | 496.1352 | 0 | no | 0 | 0 | 0 | 496.1352 | 4860 | no | 18245.3643 | 0 | 24300 |  |  | 0 |  |  | 0 | 0 | 0 | 0 | 0 |  | 0 | 0 | 0 | 0 | 0 | 18245.3643 | 13448.4983 | 14785.5464 | 0 | no | Surplus | yes |  | 0 | 0 | 0 | 1739.1026 | 0 | no | 0 | 0 | 0 | 1739.1026 | 0 |  |  | 0 | 0 | 0 | 0 | 0 |  | 0 | 0 | 0 | 0 | 0
| 18827.5645 | 0 | yes | Deficit |  |  | 0 | 0 | 0 | 0 | 0 |  | 0 | 0 | 0 | 0 | 4860 | no |  | 0 | 24300 | no | 18827.5645 | 0 | no | no | 0 | 0 | 0 | 0 | 0 |  | 0 | 0 | 0 | 0 | 0 | 18827.5645 | 15398.5245 | 15257.3456 | 0 | yes | Deficit |  |  | 0 | 0 | 0 | 0 | 0 |  | 0 | 0 | 0 | 0 | 612.9781 | yes |  | 0 | 0 | 0 | 612.9781 | 0 | no | 0 | 0 | 0 | 612.9781 | 0
| 23111.851 | 0 | yes | Deficit |  |  | 0 | 0 | 0 | 0 | 0 |  | 0 | 0 | 0 | 0 | 4860 | no |  | 0 | 24300 | no | 23111.851 | 0 | no | no | 0 | 0 | 0 | 0 | 0 |  | 0 | 0 | 0 | 0 | 0 | 23111.851 | 15994.4994 | 18729.2147 | 0 | yes | Deficit |  |  | 0 | 0 | 0 | 0 | 0 |  | 0 | 0 | 0 | 0 | 737.1538 | yes |  | 0 | 0 | 0 | 737.1538 | 0 | no | 0 | 0 | 0 | 737.1538 | 0
| 21178.9977 | 0 | no | Surplus | yes |  | 0 | 0 | 0 | 1932.8533 | 0 | no | 0 | 0 | 0 | 1932.8533 | 4860 | no | 21178.9977 | 0 | 24300 |  |  | 0 |  |  | 0 | 0 | 0 | 0 | 0 |  | 0 | 0 | 0 | 0 | 0 | 21178.9977 | 15679.15 | 17162.8831 | 0 | no | Surplus | yes |  | 0 | 0 | 0 | 3050.0647 | 0 | no | 0 | 0 | 0 | 3050.0647 | 0 |  |  | 0 | 0 | 0 | 0 | 0 |  | 0 | 0 | 0 | 0 | 0
| 18509.3157 | 0 | no | Surplus | yes |  | 0 | 0 | 0 | 2669.6821 | 0 | no | 0 | 0 | 0 | 2669.6821 | 4860 | no | 18509.3157 | 0 | 24300 |  |  | 0 |  |  | 0 | 0 | 0 | 0 | 0 |  | 0 | 0 | 0 | 0 | 0 | 18509.3157 | 13312.1377 | 14999.4454 | 0 | no | Surplus | yes |  | 0 | 0 | 0 | 3850.7454 | 0 | no | 0 | 0 | 0 | 3850.7454 | 0 |  |  | 0 | 0 | 0 | 0 | 0 |  | 0 | 0 | 0 | 0 | 0
| 18222.8048 | 0 | no | Surplus | yes |  | 0 | 0 | 0 | 286.5108 | 0 | no | 0 | 0 | 0 | 286.5108 | 4860 | no | 18222.8048 | 0 | 24300 |  |  | 0 |  |  | 0 | 0 | 0 | 0 | 0 |  | 0 | 0 | 0 | 0 | 0 | 18222.8048 | 13138.0426 | 14767.2649 | 0 | no | Surplus | yes |  | 0 | 0 | 0 | 1861.4029 | 0 | no | 0 | 0 | 0 | 1861.4029 | 0 |  |  | 0 | 0 | 0 | 0 | 0 |  | 0 | 0 | 0 | 0 | 0
| 19773.5415 | 0 | yes | Deficit |  |  | 0 | 0 | 0 | 0 | 0 |  | 0 | 0 | 0 | 0 | 4860 | no |  | 0 | 24300 | no | 19773.5415 | 0 | no | no | 0 | 0 | 0 | 0 | 0 |  | 0 | 0 | 0 | 0 | 0 | 19773.5415 | 11814.826 | 16023.9396 | 0 | no | Surplus | yes |  | 0 | 0 | 0 | 2952.4389 | 0 | no | 0 | 0 | 0 | 2952.4389 | 0 |  |  | 0 | 0 | 0 | 0 | 0 |  | 0 | 0 | 0 | 0 | 0
| 19984.575 | 0 | yes | Deficit |  |  | 0 | 0 | 0 | 0 | 0 |  | 0 | 0 | 0 | 0 | 4860 | no |  | 0 | 24300 | no | 19984.575 | 0 | no | no | 0 | 0 | 0 | 0 | 0 |  | 0 | 0 | 0 | 0 | 0 | 19984.575 | 12118.156 | 16194.9554 | 0 | no | Surplus | yes |  | 0 | 0 | 0 | 3905.7836 | 0 | no | 0 | 0 | 0 | 3905.7836 | 0 |  |  | 0 | 0 | 0 | 0 | 0 |  | 0 | 0 | 0 | 0 | 0
| 19838.1121 | 0 | no | Surplus | yes |  | 0 | 0 | 0 | 146.4628 | 0 | no | 0 | 0 | 0 | 146.4628 | 4860 | no | 19838.1121 | 0 | 24300 |  |  | 0 |  |  | 0 | 0 | 0 | 0 | 0 |  | 0 | 0 | 0 | 0 | 0 | 19838.1121 | 12285.621 | 16076.2659 | 0 | no | Surplus | yes |  | 0 | 0 | 0 | 3909.3344 | 0 | no | 0 | 0 | 0 | 3909.3344 | 0 |  |  | 0 | 0 | 0 | 0 | 0 |  | 0 | 0 | 0 | 0 | 0
| 18686.2689 | 0 | no | Surplus | yes |  | 0 | 0 | 0 | 1151.8433 | 0 | no | 0 | 0 | 0 | 1151.8433 | 4860 | no | 18686.2689 | 0 | 24300 |  |  | 0 |  |  | 0 | 0 | 0 | 0 | 0 |  | 0 | 0 | 0 | 0 | 0 | 18686.2689 | 12452.201 | 15142.8435 | 0 | no | Surplus | yes |  | 0 | 0 | 0 | 3624.0649 | 0 | no | 0 | 0 | 0 | 3624.0649 | 0 |  |  | 0 | 0 | 0 | 0 | 0 |  | 0 | 0 | 0 | 0 | 0
| 17002.0003 | 0 | no | Surplus | yes |  | 0 | 0 | 0 | 1684.2686 | 0 | no | 0 | 0 | 0 | 1684.2686 | 4860 | no | 17002.0003 | 0 | 24300 |  |  | 0 |  |  | 0 | 0 | 0 | 0 | 0 |  | 0 | 0 | 0 | 0 | 0 | 17002.0003 | 14214.8233 | 13777.9581 | 0 | no | Surplus | yes |  | 0 | 0 | 0 | 928.0202 | 0 | no | 0 | 0 | 0 | 928.0202 | 0 |  |  | 0 | 0 | 0 | 0 | 0 |  | 0 | 0 | 0 | 0 | 0
| 19784.7569 | 0 | yes | Deficit |  |  | 0 | 0 | 0 | 0 | 0 |  | 0 | 0 | 0 | 0 | 4860 | no |  | 0 | 24300 | no | 19784.7569 | 0 | no | no | 0 | 0 | 0 | 0 | 0 |  | 0 | 0 | 0 | 0 | 0 | 19784.7569 | 11779.6841 | 16033.0283 | 0 | no | Surplus | yes |  | 0 | 0 | 0 | 1998.274 | 0 | no | 0 | 0 | 0 | 1998.274 | 0 |  |  | 0 | 0 | 0 | 0 | 0 |  | 0 | 0 | 0 | 0 | 0
| 18611.1906 | 0 | no | Surplus | yes |  | 0 | 0 | 0 | 1173.5663 | 0 | no | 0 | 0 | 0 | 1173.5663 | 4860 | no | 18611.1906 | 0 | 24300 |  |  | 0 |  |  | 0 | 0 | 0 | 0 | 0 |  | 0 | 0 | 0 | 0 | 0 | 18611.1906 | 13544.6135 | 15082.0021 | 0 | no | Surplus | yes |  | 0 | 0 | 0 | 2488.4148 | 0 | no | 0 | 0 | 0 | 2488.4148 | 0 |  |  | 0 | 0 | 0 | 0 | 0 |  | 0 | 0 | 0 | 0 | 0
| 21487.6411 | 0 | yes | Deficit |  |  | 0 | 0 | 0 | 0 | 0 |  | 0 | 0 | 0 | 0 | 4860 | no |  | 0 | 24300 | no | 21487.6411 | 0 | no | no | 0 | 0 | 0 | 0 | 0 |  | 0 | 0 | 0 | 0 | 0 | 21487.6411 | 15379.9788 | 17412.9993 | 0 | yes | Deficit |  |  | 0 | 0 | 0 | 0 | 0 |  | 0 | 0 | 0 | 0 | 297.9767 | yes |  | 0 | 0 | 0 | 297.9767 | 0 | no | 0 | 0 | 0 | 297.9767 | 0
| 19633.687 | 0 | no | Surplus | yes |  | 0 | 0 | 0 | 1853.9541 | 0 | no | 0 | 0 | 0 | 1853.9541 | 4860 | no | 19633.687 | 0 | 24300 |  |  | 0 |  |  | 0 | 0 | 0 | 0 | 0 |  | 0 | 0 | 0 | 0 | 0 | 19633.687 | 14264.5324 | 15910.6054 | 0 | no | Surplus | yes |  | 0 | 0 | 0 | 3148.4669 | 0 | no | 0 | 0 | 0 | 3148.4669 | 0 |  |  | 0 | 0 | 0 | 0 | 0 |  | 0 | 0 | 0 | 0 | 0
| 18607.7511 | 0 | no | Surplus | yes |  | 0 | 0 | 0 | 1025.9359 | 0 | no | 0 | 0 | 0 | 1025.9359 | 4860 | no | 18607.7511 | 0 | 24300 |  |  | 0 |  |  | 0 | 0 | 0 | 0 | 0 |  | 0 | 0 | 0 | 0 | 0 | 18607.7511 | 12369.6716 | 15079.2148 | 0 | no | Surplus | yes |  | 0 | 0 | 0 | 3540.9338 | 0 | no | 0 | 0 | 0 | 3540.9338 | 0 |  |  | 0 | 0 | 0 | 0 | 0 |  | 0 | 0 | 0 | 0 | 0
| 18022.6918 | 0 | no | Surplus | yes |  | 0 | 0 | 0 | 585.0593 | 0 | no | 0 | 0 | 0 | 585.0593 | 4860 | no | 18022.6918 | 0 | 24300 |  |  | 0 |  |  | 0 | 0 | 0 | 0 | 0 |  | 0 | 0 | 0 | 0 | 0 | 18022.6918 | 13459.1221 | 14605.0987 | 0 | no | Surplus | yes |  | 0 | 0 | 0 | 1620.0928 | 0 | no | 0 | 0 | 0 | 1620.0928 | 0 |  |  | 0 | 0 | 0 | 0 | 0 |  | 0 | 0 | 0 | 0 | 0
| 20080.1205 | 0 | yes | Deficit |  |  | 0 | 0 | 0 | 0 | 0 |  | 0 | 0 | 0 | 0 | 4860 | no |  | 0 | 24300 | no | 20080.1205 | 0 | no | no | 0 | 0 | 0 | 0 | 0 |  | 0 | 0 | 0 | 0 | 0 | 20080.1205 | 11629.7991 | 16272.3829 | 0 | no | Surplus | yes |  | 0 | 0 | 0 | 2975.2996 | 0 | no | 0 | 0 | 0 | 2975.2996 | 0 |  |  | 0 | 0 | 0 | 0 | 0 |  | 0 | 0 | 0 | 0 | 0
| 16653.829 | 0 | no | Surplus | yes |  | 0 | 0 | 0 | 3426.2915 | 0 | no | 0 | 0 | 0 | 3426.2915 | 4860 | no | 16653.829 | 0 | 24300 |  |  | 0 |  |  | 0 | 0 | 0 | 0 | 0 |  | 0 | 0 | 0 | 0 | 0 | 16653.829 | 11345.5851 | 13495.8096 | 0 | no | Surplus | yes |  | 0 | 0 | 0 | 4926.7978 | 0 | no | 0 | 0 | 0 | 4926.7978 | 0 |  |  | 0 | 0 | 0 | 0 | 0 |  | 0 | 0 | 0 | 0 | 0
| 17398.0333 | 0 | yes | Deficit |  |  | 0 | 0 | 0 | 0 | 0 |  | 0 | 0 | 0 | 0 | 4860 | no |  | 0 | 24300 | no | 17398.0333 | 0 | no | no | 0 | 0 | 0 | 0 | 0 |  | 0 | 0 | 0 | 0 | 0 | 17398.0333 | 15178.3007 | 14098.8924 | 0 | yes | Deficit |  |  | 0 | 0 | 0 | 0 | 0 |  | 0 | 0 | 0 | 0 | 1682.4911 | yes |  | 0 | 0 | 0 | 1682.4911 | 0 | no | 0 | 0 | 0 | 1682.4911 | 0
| 21187.5761 | 0 | yes | Deficit |  |  | 0 | 0 | 0 | 0 | 0 |  | 0 | 0 | 0 | 0 | 4860 | no |  | 0 | 24300 | no | 21187.5761 | 0 | no | no | 0 | 0 | 0 | 0 | 0 |  | 0 | 0 | 0 | 0 | 0 | 21187.5761 | 14403.5905 | 17169.8348 | 0 | yes | Deficit |  |  | 0 | 0 | 0 | 0 | 0 |  | 0 | 0 | 0 | 0 | 304.6981 | yes |  | 0 | 0 | 0 | 304.6981 | 0 | no | 0 | 0 | 0 | 304.6981 | 0
| 21988.6414 | 0 | yes | Deficit |  |  | 0 | 0 | 0 | 0 | 0 |  | 0 | 0 | 0 | 0 | 4860 | no |  | 0 | 24300 | no | 21988.6414 | 0 | no | no | 0 | 0 | 0 | 0 | 0 |  | 0 | 0 | 0 | 0 | 0 | 21988.6414 | 14398.4894 | 17818.9963 | 0 | no | Surplus | yes |  | 0 | 0 | 0 | 2771.3454 | 0 | no | 0 | 0 | 0 | 2771.3454 | 0 |  |  | 0 | 0 | 0 | 0 | 0 |  | 0 | 0 | 0 | 0 | 0
| 19779.1031 | 0 | no | Surplus | yes |  | 0 | 0 | 0 | 2209.5383 | 0 | no | 0 | 0 | 0 | 2209.5383 | 4860 | no | 19779.1031 | 0 | 24300 |  |  | 0 |  |  | 0 | 0 | 0 | 0 | 0 |  | 0 | 0 | 0 | 0 | 0 | 19779.1031 | 14885.5176 | 16028.4466 | 0 | no | Surplus | yes |  | 0 | 0 | 0 | 2933.4786 | 0 | no | 0 | 0 | 0 | 2933.4786 | 0 |  |  | 0 | 0 | 0 | 0 | 0 |  | 0 | 0 | 0 | 0 | 0
| 20218.5699 | 0 | yes | Deficit |  |  | 0 | 0 | 0 | 0 | 0 |  | 0 | 0 | 0 | 0 | 4860 | no |  | 0 | 24300 | no | 20218.5699 | 0 | no | no | 0 | 0 | 0 | 0 | 0 |  | 0 | 0 | 0 | 0 | 0 | 20218.5699 | 15062.4075 | 16384.5785 | 0 | no | Surplus | yes |  | 0 | 0 | 0 | 966.0391 | 0 | no | 0 | 0 | 0 | 966.0391 | 0 |  |  | 0 | 0 | 0 | 0 | 0 |  | 0 | 0 | 0 | 0 | 0
| 18931.8928 | 0 | no | Surplus | yes |  | 0 | 0 | 0 | 1286.677 | 0 | no | 0 | 0 | 0 | 1286.677 | 4860 | no | 18931.8928 | 0 | 24300 |  |  | 0 |  |  | 0 | 0 | 0 | 0 | 0 |  | 0 | 0 | 0 | 0 | 0 | 18931.8928 | 14934.8769 | 15341.8905 | 0 | no | Surplus | yes |  | 0 | 0 | 0 | 1449.7017 | 0 | no | 0 | 0 | 0 | 1449.7017 | 0 |  |  | 0 | 0 | 0 | 0 | 0 |  | 0 | 0 | 0 | 0 | 0
| 21290.2444 | 0 | yes | Deficit |  |  | 0 | 0 | 0 | 0 | 0 |  | 0 | 0 | 0 | 0 | 4860 | no |  | 0 | 24300 | no | 21290.2444 | 0 | no | no | 0 | 0 | 0 | 0 | 0 |  | 0 | 0 | 0 | 0 | 0 | 21290.2444 | 15507.2675 | 17253.0344 | 0 | yes | Deficit |  |  | 0 | 0 | 0 | 0 | 0 |  | 0 | 0 | 0 | 0 | 165.377 | yes |  | 0 | 0 | 0 | 165.377 | 0 | no | 0 | 0 | 0 | 165.377 | 0
| 19841.99 | 0 | no | Surplus | yes |  | 0 | 0 | 0 | 1448.2544 | 0 | no | 0 | 0 | 0 | 1448.2544 | 4860 | no | 19841.99 | 0 | 24300 |  |  | 0 |  |  | 0 | 0 | 0 | 0 | 0 |  | 0 | 0 | 0 | 0 | 0 | 19841.99 | 15286.0285 | 16079.4084 | 0 | no | Surplus | yes |  | 0 | 0 | 0 | 1967.0059 | 0 | no | 0 | 0 | 0 | 1967.0059 | 0 |  |  | 0 | 0 | 0 | 0 | 0 |  | 0 | 0 | 0 | 0 | 0
| 18227.3259 | 0 | no | Surplus | yes |  | 0 | 0 | 0 | 1614.6641 | 0 | no | 0 | 0 | 0 | 1614.6641 | 4860 | no | 18227.3259 | 0 | 24300 |  |  | 0 |  |  | 0 | 0 | 0 | 0 | 0 |  | 0 | 0 | 0 | 0 | 0 | 18227.3259 | 15306.3272 | 14770.9286 | 0 | no | Surplus | yes |  | 0 | 0 | 0 | 773.0813 | 0 | no | 0 | 0 | 0 | 773.0813 | 0 |  |  | 0 | 0 | 0 | 0 | 0 |  | 0 | 0 | 0 | 0 | 0
| 15654.3071 | 0 | no | Surplus | yes |  | 0 | 0 | 0 | 2573.0188 | 0 | no | 0 | 0 | 0 | 2573.0188 | 4860 | no | 15654.3071 | 0 | 24300 |  |  | 0 |  |  | 0 | 0 | 0 | 0 | 0 |  | 0 | 0 | 0 | 0 | 0 | 15654.3071 | 15916.2477 | 12685.8242 | 0 | yes | Deficit |  |  | 0 | 0 | 0 | 0 | 0 |  | 0 | 0 | 0 | 0 | 1145.3191 | yes |  | 0 | 0 | 0 | 1145.3191 | 0 | no | 0 | 0 | 0 | 1145.3191 | 0
| 15191.863 | 0 | no | Surplus | yes |  | 0 | 0 | 0 | 462.4441 | 0 | no | 0 | 0 | 0 | 462.4441 | 4860 | no | 15191.863 | 0 | 24300 |  |  | 0 |  |  | 0 | 0 | 0 | 0 | 0 |  | 0 | 0 | 0 | 0 | 0 | 15191.863 | 15527.0305 | 12311.0721 | 0 | yes | Deficit |  |  | 0 | 0 | 0 | 0 | 0 |  | 0 | 0 | 0 | 0 | 2841.2063 | yes |  | 0 | 0 | 0 | 2841.2063 | 0 | no | 0 | 0 | 0 | 2841.2063 | 0
| 15746.0202 | 0 | yes | Deficit |  |  | 0 | 0 | 0 | 0 | 0 |  | 0 | 0 | 0 | 0 | 4860 | no |  | 0 | 24300 | no | 15746.0202 | 0 | no | no | 0 | 0 | 0 | 0 | 0 |  | 0 | 0 | 0 | 0 | 0 | 15746.0202 | 15432.6899 | 12760.146 | 0 | yes | Deficit |  |  | 0 | 0 | 0 | 0 | 0 |  | 0 | 0 | 0 | 0 | 3121.6178 | yes |  | 0 | 0 | 0 | 3121.6178 | 0 | no | 0 | 0 | 0 | 3121.6178 | 0
| 16822.8445 | 0 | yes | Deficit |  |  | 0 | 0 | 0 | 0 | 0 |  | 0 | 0 | 0 | 0 | 4860 | no |  | 0 | 24300 | no | 16822.8445 | 0 | no | no | 0 | 0 | 0 | 0 | 0 |  | 0 | 0 | 0 | 0 | 0 | 16822.8445 | 15422.3297 | 13632.7752 | 0 | yes | Deficit |  |  | 0 | 0 | 0 | 0 | 0 |  | 0 | 0 | 0 | 0 | 2662.1837 | yes |  | 0 | 0 | 0 | 2662.1837 | 0 | no | 0 | 0 | 0 | 2662.1837 | 0
| 18248.5357 | 0 | yes | Deficit |  |  | 0 | 0 | 0 | 0 | 0 |  | 0 | 0 | 0 | 0 | 4860 | no |  | 0 | 24300 | no | 18248.5357 | 0 | no | no | 0 | 0 | 0 | 0 | 0 |  | 0 | 0 | 0 | 0 | 0 | 18248.5357 | 15220.1616 | 14788.1165 | 0 | yes | Deficit |  |  | 0 | 0 | 0 | 0 | 0 |  | 0 | 0 | 0 | 0 | 1587.3865 | yes |  | 0 | 0 | 0 | 1587.3865 | 0 | no | 0 | 0 | 0 | 1587.3865 | 0
| 18045.0173 | 0 | no | Surplus | yes |  | 0 | 0 | 0 | 203.5184 | 0 | no | 0 | 0 | 0 | 203.5184 | 4860 | no | 18045.0173 | 0 | 24300 |  |  | 0 |  |  | 0 | 0 | 0 | 0 | 0 |  | 0 | 0 | 0 | 0 | 0 | 18045.0173 | 15365.724 | 14623.1907 | 0 | yes | Deficit |  |  | 0 | 0 | 0 | 0 | 0 |  | 0 | 0 | 0 | 0 | 577.6075 | yes |  | 0 | 0 | 0 | 577.6075 | 0 | no | 0 | 0 | 0 | 577.6075 | 0
| 19431.9869 | 0 | yes | Deficit |  |  | 0 | 0 | 0 | 0 | 0 |  | 0 | 0 | 0 | 0 | 4860 | no |  | 0 | 24300 | no | 19431.9869 | 0 | no | no | 0 | 0 | 0 | 0 | 0 |  | 0 | 0 | 0 | 0 | 0 | 19431.9869 | 15063.0256 | 15747.153 | 0 | yes | Deficit |  |  | 0 | 0 | 0 | 0 | 0 |  | 0 | 0 | 0 | 0 | 439.8349 | yes |  | 0 | 0 | 0 | 439.8349 | 0 | no | 0 | 0 | 0 | 439.8349 | 0
| 17211.5051 | 0 | no | Surplus | yes |  | 0 | 0 | 0 | 2220.4818 | 0 | no | 0 | 0 | 0 | 2220.4818 | 4860 | no | 17211.5051 | 0 | 24300 |  |  | 0 |  |  | 0 | 0 | 0 | 0 | 0 |  | 0 | 0 | 0 | 0 | 0 | 17211.5051 | 15290.3232 | 13947.7351 | 0 | no | Surplus | yes |  | 0 | 0 | 0 | 456.8299 | 0 | no | 0 | 0 | 0 | 456.8299 | 0 |  |  | 0 | 0 | 0 | 0 | 0 |  | 0 | 0 | 0 | 0 | 0
| 17158.9154 | 0 | no | Surplus | yes |  | 0 | 0 | 0 | 52.5897 | 0 | no | 0 | 0 | 0 | 52.5897 | 4860 | no | 17158.9154 | 0 | 24300 |  |  | 0 |  |  | 0 | 0 | 0 | 0 | 0 |  | 0 | 0 | 0 | 0 | 0 | 17158.9154 | 15648.2916 | 13905.1179 | 0 | yes | Deficit |  |  | 0 | 0 | 0 | 0 | 0 |  | 0 | 0 | 0 | 0 | 1700.5565 | yes |  | 0 | 0 | 0 | 1700.5565 | 0 | no | 0 | 0 | 0 | 1700.5565 | 0
| 19178.7736 | 0 | yes | Deficit |  |  | 0 | 0 | 0 | 0 | 0 |  | 0 | 0 | 0 | 0 | 4860 | no |  | 0 | 24300 | no | 19178.7736 | 0 | no | no | 0 | 0 | 0 | 0 | 0 |  | 0 | 0 | 0 | 0 | 0 | 19178.7736 | 14279.0471 | 15541.9559 | 0 | yes | Deficit |  |  | 0 | 0 | 0 | 0 | 0 |  | 0 | 0 | 0 | 0 | 373.9293 | yes |  | 0 | 0 | 0 | 373.9293 | 0 | no | 0 | 0 | 0 | 373.9293 | 0
| 19821.5558 | 0 | yes | Deficit |  |  | 0 | 0 | 0 | 0 | 0 |  | 0 | 0 | 0 | 0 | 4860 | no |  | 0 | 24300 | no | 19821.5558 | 0 | no | no | 0 | 0 | 0 | 0 | 0 |  | 0 | 0 | 0 | 0 | 0 | 19821.5558 | 15162.6538 | 16062.8491 | 0 | no | Surplus | yes |  | 0 | 0 | 0 | 379.302 | 0 | no | 0 | 0 | 0 | 379.302 | 0 |  |  | 0 | 0 | 0 | 0 | 0 |  | 0 | 0 | 0 | 0 | 0
| 20173.096 | 0 | yes | Deficit |  |  | 0 | 0 | 0 | 0 | 0 |  | 0 | 0 | 0 | 0 | 4860 | no |  | 0 | 24300 | no | 20173.096 | 0 | no | no | 0 | 0 | 0 | 0 | 0 |  | 0 | 0 | 0 | 0 | 0 | 20173.096 | 13987.7177 | 16347.7277 | 0 | no | Surplus | yes |  | 0 | 0 | 0 | 2075.1314 | 0 | no | 0 | 0 | 0 | 2075.1314 | 0 |  |  | 0 | 0 | 0 | 0 | 0 |  | 0 | 0 | 0 | 0 | 0
| 19722.177 | 0 | no | Surplus | yes |  | 0 | 0 | 0 | 450.919 | 0 | no | 0 | 0 | 0 | 450.919 | 4860 | no | 19722.177 | 0 | 24300 |  |  | 0 |  |  | 0 | 0 | 0 | 0 | 0 |  | 0 | 0 | 0 | 0 | 0 | 19722.177 | 14405.6032 | 15982.3152 | 0 | no | Surplus | yes |  | 0 | 0 | 0 | 1942.1245 | 0 | no | 0 | 0 | 0 | 1942.1245 | 0 |  |  | 0 | 0 | 0 | 0 | 0 |  | 0 | 0 | 0 | 0 | 0
| 20113.8918 | 0 | yes | Deficit |  |  | 0 | 0 | 0 | 0 | 0 |  | 0 | 0 | 0 | 0 | 4860 | no |  | 0 | 24300 | no | 20113.8918 | 0 | no | no | 0 | 0 | 0 | 0 | 0 |  | 0 | 0 | 0 | 0 | 0 | 20113.8918 | 12318.8053 | 16299.7503 | 0 | no | Surplus | yes |  | 0 | 0 | 0 | 3663.51 | 0 | no | 0 | 0 | 0 | 3663.51 | 0 |  |  | 0 | 0 | 0 | 0 | 0 |  | 0 | 0 | 0 | 0 | 0
| 19660.7309 | 0 | no | Surplus | yes |  | 0 | 0 | 0 | 453.161 | 0 | no | 0 | 0 | 0 | 453.161 | 4860 | no | 19660.7309 | 0 | 24300 |  |  | 0 |  |  | 0 | 0 | 0 | 0 | 0 |  | 0 | 0 | 0 | 0 | 0 | 19660.7309 | 11907.378 | 15932.521 | 0 | no | Surplus | yes |  | 0 | 0 | 0 | 4392.3723 | 0 | no | 0 | 0 | 0 | 4392.3723 | 0 |  |  | 0 | 0 | 0 | 0 | 0 |  | 0 | 0 | 0 | 0 | 0
| 17950.7966 | 0 | no | Surplus | yes |  | 0 | 0 | 0 | 1709.9343 | 0 | no | 0 | 0 | 0 | 1709.9343 | 4860 | no | 17950.7966 | 0 | 24300 |  |  | 0 |  |  | 0 | 0 | 0 | 0 | 0 |  | 0 | 0 | 0 | 0 | 0 | 17950.7966 | 12884.9238 | 14546.8368 | 0 | no | Surplus | yes |  | 0 | 0 | 0 | 3047.5971 | 0 | no | 0 | 0 | 0 | 3047.5971 | 0 |  |  | 0 | 0 | 0 | 0 | 0 |  | 0 | 0 | 0 | 0 | 0
| 18760.2467 | 0 | yes | Deficit |  |  | 0 | 0 | 0 | 0 | 0 |  | 0 | 0 | 0 | 0 | 4860 | no |  | 0 | 24300 | no | 18760.2467 | 0 | no | no | 0 | 0 | 0 | 0 | 0 |  | 0 | 0 | 0 | 0 | 0 | 18760.2467 | 12198.4305 | 15202.7931 | 0 | no | Surplus | yes |  | 0 | 0 | 0 | 2348.4063 | 0 | no | 0 | 0 | 0 | 2348.4063 | 0 |  |  | 0 | 0 | 0 | 0 | 0 |  | 0 | 0 | 0 | 0 | 0
| 16880.3885 | 0 | no | Surplus | yes |  | 0 | 0 | 0 | 1879.8581 | 0 | no | 0 | 0 | 0 | 1879.8581 | 4860 | no | 16880.3885 | 0 | 24300 |  |  | 0 |  |  | 0 | 0 | 0 | 0 | 0 |  | 0 | 0 | 0 | 0 | 0 | 16880.3885 | 12583.5618 | 13679.4072 | 0 | no | Surplus | yes |  | 0 | 0 | 0 | 2619.2313 | 0 | no | 0 | 0 | 0 | 2619.2313 | 0 |  |  | 0 | 0 | 0 | 0 | 0 |  | 0 | 0 | 0 | 0 | 0
| 16707.7843 | 0 | no | Surplus | yes |  | 0 | 0 | 0 | 172.6042 | 0 | no | 0 | 0 | 0 | 172.6042 | 4860 | no | 16707.7843 | 0 | 24300 |  |  | 0 |  |  | 0 | 0 | 0 | 0 | 0 |  | 0 | 0 | 0 | 0 | 0 | 16707.7843 | 13237.3514 | 13539.5335 | 0 | no | Surplus | yes |  | 0 | 0 | 0 | 442.0558 | 0 | no | 0 | 0 | 0 | 442.0558 | 0 |  |  | 0 | 0 | 0 | 0 | 0 |  | 0 | 0 | 0 | 0 | 0
| 16231.0357 | 0 | no | Surplus | yes |  | 0 | 0 | 0 | 476.7486 | 0 | no | 0 | 0 | 0 | 476.7486 | 4860 | no | 16231.0357 | 0 | 24300 |  |  | 0 |  |  | 0 | 0 | 0 | 0 | 0 |  | 0 | 0 | 0 | 0 | 0 | 16231.0357 | 14180.2209 | 13153.1894 | 0 | yes | Deficit |  |  | 0 | 0 | 0 | 0 | 0 |  | 0 | 0 | 0 | 0 | 640.6875 | yes |  | 0 | 0 | 0 | 640.6875 | 0 | no | 0 | 0 | 0 | 640.6875 | 0
| 19705.1364 | 0 | yes | Deficit |  |  | 0 | 0 | 0 | 0 | 0 |  | 0 | 0 | 0 | 0 | 4860 | no |  | 0 | 24300 | no | 19705.1364 | 0 | no | no | 0 | 0 | 0 | 0 | 0 |  | 0 | 0 | 0 | 0 | 0 | 19705.1364 | 12479.5952 | 15968.506 | 0 | no | Surplus | yes |  | 0 | 0 | 0 | 673.5942 | 0 | no | 0 | 0 | 0 | 673.5942 | 0 |  |  | 0 | 0 | 0 | 0 | 0 |  | 0 | 0 | 0 | 0 | 0
| 18683.3736 | 0 | no | Surplus | yes |  | 0 | 0 | 0 | 1021.7628 | 0 | no | 0 | 0 | 0 | 1021.7628 | 4860 | no | 18683.3736 | 0 | 24300 |  |  | 0 |  |  | 0 | 0 | 0 | 0 | 0 |  | 0 | 0 | 0 | 0 | 0 | 18683.3736 | 14336.1766 | 15140.4972 | 0 | no | Surplus | yes |  | 0 | 0 | 0 | 1632.3294 | 0 | no | 0 | 0 | 0 | 1632.3294 | 0 |  |  | 0 | 0 | 0 | 0 | 0 |  | 0 | 0 | 0 | 0 | 0
| 17574.3399 | 0 | no | Surplus | yes |  | 0 | 0 | 0 | 1109.0337 | 0 | no | 0 | 0 | 0 | 1109.0337 | 4860 | no | 17574.3399 | 0 | 24300 |  |  | 0 |  |  | 0 | 0 | 0 | 0 | 0 |  | 0 | 0 | 0 | 0 | 0 | 17574.3399 | 14794.8459 | 14241.7665 | 0 | no | Surplus | yes |  | 0 | 0 | 0 | 345.6514 | 0 | no | 0 | 0 | 0 | 345.6514 | 0 |  |  | 0 | 0 | 0 | 0 | 0 |  | 0 | 0 | 0 | 0 | 0
| 20376.3047 | 0 | yes | Deficit |  |  | 0 | 0 | 0 | 0 | 0 |  | 0 | 0 | 0 | 0 | 4860 | no |  | 0 | 24300 | no | 20376.3047 | 0 | no | no | 0 | 0 | 0 | 0 | 0 |  | 0 | 0 | 0 | 0 | 0 | 20376.3047 | 15741.0358 | 16512.4025 | 0 | yes | Deficit |  |  | 0 | 0 | 0 | 0 | 0 |  | 0 | 0 | 0 | 0 | 1499.2693 | yes |  | 0 | 0 | 0 | 1499.2693 | 0 | no | 0 | 0 | 0 | 1499.2693 | 0
| 16117.9145 | 0 | no | Surplus | yes |  | 0 | 0 | 0 | 4258.3903 | 0 | no | 0 | 0 | 0 | 4258.3903 | 4860 | no | 16117.9145 | 0 | 24300 |  |  | 0 |  |  | 0 | 0 | 0 | 0 | 0 |  | 0 | 0 | 0 | 0 | 0 | 16117.9145 | 16959.7149 | 13061.519 | 0 | yes | Deficit |  |  | 0 | 0 | 0 | 0 | 0 |  | 0 | 0 | 0 | 0 | 447.3124 | yes |  | 0 | 0 | 0 | 447.3124 | 0 | no | 0 | 0 | 0 | 447.3124 | 0
| 16714.0617 | 0 | yes | Deficit |  |  | 0 | 0 | 0 | 0 | 0 |  | 0 | 0 | 0 | 0 | 4860 | no |  | 0 | 24300 | no | 16714.0617 | 0 | no | no | 0 | 0 | 0 | 0 | 0 |  | 0 | 0 | 0 | 0 | 0 | 16714.0617 | 17015.8654 | 13544.6205 | 0 | yes | Deficit |  |  | 0 | 0 | 0 | 0 | 0 |  | 0 | 0 | 0 | 0 | 3954.3464 | yes |  | 0 | 0 | 0 | 3954.3464 | 0 | no | 0 | 0 | 0 | 3954.3464 | 0
| 16478.0003 | 0 | no | Surplus | yes |  | 0 | 0 | 0 | 236.0614 | 0 | no | 0 | 0 | 0 | 236.0614 | 4860 | no | 16478.0003 | 0 | 24300 |  |  | 0 |  |  | 0 | 0 | 0 | 0 | 0 |  | 0 | 0 | 0 | 0 | 0 | 16478.0003 | 17115.4443 | 13353.3228 | 0 | yes | Deficit |  |  | 0 | 0 | 0 | 0 | 0 |  | 0 | 0 | 0 | 0 | 3570.8237 | yes |  | 0 | 0 | 0 | 3570.8237 | 0 | no | 0 | 0 | 0 | 3570.8237 | 0
| 14004.2821 | 0 | no | Surplus | yes |  | 0 | 0 | 0 | 2473.7183 | 0 | no | 0 | 0 | 0 | 2473.7183 | 4860 | no | 14004.2821 | 0 | 24300 |  |  | 0 |  |  | 0 | 0 | 0 | 0 | 0 |  | 0 | 0 | 0 | 0 | 0 | 14004.2821 | 16934.9044 | 11348.6889 | 0 | yes | Deficit |  |  | 0 | 0 | 0 | 0 | 0 |  | 0 | 0 | 0 | 0 | 3581.5816 | yes |  | 0 | 0 | 0 | 3581.5816 | 0 | no | 0 | 0 | 0 | 3581.5816 | 0
| 13966.5148 | 0 | no | Surplus | yes |  | 0 | 0 | 0 | 37.7672 | 0 | no | 0 | 0 | 0 | 37.7672 | 4860 | no | 13966.5148 | 0 | 24300 |  |  | 0 |  |  | 0 | 0 | 0 | 0 | 0 |  | 0 | 0 | 0 | 0 | 0 | 13966.5148 | 18093.6568 | 11318.0833 | 0 | yes | Deficit |  |  | 0 | 0 | 0 | 0 | 0 |  | 0 | 0 | 0 | 0 | 6744.9679 | yes |  | 0 | 0 | 0 | 6744.9679 | 0 | no | 0 | 0 | 0 | 6744.9679 | 0
| 14442.9061 | 0 | yes | Deficit |  |  | 0 | 0 | 0 | 0 | 0 |  | 0 | 0 | 0 | 0 | 4860 | no |  | 0 | 24300 | no | 14442.9061 | 0 | no | no | 0 | 0 | 0 | 0 | 0 |  | 0 | 0 | 0 | 0 | 0 | 14442.9061 | 17584.8111 | 11704.1378 | 0 | yes | Deficit |  |  | 0 | 0 | 0 | 0 | 0 |  | 0 | 0 | 0 | 0 | 6266.7277 | yes |  | 0 | 0 | 0 | 6266.7277 | 0 | no | 0 | 0 | 0 | 6266.7277 | 0
| 17456.5204 | 0 | yes | Deficit |  |  | 0 | 0 | 0 | 0 | 0 |  | 0 | 0 | 0 | 0 | 4860 | no |  | 0 | 24300 | no | 17456.5204 | 0 | no | no | 0 | 0 | 0 | 0 | 0 |  | 0 | 0 | 0 | 0 | 0 | 17456.5204 | 17593.6944 | 14146.2888 | 0 | yes | Deficit |  |  | 0 | 0 | 0 | 0 | 0 |  | 0 | 0 | 0 | 0 | 5889.5566 | yes |  | 0 | 0 | 0 | 5889.5566 | 0 | no | 0 | 0 | 0 | 5889.5566 | 0
| 19047.308 | 0 | yes | Deficit |  |  | 0 | 0 | 0 | 0 | 0 |  | 0 | 0 | 0 | 0 | 4860 | no |  | 0 | 24300 | no | 19047.308 | 0 | no | no | 0 | 0 | 0 | 0 | 0 |  | 0 | 0 | 0 | 0 | 0 | 19047.308 | 17403.7665 | 15435.4198 | 0 | yes | Deficit |  |  | 0 | 0 | 0 | 0 | 0 |  | 0 | 0 | 0 | 0 | 3257.4777 | yes |  | 0 | 0 | 0 | 3257.4777 | 0 | no | 0 | 0 | 0 | 3257.4777 | 0
| 20279.4961 | 0 | yes | Deficit |  |  | 0 | 0 | 0 | 0 | 0 |  | 0 | 0 | 0 | 0 | 4860 | no |  | 0 | 24300 | no | 20279.4961 | 0 | no | no | 0 | 0 | 0 | 0 | 0 |  | 0 | 0 | 0 | 0 | 0 | 20279.4961 | 14406.9117 | 16433.9514 | 0 | no | Surplus | yes |  | 0 | 0 | 0 | 1028.5081 | 0 | no | 0 | 0 | 0 | 1028.5081 | 0 |  |  | 0 | 0 | 0 | 0 | 0 |  | 0 | 0 | 0 | 0 | 0
| 18577.255 | 0 | no | Surplus | yes |  | 0 | 0 | 0 | 1702.2411 | 0 | no | 0 | 0 | 0 | 1702.2411 | 4860 | no | 18577.255 | 0 | 24300 |  |  | 0 |  |  | 0 | 0 | 0 | 0 | 0 |  | 0 | 0 | 0 | 0 | 0 | 18577.255 | 15943.0345 | 15054.5016 | 0 | no | Surplus | yes |  | 0 | 0 | 0 | 490.917 | 0 | no | 0 | 0 | 0 | 490.917 | 0 |  |  | 0 | 0 | 0 | 0 | 0 |  | 0 | 0 | 0 | 0 | 0
| 18604.1089 | 0 | yes | Deficit |  |  | 0 | 0 | 0 | 0 | 0 |  | 0 | 0 | 0 | 0 | 4860 | no |  | 0 | 24300 | no | 18604.1089 | 0 | no | no | 0 | 0 | 0 | 0 | 0 |  | 0 | 0 | 0 | 0 | 0 | 18604.1089 | 16205.8757 | 15076.2633 | 0 | yes | Deficit |  |  | 0 | 0 | 0 | 0 | 0 |  | 0 | 0 | 0 | 0 | 1151.3741 | yes |  | 0 | 0 | 0 | 1151.3741 | 0 | no | 0 | 0 | 0 | 1151.3741 | 0
| 16991.7074 | 0 | no | Surplus | yes |  | 0 | 0 | 0 | 1612.4015 | 0 | no | 0 | 0 | 0 | 1612.4015 | 4860 | no | 16991.7074 | 0 | 24300 |  |  | 0 |  |  | 0 | 0 | 0 | 0 | 0 |  | 0 | 0 | 0 | 0 | 0 | 16991.7074 | 14724.3462 | 13769.617 | 0 | no | Surplus | yes |  | 0 | 0 | 0 | 351.9171 | 0 | no | 0 | 0 | 0 | 351.9171 | 0 |  |  | 0 | 0 | 0 | 0 | 0 |  | 0 | 0 | 0 | 0 | 0
| 18263.7982 | 0 | yes | Deficit |  |  | 0 | 0 | 0 | 0 | 0 |  | 0 | 0 | 0 | 0 | 4860 | no |  | 0 | 24300 | no | 18263.7982 | 0 | no | no | 0 | 0 | 0 | 0 | 0 |  | 0 | 0 | 0 | 0 | 0 | 18263.7982 | 15070.166 | 14800.4848 | 0 | yes | Deficit |  |  | 0 | 0 | 0 | 0 | 0 |  | 0 | 0 | 0 | 0 | 1300.549 | yes |  | 0 | 0 | 0 | 1300.549 | 0 | no | 0 | 0 | 0 | 1300.549 | 0
| 16571.5264 | 0 | no | Surplus | yes |  | 0 | 0 | 0 | 1692.2718 | 0 | no | 0 | 0 | 0 | 1692.2718 | 4860 | no | 16571.5264 | 0 | 24300 |  |  | 0 |  |  | 0 | 0 | 0 | 0 | 0 |  | 0 | 0 | 0 | 0 | 0 | 16571.5264 | 15412.6922 | 13429.1138 | 0 | yes | Deficit |  |  | 0 | 0 | 0 | 0 | 0 |  | 0 | 0 | 0 | 0 | 612.2074 | yes |  | 0 | 0 | 0 | 612.2074 | 0 | no | 0 | 0 | 0 | 612.2074 | 0
| 16998.3297 | 0 | yes | Deficit |  |  | 0 | 0 | 0 | 0 | 0 |  | 0 | 0 | 0 | 0 | 4860 | no |  | 0 | 24300 | no | 16998.3297 | 0 | no | no | 0 | 0 | 0 | 0 | 0 |  | 0 | 0 | 0 | 0 | 0 | 16998.3297 | 13546.2523 | 13774.9836 | 0 | yes | Deficit |  |  | 0 | 0 | 0 | 0 | 0 |  | 0 | 0 | 0 | 0 | 117.1385 | yes |  | 0 | 0 | 0 | 117.1385 | 0 | no | 0 | 0 | 0 | 117.1385 | 0
| 18715.6911 | 0 | yes | Deficit |  |  | 0 | 0 | 0 | 0 | 0 |  | 0 | 0 | 0 | 0 | 4860 | no |  | 0 | 24300 | no | 18715.6911 | 0 | no | no | 0 | 0 | 0 | 0 | 0 |  | 0 | 0 | 0 | 0 | 0 | 18715.6911 | 15975.3633 | 15166.6865 | 0 | yes | Deficit |  |  | 0 | 0 | 0 | 0 | 0 |  | 0 | 0 | 0 | 0 | 2200.3797 | yes |  | 0 | 0 | 0 | 2200.3797 | 0 | no | 0 | 0 | 0 | 2200.3797 | 0
| 19141.2548 | 0 | yes | Deficit |  |  | 0 | 0 | 0 | 0 | 0 |  | 0 | 0 | 0 | 0 | 4860 | no |  | 0 | 24300 | no | 19141.2548 | 0 | no | no | 0 | 0 | 0 | 0 | 0 |  | 0 | 0 | 0 | 0 | 0 | 19141.2548 | 15940.5229 | 15511.5517 | 0 | yes | Deficit |  |  | 0 | 0 | 0 | 0 | 0 |  | 0 | 0 | 0 | 0 | 773.8364 | yes |  | 0 | 0 | 0 | 773.8364 | 0 | no | 0 | 0 | 0 | 773.8364 | 0
| 20748.2867 | 0 | yes | Deficit |  |  | 0 | 0 | 0 | 0 | 0 |  | 0 | 0 | 0 | 0 | 4860 | no |  | 0 | 24300 | no | 20748.2867 | 0 | no | no | 0 | 0 | 0 | 0 | 0 |  | 0 | 0 | 0 | 0 | 0 | 20748.2867 | 16202.1071 | 16813.8466 | 0 | yes | Deficit |  |  | 0 | 0 | 0 | 0 | 0 |  | 0 | 0 | 0 | 0 | 690.5555 | yes |  | 0 | 0 | 0 | 690.5555 | 0 | no | 0 | 0 | 0 | 690.5555 | 0
| 18163.4272 | 0 | no | Surplus | yes |  | 0 | 0 | 0 | 2584.8595 | 0 | no | 0 | 0 | 0 | 2584.8595 | 4860 | no | 18163.4272 | 0 | 24300 |  |  | 0 |  |  | 0 | 0 | 0 | 0 | 0 |  | 0 | 0 | 0 | 0 | 0 | 18163.4272 | 16610.5108 | 14719.1469 | 0 | no | Surplus | yes |  | 0 | 0 | 0 | 203.3358 | 0 | no | 0 | 0 | 0 | 203.3358 | 0 |  |  | 0 | 0 | 0 | 0 | 0 |  | 0 | 0 | 0 | 0 | 0
| 17446.9439 | 0 | no | Surplus | yes |  | 0 | 0 | 0 | 716.4833 | 0 | no | 0 | 0 | 0 | 716.4833 | 4860 | no | 17446.9439 | 0 | 24300 |  |  | 0 |  |  | 0 | 0 | 0 | 0 | 0 |  | 0 | 0 | 0 | 0 | 0 | 17446.9439 | 16526.6575 | 14138.5283 | 0 | yes | Deficit |  |  | 0 | 0 | 0 | 0 | 0 |  | 0 | 0 | 0 | 0 | 1807.5107 | yes |  | 0 | 0 | 0 | 1807.5107 | 0 | no | 0 | 0 | 0 | 1807.5107 | 0
| 17979.5976 | 0 | yes | Deficit |  |  | 0 | 0 | 0 | 0 | 0 |  | 0 | 0 | 0 | 0 | 4860 | no |  | 0 | 24300 | no | 17979.5976 | 0 | no | no | 0 | 0 | 0 | 0 | 0 |  | 0 | 0 | 0 | 0 | 0 | 17979.5976 | 16418.6709 | 14570.1763 | 0 | yes | Deficit |  |  | 0 | 0 | 0 | 0 | 0 |  | 0 | 0 | 0 | 0 | 2280.1426 | yes |  | 0 | 0 | 0 | 2280.1426 | 0 | no | 0 | 0 | 0 | 2280.1426 | 0
| 17644.2265 | 0 | no | Surplus | yes |  | 0 | 0 | 0 | 335.3711 | 0 | no | 0 | 0 | 0 | 335.3711 | 4860 | no | 17644.2265 | 0 | 24300 |  |  | 0 |  |  | 0 | 0 | 0 | 0 | 0 |  | 0 | 0 | 0 | 0 | 0 | 17644.2265 | 16453.1569 | 14298.4007 | 0 | yes | Deficit |  |  | 0 | 0 | 0 | 0 | 0 |  | 0 | 0 | 0 | 0 | 1882.9806 | yes |  | 0 | 0 | 0 | 1882.9806 | 0 | no | 0 | 0 | 0 | 1882.9806 | 0
| 22597.4686 | 0 | yes | Deficit |  |  | 0 | 0 | 0 | 0 | 0 |  | 0 | 0 | 0 | 0 | 4860 | no |  | 0 | 24300 | no | 22597.4686 | 0 | no | no | 0 | 0 | 0 | 0 | 0 |  | 0 | 0 | 0 | 0 | 0 | 22597.4686 | 16584.6915 | 18312.3733 | 0 | yes | Deficit |  |  | 0 | 0 | 0 | 0 | 0 |  | 0 | 0 | 0 | 0 | 2286.2908 | yes |  | 0 | 0 | 0 | 2286.2908 | 0 | no | 0 | 0 | 0 | 2286.2908 | 0
| 20162.2279 | 0 | no | Surplus | yes |  | 0 | 0 | 0 | 2435.2407 | 0 | no | 0 | 0 | 0 | 2435.2407 | 4860 | no | 20162.2279 | 0 | 24300 |  |  | 0 |  |  | 0 | 0 | 0 | 0 | 0 |  | 0 | 0 | 0 | 0 | 0 | 20162.2279 | 16663.7842 | 16338.9205 | 0 | no | Surplus | yes |  | 0 | 0 | 0 | 1648.5891 | 0 | no | 0 | 0 | 0 | 1648.5891 | 0 |  |  | 0 | 0 | 0 | 0 | 0 |  | 0 | 0 | 0 | 0 | 0
| 20574.2022 | 0 | yes | Deficit |  |  | 0 | 0 | 0 | 0 | 0 |  | 0 | 0 | 0 | 0 | 4860 | no |  | 0 | 24300 | no | 20574.2022 | 0 | no | no | 0 | 0 | 0 | 0 | 0 |  | 0 | 0 | 0 | 0 | 0 | 20574.2022 | 16820.6252 | 16672.7732 | 0 | yes | Deficit |  |  | 0 | 0 | 0 | 0 | 0 |  | 0 | 0 | 0 | 0 | 481.7047 | yes |  | 0 | 0 | 0 | 481.7047 | 0 | no | 0 | 0 | 0 | 481.7047 | 0
| 20175.5062 | 0 | no | Surplus | yes |  | 0 | 0 | 0 | 398.696 | 0 | no | 0 | 0 | 0 | 398.696 | 4860 | no | 20175.5062 | 0 | 24300 |  |  | 0 |  |  | 0 | 0 | 0 | 0 | 0 |  | 0 | 0 | 0 | 0 | 0 | 20175.5062 | 16781.6947 | 16349.6809 | 0 | yes | Deficit |  |  | 0 | 0 | 0 | 0 | 0 |  | 0 | 0 | 0 | 0 | 108.9214 | yes |  | 0 | 0 | 0 | 108.9214 | 0 | no | 0 | 0 | 0 | 108.9214 | 0
| 20774.3045 | 0 | yes | Deficit |  |  | 0 | 0 | 0 | 0 | 0 |  | 0 | 0 | 0 | 0 | 4860 | no |  | 0 | 24300 | no | 20774.3045 | 0 | no | no | 0 | 0 | 0 | 0 | 0 |  | 0 | 0 | 0 | 0 | 0 | 20774.3045 | 16905.3004 | 16834.9307 | 0 | yes | Deficit |  |  | 0 | 0 | 0 | 0 | 0 |  | 0 | 0 | 0 | 0 | 555.6195 | yes |  | 0 | 0 | 0 | 555.6195 | 0 | no | 0 | 0 | 0 | 555.6195 | 0
| 20925.0821 | 0 | yes | Deficit |  |  | 0 | 0 | 0 | 0 | 0 |  | 0 | 0 | 0 | 0 | 4860 | no |  | 0 | 24300 | no | 20925.0821 | 0 | no | no | 0 | 0 | 0 | 0 | 0 |  | 0 | 0 | 0 | 0 | 0 | 20925.0821 | 16740.458 | 16957.1168 | 0 | no | Surplus | yes |  | 0 | 0 | 0 | 94.4727 | 0 | no | 0 | 0 | 0 | 94.4727 | 0 |  |  | 0 | 0 | 0 | 0 | 0 |  | 0 | 0 | 0 | 0 | 0
| 23266.5771 | 0 | yes | Deficit |  |  | 0 | 0 | 0 | 0 | 0 |  | 0 | 0 | 0 | 0 | 4860 | no |  | 0 | 24300 | no | 23266.5771 | 0 | no | no | 0 | 0 | 0 | 0 | 0 |  | 0 | 0 | 0 | 0 | 0 | 23266.5771 | 16480.6337 | 18854.6006 | 0 | no | Surplus | yes |  | 0 | 0 | 0 | 476.4831 | 0 | no | 0 | 0 | 0 | 476.4831 | 0 |  |  | 0 | 0 | 0 | 0 | 0 |  | 0 | 0 | 0 | 0 | 0
| 21031.0762 | 0 | no | Surplus | yes |  | 0 | 0 | 0 | 2235.501 | 0 | no | 0 | 0 | 0 | 2235.501 | 4860 | no | 21031.0762 | 0 | 24300 |  |  | 0 |  |  | 0 | 0 | 0 | 0 | 0 |  | 0 | 0 | 0 | 0 | 0 | 21031.0762 | 16410.0443 | 17043.0115 | 0 | no | Surplus | yes |  | 0 | 0 | 0 | 2444.5563 | 0 | no | 0 | 0 | 0 | 2444.5563 | 0 |  |  | 0 | 0 | 0 | 0 | 0 |  | 0 | 0 | 0 | 0 | 0
| 15580.9552 | 0 | no | Surplus | yes |  | 0 | 0 | 0 | 5450.121 | 0 | no | 0 | 0 | 0 | 5450.121 | 4860 | no | 15580.9552 | 0 | 24300 |  |  | 0 |  |  | 0 | 0 | 0 | 0 | 0 |  | 0 | 0 | 0 | 0 | 0 | 15580.9552 | 16042.5273 | 12626.3818 | 0 | no | Surplus | yes |  | 0 | 0 | 0 | 1000.4842 | 0 | no | 0 | 0 | 0 | 1000.4842 | 0 |  |  | 0 | 0 | 0 | 0 | 0 |  | 0 | 0 | 0 | 0 | 0
| 15648.383 | 0 | yes | Deficit |  |  | 0 | 0 | 0 | 0 | 0 |  | 0 | 0 | 0 | 0 | 4860 | no |  | 0 | 24300 | no | 15648.383 | 0 | no | no | 0 | 0 | 0 | 0 | 0 |  | 0 | 0 | 0 | 0 | 0 | 15648.383 | 16060.6486 | 12681.0235 | 0 | yes | Deficit |  |  | 0 | 0 | 0 | 0 | 0 |  | 0 | 0 | 0 | 0 | 3434.2668 | yes |  | 0 | 0 | 0 | 3434.2668 | 0 | no | 0 | 0 | 0 | 3434.2668 | 0
| 14339.9416 | 0 | no | Surplus | yes |  | 0 | 0 | 0 | 1308.4414 | 0 | no | 0 | 0 | 0 | 1308.4414 | 4860 | no | 14339.9416 | 0 | 24300 |  |  | 0 |  |  | 0 | 0 | 0 | 0 | 0 |  | 0 | 0 | 0 | 0 | 0 | 14339.9416 | 14454.526 | 11620.6982 | 0 | yes | Deficit |  |  | 0 | 0 | 0 | 0 | 0 |  | 0 | 0 | 0 | 0 | 1773.5025 | yes |  | 0 | 0 | 0 | 1773.5025 | 0 | no | 0 | 0 | 0 | 1773.5025 | 0
| 14191.9673 | 0 | no | Surplus | yes |  | 0 | 0 | 0 | 147.9743 | 0 | no | 0 | 0 | 0 | 147.9743 | 4860 | no | 14191.9673 | 0 | 24300 |  |  | 0 |  |  | 0 | 0 | 0 | 0 | 0 |  | 0 | 0 | 0 | 0 | 0 | 14191.9673 | 14811.9417 | 11500.7839 | 0 | yes | Deficit |  |  | 0 | 0 | 0 | 0 | 0 |  | 0 | 0 | 0 | 0 | 3191.2435 | yes |  | 0 | 0 | 0 | 3191.2435 | 0 | no | 0 | 0 | 0 | 3191.2435 | 0
| 15081.2528 | 0 | yes | Deficit |  |  | 0 | 0 | 0 | 0 | 0 |  | 0 | 0 | 0 | 0 | 4860 | no |  | 0 | 24300 | no | 15081.2528 | 0 | no | no | 0 | 0 | 0 | 0 | 0 |  | 0 | 0 | 0 | 0 | 0 | 15081.2528 | 15852.7181 | 12221.4366 | 0 | yes | Deficit |  |  | 0 | 0 | 0 | 0 | 0 |  | 0 | 0 | 0 | 0 | 4351.9342 | yes |  | 0 | 0 | 0 | 4351.9342 | 0 | no | 0 | 0 | 0 | 4351.9342 | 0
| 12953.509 | 0 | no | Surplus | yes |  | 0 | 0 | 0 | 2127.7438 | 0 | no | 0 | 0 | 0 | 2127.7438 | 4860 | no | 12953.509 | 0 | 24300 |  |  | 0 |  |  | 0 | 0 | 0 | 0 | 0 |  | 0 | 0 | 0 | 0 | 0 | 12953.509 | 17007.5299 | 10497.171 | 0 | yes | Deficit |  |  | 0 | 0 | 0 | 0 | 0 |  | 0 | 0 | 0 | 0 | 4786.0932 | yes |  | 0 | 0 | 0 | 4786.0932 | 0 | no | 0 | 0 | 0 | 4786.0932 | 0
| 12568.2639 | 0 | no | Surplus | yes |  | 0 | 0 | 0 | 385.2451 | 0 | no | 0 | 0 | 0 | 385.2451 | 4860 | no | 12568.2639 | 0 | 24300 |  |  | 0 |  |  | 0 | 0 | 0 | 0 | 0 |  | 0 | 0 | 0 | 0 | 0 | 12568.2639 | 16694.6515 | 10184.9788 | 0 | yes | Deficit |  |  | 0 | 0 | 0 | 0 | 0 |  | 0 | 0 | 0 | 0 | 6197.4806 | yes |  | 0 | 0 | 0 | 6197.4806 | 0 | no | 0 | 0 | 0 | 6197.4806 | 0
| 11267.037 | 0 | no | Surplus | yes |  | 0 | 0 | 0 | 1301.2269 | 0 | no | 0 | 0 | 0 | 1301.2269 | 4860 | no | 11267.037 | 0 | 24300 |  |  | 0 |  |  | 0 | 0 | 0 | 0 | 0 |  | 0 | 0 | 0 | 0 | 0 | 11267.037 | 16471.7518 | 9130.5 | 0 | yes | Deficit |  |  | 0 | 0 | 0 | 0 | 0 |  | 0 | 0 | 0 | 0 | 6286.773 | yes |  | 0 | 0 | 0 | 6286.773 | 0 | no | 0 | 0 | 0 | 6286.773 | 0
| 12880.22 | 0 | yes | Deficit |  |  | 0 | 0 | 0 | 0 | 0 |  | 0 | 0 | 0 | 0 | 4860 | no |  | 0 | 22534.074 | no | 12880.22 | 0 | no | no | 0 | 0 | 0 | 0 | 0 |  | 0 | 0 | 0 | 0 | 0 | 12880.22 | 17846.8367 | 10437.7796 | 0 | yes | Deficit |  |  | 0 | 0 | 0 | 0 | 0 |  | 0 | 0 | 0 | 0 | 8716.3367 | yes |  | 0 | 0 | 0 | 8716.3367 | 0 | no | 0 | 0 | 0 | 8716.3367 | 0
| 13473.9422 | 0 | yes | Deficit |  |  | 0 | 0 | 0 | 0 | 0 |  | 0 | 0 | 0 | 0 | 4860 | no |  | 0 | 24300 | no | 13473.9422 | 0 | no | no | 0 | 0 | 0 | 0 | 0 |  | 0 | 0 | 0 | 0 | 0 | 13473.9422 | 17413.0918 | 10918.9159 | 0 | yes | Deficit |  |  | 0 | 0 | 0 | 0 | 0 |  | 0 | 0 | 0 | 0 | 6975.3123 | yes |  | 0 | 0 | 0 | 6975.3123 | 0 | no | 0 | 0 | 0 | 6975.3123 | 0
| 14703.204 | 0 | yes | Deficit |  |  | 0 | 0 | 0 | 0 | 0 |  | 0 | 0 | 0 | 0 | 4860 | no |  | 0 | 24300 | no | 14703.204 | 0 | no | no | 0 | 0 | 0 | 0 | 0 |  | 0 | 0 | 0 | 0 | 0 | 14703.204 | 17203.9073 | 11915.0761 | 0 | yes | Deficit |  |  | 0 | 0 | 0 | 0 | 0 |  | 0 | 0 | 0 | 0 | 6284.9915 | yes |  | 0 | 0 | 0 | 6284.9915 | 0 | no | 0 | 0 | 0 | 6284.9915 | 0
| 13882.4998 | 0 | no | Surplus | yes |  | 0 | 0 | 0 | 820.7041 | 0 | no | 0 | 0 | 0 | 820.7041 | 4860 | no | 13882.4998 | 0 | 24300 |  |  | 0 |  |  | 0 | 0 | 0 | 0 | 0 |  | 0 | 0 | 0 | 0 | 0 | 13882.4998 | 16840.4742 | 11249.9999 | 0 | yes | Deficit |  |  | 0 | 0 | 0 | 0 | 0 |  | 0 | 0 | 0 | 0 | 4925.398 | yes |  | 0 | 0 | 0 | 4925.398 | 0 | no | 0 | 0 | 0 | 4925.398 | 0
| 13538.8337 | 0 | no | Surplus | yes |  | 0 | 0 | 0 | 343.6662 | 0 | no | 0 | 0 | 0 | 343.6662 | 4860 | no | 13538.8337 | 0 | 24300 |  |  | 0 |  |  | 0 | 0 | 0 | 0 | 0 |  | 0 | 0 | 0 | 0 | 0 | 13538.8337 | 16743.9814 | 10971.5022 | 0 | yes | Deficit |  |  | 0 | 0 | 0 | 0 | 0 |  | 0 | 0 | 0 | 0 | 5493.9815 | yes |  | 0 | 0 | 0 | 5493.9815 | 0 | no | 0 | 0 | 0 | 5493.9815 | 0
| 13931.5588 | 0 | yes | Deficit |  |  | 0 | 0 | 0 | 0 | 0 |  | 0 | 0 | 0 | 0 | 4860 | no |  | 0 | 24300 | no | 13931.5588 | 0 | no | no | 0 | 0 | 0 | 0 | 0 |  | 0 | 0 | 0 | 0 | 0 | 13931.5588 | 16687.6807 | 11289.7559 | 0 | yes | Deficit |  |  | 0 | 0 | 0 | 0 | 0 |  | 0 | 0 | 0 | 0 | 5716.1785 | yes |  | 0 | 0 | 0 | 5716.1785 | 0 | no | 0 | 0 | 0 | 5716.1785 | 0
| 13428.9783 | 0 | no | Surplus | yes |  | 0 | 0 | 0 | 502.5805 | 0 | no | 0 | 0 | 0 | 502.5805 | 4860 | no | 13428.9783 | 0 | 24300 |  |  | 0 |  |  | 0 | 0 | 0 | 0 | 0 |  | 0 | 0 | 0 | 0 | 0 | 13428.9783 | 15719.6114 | 10882.4784 | 0 | yes | Deficit |  |  | 0 | 0 | 0 | 0 | 0 |  | 0 | 0 | 0 | 0 | 4429.8555 | yes |  | 0 | 0 | 0 | 4429.8555 | 0 | no | 0 | 0 | 0 | 4429.8555 | 0
| 14573.7886 | 0 | yes | Deficit |  |  | 0 | 0 | 0 | 0 | 0 |  | 0 | 0 | 0 | 0 | 4860 | no |  | 0 | 24300 | no | 14573.7886 | 0 | no | no | 0 | 0 | 0 | 0 | 0 |  | 0 | 0 | 0 | 0 | 0 | 14573.7886 | 15927.9728 | 11810.2015 | 0 | yes | Deficit |  |  | 0 | 0 | 0 | 0 | 0 |  | 0 | 0 | 0 | 0 | 5045.4944 | yes |  | 0 | 0 | 0 | 5045.4944 | 0 | no | 0 | 0 | 0 | 5045.4944 | 0
| 17846.7442 | 0 | yes | Deficit |  |  | 0 | 0 | 0 | 0 | 0 |  | 0 | 0 | 0 | 0 | 4860 | no |  | 0 | 24300 | no | 17846.7442 | 0 | no | no | 0 | 0 | 0 | 0 | 0 |  | 0 | 0 | 0 | 0 | 0 | 17846.7442 | 17067.4005 | 14462.5156 | 0 | yes | Deficit |  |  | 0 | 0 | 0 | 0 | 0 |  | 0 | 0 | 0 | 0 | 5257.199 | yes |  | 0 | 0 | 0 | 5257.199 | 0 | no | 0 | 0 | 0 | 5257.199 | 0
| 17739.8102 | 0 | no | Surplus | yes |  | 0 | 0 | 0 | 106.934 | 0 | no | 0 | 0 | 0 | 106.934 | 4860 | no | 17739.8102 | 0 | 24300 |  |  | 0 |  |  | 0 | 0 | 0 | 0 | 0 |  | 0 | 0 | 0 | 0 | 0 | 17739.8102 | 16092.5064 | 14375.8592 | 0 | yes | Deficit |  |  | 0 | 0 | 0 | 0 | 0 |  | 0 | 0 | 0 | 0 | 1629.9909 | yes |  | 0 | 0 | 0 | 1629.9909 | 0 | no | 0 | 0 | 0 | 1629.9909 | 0
| 19531.8967 | 0 | yes | Deficit |  |  | 0 | 0 | 0 | 0 | 0 |  | 0 | 0 | 0 | 0 | 4860 | no |  | 0 | 24300 | no | 19531.8967 | 0 | no | no | 0 | 0 | 0 | 0 | 0 |  | 0 | 0 | 0 | 0 | 0 | 19531.8967 | 17092.4148 | 15828.1172 | 0 | yes | Deficit |  |  | 0 | 0 | 0 | 0 | 0 |  | 0 | 0 | 0 | 0 | 2716.5556 | yes |  | 0 | 0 | 0 | 2716.5556 | 0 | no | 0 | 0 | 0 | 2716.5556 | 0
| 17934.0612 | 0 | no | Surplus | yes |  | 0 | 0 | 0 | 1597.8355 | 0 | no | 0 | 0 | 0 | 1597.8355 | 4860 | no | 17934.0612 | 0 | 24300 |  |  | 0 |  |  | 0 | 0 | 0 | 0 | 0 |  | 0 | 0 | 0 | 0 | 0 | 17934.0612 | 17761.6897 | 14533.2749 | 0 | yes | Deficit |  |  | 0 | 0 | 0 | 0 | 0 |  | 0 | 0 | 0 | 0 | 1933.5725 | yes |  | 0 | 0 | 0 | 1933.5725 | 0 | no | 0 | 0 | 0 | 1933.5725 | 0
| 16524.0312 | 0 | no | Surplus | yes |  | 0 | 0 | 0 | 1410.03 | 0 | no | 0 | 0 | 0 | 1410.03 | 4860 | no | 16524.0312 | 0 | 24300 |  |  | 0 |  |  | 0 | 0 | 0 | 0 | 0 |  | 0 | 0 | 0 | 0 | 0 | 16524.0312 | 18136.2443 | 13390.6249 | 0 | yes | Deficit |  |  | 0 | 0 | 0 | 0 | 0 |  | 0 | 0 | 0 | 0 | 3602.9695 | yes |  | 0 | 0 | 0 | 3602.9695 | 0 | no | 0 | 0 | 0 | 3602.9695 | 0
| 17449.5297 | 0 | yes | Deficit |  |  | 0 | 0 | 0 | 0 | 0 |  | 0 | 0 | 0 | 0 | 4860 | no |  | 0 | 24300 | no | 17449.5297 | 0 | no | no | 0 | 0 | 0 | 0 | 0 |  | 0 | 0 | 0 | 0 | 0 | 17449.5297 | 16527.2636 | 14140.6237 | 0 | yes | Deficit |  |  | 0 | 0 | 0 | 0 | 0 |  | 0 | 0 | 0 | 0 | 3136.6386 | yes |  | 0 | 0 | 0 | 3136.6386 | 0 | no | 0 | 0 | 0 | 3136.6386 | 0
| 23678.3987 | 0 | yes | Deficit |  |  | 0 | 0 | 0 | 0 | 0 |  | 0 | 0 | 0 | 0 | 4860 | no |  | 0 | 24300 | no | 23678.3987 | 0 | no | no | 0 | 0 | 0 | 0 | 0 |  | 0 | 0 | 0 | 0 | 0 | 23678.3987 | 18067.9437 | 19188.3296 | 0 | yes | Deficit |  |  | 0 | 0 | 0 | 0 | 0 |  | 0 | 0 | 0 | 0 | 3927.32 | yes |  | 0 | 0 | 0 | 3927.32 | 0 | no | 0 | 0 | 0 | 3927.32 | 0
| 17975.9271 | 0 | no | Surplus | yes |  | 0 | 0 | 0 | 5702.4716 | 0 | no | 0 | 0 | 0 | 5702.4716 | 4860 | no | 17975.9271 | 0 | 24300 |  |  | 0 |  |  | 0 | 0 | 0 | 0 | 0 |  | 0 | 0 | 0 | 0 | 0 | 17975.9271 | 17749.7671 | 14567.2019 | 0 | no | Surplus | yes |  | 0 | 0 | 0 | 1438.5625 | 0 | no | 0 | 0 | 0 | 1438.5625 | 0 |  |  | 0 | 0 | 0 | 0 | 0 |  | 0 | 0 | 0 | 0 | 0
| 16343.2678 | 0 | no | Surplus | yes |  | 0 | 0 | 0 | 1632.6593 | 0 | no | 0 | 0 | 0 | 1632.6593 | 4860 | no | 16343.2678 | 0 | 24300 |  |  | 0 |  |  | 0 | 0 | 0 | 0 | 0 |  | 0 | 0 | 0 | 0 | 0 | 16343.2678 | 17864.9387 | 13244.1393 | 0 | yes | Deficit |  |  | 0 | 0 | 0 | 0 | 0 |  | 0 | 0 | 0 | 0 | 3297.7369 | yes |  | 0 | 0 | 0 | 3297.7369 | 0 | no | 0 | 0 | 0 | 3297.7369 | 0
| 16249.2515 | 0 | no | Surplus | yes |  | 0 | 0 | 0 | 94.0164 | 0 | no | 0 | 0 | 0 | 94.0164 | 4860 | no | 16249.2515 | 0 | 24300 |  |  | 0 |  |  | 0 | 0 | 0 | 0 | 0 |  | 0 | 0 | 0 | 0 | 0 | 16249.2515 | 18155.1489 | 13167.9509 | 0 | yes | Deficit |  |  | 0 | 0 | 0 | 0 | 0 |  | 0 | 0 | 0 | 0 | 4911.0096 | yes |  | 0 | 0 | 0 | 4911.0096 | 0 | no | 0 | 0 | 0 | 4911.0096 | 0
| 15971.4314 | 0 | no | Surplus | yes |  | 0 | 0 | 0 | 277.8201 | 0 | no | 0 | 0 | 0 | 277.8201 | 4860 | no | 15971.4314 | 0 | 24300 |  |  | 0 |  |  | 0 | 0 | 0 | 0 | 0 |  | 0 | 0 | 0 | 0 | 0 | 15971.4314 | 18608.0671 | 12942.8131 | 0 | yes | Deficit |  |  | 0 | 0 | 0 | 0 | 0 |  | 0 | 0 | 0 | 0 | 5440.1162 | yes |  | 0 | 0 | 0 | 5440.1162 | 0 | no | 0 | 0 | 0 | 5440.1162 | 0
| 18238.7584 | 0 | yes | Deficit |  |  | 0 | 0 | 0 | 0 | 0 |  | 0 | 0 | 0 | 0 | 4860 | no |  | 0 | 24300 | no | 18238.7584 | 0 | no | no | 0 | 0 | 0 | 0 | 0 |  | 0 | 0 | 0 | 0 | 0 | 18238.7584 | 18782.9492 | 14780.1932 | 0 | yes | Deficit |  |  | 0 | 0 | 0 | 0 | 0 |  | 0 | 0 | 0 | 0 | 5840.1361 | yes |  | 0 | 0 | 0 | 5840.1361 | 0 | no | 0 | 0 | 0 | 5840.1361 | 0
| 21156.8246 | 0 | yes | Deficit |  |  | 0 | 0 | 0 | 0 | 0 |  | 0 | 0 | 0 | 0 | 4860 | no |  | 0 | 24300 | no | 21156.8246 | 0 | no | no | 0 | 0 | 0 | 0 | 0 |  | 0 | 0 | 0 | 0 | 0 | 21156.8246 | 18838.9878 | 17144.9146 | 0 | yes | Deficit |  |  | 0 | 0 | 0 | 0 | 0 |  | 0 | 0 | 0 | 0 | 4058.7945 | yes |  | 0 | 0 | 0 | 4058.7945 | 0 | no | 0 | 0 | 0 | 4058.7945 | 0
| 20308.1878 | 0 | no | Surplus | yes |  | 0 | 0 | 0 | 848.6367 | 0 | no | 0 | 0 | 0 | 848.6367 | 4860 | no | 20308.1878 | 0 | 24300 |  |  | 0 |  |  | 0 | 0 | 0 | 0 | 0 |  | 0 | 0 | 0 | 0 | 0 | 20308.1878 | 18338.294 | 16457.2025 | 0 | yes | Deficit |  |  | 0 | 0 | 0 | 0 | 0 |  | 0 | 0 | 0 | 0 | 1193.3795 | yes |  | 0 | 0 | 0 | 1193.3795 | 0 | no | 0 | 0 | 0 | 1193.3795 | 0
| 18820.6313 | 0 | no | Surplus | yes |  | 0 | 0 | 0 | 1487.5565 | 0 | no | 0 | 0 | 0 | 1487.5565 | 4860 | no | 18820.6313 | 0 | 24300 |  |  | 0 |  |  | 0 | 0 | 0 | 0 | 0 |  | 0 | 0 | 0 | 0 | 0 | 18820.6313 | 18531.3818 | 15251.7271 | 0 | yes | Deficit |  |  | 0 | 0 | 0 | 0 | 0 |  | 0 | 0 | 0 | 0 | 2074.1793 | yes |  | 0 | 0 | 0 | 2074.1793 | 0 | no | 0 | 0 | 0 | 2074.1793 | 0
| 18596.5642 | 0 | no | Surplus | yes |  | 0 | 0 | 0 | 224.0671 | 0 | no | 0 | 0 | 0 | 224.0671 | 4860 | no | 18596.5642 | 0 | 24300 |  |  | 0 |  |  | 0 | 0 | 0 | 0 | 0 |  | 0 | 0 | 0 | 0 | 0 | 18596.5642 | 17094.913 | 15070.1492 | 0 | yes | Deficit |  |  | 0 | 0 | 0 | 0 | 0 |  | 0 | 0 | 0 | 0 | 1843.1859 | yes |  | 0 | 0 | 0 | 1843.1859 | 0 | no | 0 | 0 | 0 | 1843.1859 | 0
| 18579.3276 | 0 | no | Surplus | yes |  | 0 | 0 | 0 | 17.2366 | 0 | no | 0 | 0 | 0 | 17.2366 | 4860 | no | 18579.3276 | 0 | 24300 |  |  | 0 |  |  | 0 | 0 | 0 | 0 | 0 |  | 0 | 0 | 0 | 0 | 0 | 18579.3276 | 18091.0173 | 15056.1812 | 0 | yes | Deficit |  |  | 0 | 0 | 0 | 0 | 0 |  | 0 | 0 | 0 | 0 | 3020.868 | yes |  | 0 | 0 | 0 | 3020.868 | 0 | no | 0 | 0 | 0 | 3020.868 | 0
| 16640.7859 | 0 | no | Surplus | yes |  | 0 | 0 | 0 | 1938.5416 | 0 | no | 0 | 0 | 0 | 1938.5416 | 4860 | no | 16640.7859 | 0 | 24300 |  |  | 0 |  |  | 0 | 0 | 0 | 0 | 0 |  | 0 | 0 | 0 | 0 | 0 | 16640.7859 | 17800.4811 | 13485.2398 | 0 | yes | Deficit |  |  | 0 | 0 | 0 | 0 | 0 |  | 0 | 0 | 0 | 0 | 2744.2999 | yes |  | 0 | 0 | 0 | 2744.2999 | 0 | no | 0 | 0 | 0 | 2744.2999 | 0
| 17172.8773 | 0 | yes | Deficit |  |  | 0 | 0 | 0 | 0 | 0 |  | 0 | 0 | 0 | 0 | 4860 | no |  | 0 | 24300 | no | 17172.8773 | 0 | no | no | 0 | 0 | 0 | 0 | 0 |  | 0 | 0 | 0 | 0 | 0 | 17172.8773 | 17418.9114 | 13916.4322 | 0 | yes | Deficit |  |  | 0 | 0 | 0 | 0 | 0 |  | 0 | 0 | 0 | 0 | 3933.6715 | yes |  | 0 | 0 | 0 | 3933.6715 | 0 | no | 0 | 0 | 0 | 3933.6715 | 0
| 18572.6569 | 0 | yes | Deficit |  |  | 0 | 0 | 0 | 0 | 0 |  | 0 | 0 | 0 | 0 | 4860 | no |  | 0 | 24300 | no | 18572.6569 | 0 | no | no | 0 | 0 | 0 | 0 | 0 |  | 0 | 0 | 0 | 0 | 0 | 18572.6569 | 16762.5298 | 15050.7755 | 0 | yes | Deficit |  |  | 0 | 0 | 0 | 0 | 0 |  | 0 | 0 | 0 | 0 | 2846.0977 | yes |  | 0 | 0 | 0 | 2846.0977 | 0 | no | 0 | 0 | 0 | 2846.0977 | 0
| 16879.3501 | 0 | no | Surplus | yes |  | 0 | 0 | 0 | 1693.3068 | 0 | no | 0 | 0 | 0 | 1693.3068 | 4860 | no | 16879.3501 | 0 | 24300 |  |  | 0 |  |  | 0 | 0 | 0 | 0 | 0 |  | 0 | 0 | 0 | 0 | 0 | 16879.3501 | 17087.6601 | 13678.5657 | 0 | yes | Deficit |  |  | 0 | 0 | 0 | 0 | 0 |  | 0 | 0 | 0 | 0 | 2036.8846 | yes |  | 0 | 0 | 0 | 2036.8846 | 0 | no | 0 | 0 | 0 | 2036.8846 | 0
| 17395.6455 | 0 | yes | Deficit |  |  | 0 | 0 | 0 | 0 | 0 |  | 0 | 0 | 0 | 0 | 4860 | no |  | 0 | 24300 | no | 17395.6455 | 0 | no | no | 0 | 0 | 0 | 0 | 0 |  | 0 | 0 | 0 | 0 | 0 | 17395.6455 | 18189.375 | 14096.9575 | 0 | yes | Deficit |  |  | 0 | 0 | 0 | 0 | 0 |  | 0 | 0 | 0 | 0 | 4510.8092 | yes |  | 0 | 0 | 0 | 4510.8092 | 0 | no | 0 | 0 | 0 | 4510.8092 | 0
| 16513.7263 | 0 | no | Surplus | yes |  | 0 | 0 | 0 | 881.9192 | 0 | no | 0 | 0 | 0 | 881.9192 | 4860 | no | 16513.7263 | 0 | 24300 |  |  | 0 |  |  | 0 | 0 | 0 | 0 | 0 |  | 0 | 0 | 0 | 0 | 0 | 16513.7263 | 15684.887 | 13382.2742 | 0 | yes | Deficit |  |  | 0 | 0 | 0 | 0 | 0 |  | 0 | 0 | 0 | 0 | 1587.9296 | yes |  | 0 | 0 | 0 | 1587.9296 | 0 | no | 0 | 0 | 0 | 1587.9296 | 0
| 15930.0267 | 0 | no | Surplus | yes |  | 0 | 0 | 0 | 583.6996 | 0 | no | 0 | 0 | 0 | 583.6996 | 4860 | no | 15930.0267 | 0 | 24300 |  |  | 0 |  |  | 0 | 0 | 0 | 0 | 0 |  | 0 | 0 | 0 | 0 | 0 | 15930.0267 | 15997.6087 | 12909.2599 | 0 | yes | Deficit |  |  | 0 | 0 | 0 | 0 | 0 |  | 0 | 0 | 0 | 0 | 2615.3345 | yes |  | 0 | 0 | 0 | 2615.3345 | 0 | no | 0 | 0 | 0 | 2615.3345 | 0
| 20009.5911 | 0 | yes | Deficit |  |  | 0 | 0 | 0 | 0 | 0 |  | 0 | 0 | 0 | 0 | 4860 | no |  | 0 | 24300 | no | 20009.5911 | 0 | no | no | 0 | 0 | 0 | 0 | 0 |  | 0 | 0 | 0 | 0 | 0 | 20009.5911 | 12617.6215 | 16215.2278 | 0 | no | Surplus | yes |  | 0 | 0 | 0 | 291.6384 | 0 | no | 0 | 0 | 0 | 291.6384 | 0 |  |  | 0 | 0 | 0 | 0 | 0 |  | 0 | 0 | 0 | 0 | 0
| 15857.208 | 0 | no | Surplus | yes |  | 0 | 0 | 0 | 4152.3831 | 0 | no | 0 | 0 | 0 | 4152.3831 | 4860 | no | 15857.208 | 0 | 24300 |  |  | 0 |  |  | 0 | 0 | 0 | 0 | 0 |  | 0 | 0 | 0 | 0 | 0 | 15857.208 | 13227.8195 | 12850.2496 | 0 | no | Surplus | yes |  | 0 | 0 | 0 | 2987.4083 | 0 | no | 0 | 0 | 0 | 2987.4083 | 0 |  |  | 0 | 0 | 0 | 0 | 0 |  | 0 | 0 | 0 | 0 | 0
| 14900.1357 | 0 | no | Surplus | yes |  | 0 | 0 | 0 | 957.0723 | 0 | no | 0 | 0 | 0 | 957.0723 | 4860 | no | 14900.1357 | 0 | 24300 |  |  | 0 |  |  | 0 | 0 | 0 | 0 | 0 |  | 0 | 0 | 0 | 0 | 0 | 14900.1357 | 14049.0274 | 12074.6643 | 0 | yes | Deficit |  |  | 0 | 0 | 0 | 0 | 0 |  | 0 | 0 | 0 | 0 | 1198.7778 | yes |  | 0 | 0 | 0 | 1198.7778 | 0 | no | 0 | 0 | 0 | 1198.7778 | 0
| 15698.6587 | 0 | yes | Deficit |  |  | 0 | 0 | 0 | 0 | 0 |  | 0 | 0 | 0 | 0 | 4860 | no |  | 0 | 24300 | no | 15698.6587 | 0 | no | no | 0 | 0 | 0 | 0 | 0 |  | 0 | 0 | 0 | 0 | 0 | 15698.6587 | 13703.0905 | 12721.7656 | 0 | yes | Deficit |  |  | 0 | 0 | 0 | 0 | 0 |  | 0 | 0 | 0 | 0 | 1628.4263 | yes |  | 0 | 0 | 0 | 1628.4263 | 0 | no | 0 | 0 | 0 | 1628.4263 | 0
| 17425.7439 | 0 | yes | Deficit |  |  | 0 | 0 | 0 | 0 | 0 |  | 0 | 0 | 0 | 0 | 4860 | no |  | 0 | 24300 | no | 17425.7439 | 0 | no | no | 0 | 0 | 0 | 0 | 0 |  | 0 | 0 | 0 | 0 | 0 | 17425.7439 | 13973.8915 | 14121.3484 | 0 | yes | Deficit |  |  | 0 | 0 | 0 | 0 | 0 |  | 0 | 0 | 0 | 0 | 1252.126 | yes |  | 0 | 0 | 0 | 1252.126 | 0 | no | 0 | 0 | 0 | 1252.126 | 0
| 19904.6595 | 0 | yes | Deficit |  |  | 0 | 0 | 0 | 0 | 0 |  | 0 | 0 | 0 | 0 | 4860 | no |  | 0 | 24300 | no | 19904.6595 | 0 | no | no | 0 | 0 | 0 | 0 | 0 |  | 0 | 0 | 0 | 0 | 0 | 19904.6595 | 13877.8852 | 16130.1941 | 0 | no | Surplus | yes |  | 0 | 0 | 0 | 243.4631 | 0 | no | 0 | 0 | 0 | 243.4631 | 0 |  |  | 0 | 0 | 0 | 0 | 0 |  | 0 | 0 | 0 | 0 | 0
| 15969.1909 | 0 | no | Surplus | yes |  | 0 | 0 | 0 | 3935.4686 | 0 | no | 0 | 0 | 0 | 3935.4686 | 4860 | no | 15969.1909 | 0 | 24300 |  |  | 0 |  |  | 0 | 0 | 0 | 0 | 0 |  | 0 | 0 | 0 | 0 | 0 | 15969.1909 | 13719.5077 | 12940.9975 | 0 | no | Surplus | yes |  | 0 | 0 | 0 | 2410.6864 | 0 | no | 0 | 0 | 0 | 2410.6864 | 0 |  |  | 0 | 0 | 0 | 0 | 0 |  | 0 | 0 | 0 | 0 | 0
| 15167.0852 | 0 | no | Surplus | yes |  | 0 | 0 | 0 | 802.1056 | 0 | no | 0 | 0 | 0 | 802.1056 | 4860 | no | 15167.0852 | 0 | 24300 |  |  | 0 |  |  | 0 | 0 | 0 | 0 | 0 |  | 0 | 0 | 0 | 0 | 0 | 15167.0852 | 13202.2819 | 12290.9929 | 0 | yes | Deficit |  |  | 0 | 0 | 0 | 0 | 0 |  | 0 | 0 | 0 | 0 | 261.2845 | yes |  | 0 | 0 | 0 | 261.2845 | 0 | no | 0 | 0 | 0 | 261.2845 | 0
| 16240.9829 | 0 | yes | Deficit |  |  | 0 | 0 | 0 | 0 | 0 |  | 0 | 0 | 0 | 0 | 4860 | no |  | 0 | 24300 | no | 16240.9829 | 0 | no | no | 0 | 0 | 0 | 0 | 0 |  | 0 | 0 | 0 | 0 | 0 | 16240.9829 | 13256.9697 | 13161.2503 | 0 | yes | Deficit |  |  | 0 | 0 | 0 | 0 | 0 |  | 0 | 0 | 0 | 0 | 965.9768 | yes |  | 0 | 0 | 0 | 965.9768 | 0 | no | 0 | 0 | 0 | 965.9768 | 0
| 17315.0297 | 0 | yes | Deficit |  |  | 0 | 0 | 0 | 0 | 0 |  | 0 | 0 | 0 | 0 | 4860 | no |  | 0 | 24300 | no | 17315.0297 | 0 | no | no | 0 | 0 | 0 | 0 | 0 |  | 0 | 0 | 0 | 0 | 0 | 17315.0297 | 13184.8838 | 14031.6286 | 0 | yes | Deficit |  |  | 0 | 0 | 0 | 0 | 0 |  | 0 | 0 | 0 | 0 | 23.6334 | yes |  | 0 | 0 | 0 | 23.6334 | 0 | no | 0 | 0 | 0 | 23.6334 | 0
| 16764.411 | 0 | no | Surplus | yes |  | 0 | 0 | 0 | 550.6187 | 0 | no | 0 | 0 | 0 | 550.6187 | 4860 | no | 16764.411 | 0 | 24300 |  |  | 0 |  |  | 0 | 0 | 0 | 0 | 0 |  | 0 | 0 | 0 | 0 | 0 | 16764.411 | 14559.7732 | 13585.4222 | 0 | yes | Deficit |  |  | 0 | 0 | 0 | 0 | 0 |  | 0 | 0 | 0 | 0 | 528.1445 | yes |  | 0 | 0 | 0 | 528.1445 | 0 | no | 0 | 0 | 0 | 528.1445 | 0
| 18743.0533 | 0 | yes | Deficit |  |  | 0 | 0 | 0 | 0 | 0 |  | 0 | 0 | 0 | 0 | 4860 | no |  | 0 | 24300 | no | 18743.0533 | 0 | no | no | 0 | 0 | 0 | 0 | 0 |  | 0 | 0 | 0 | 0 | 0 | 18743.0533 | 14056.0229 | 15188.86 | 0 | yes | Deficit |  |  | 0 | 0 | 0 | 0 | 0 |  | 0 | 0 | 0 | 0 | 470.6007 | yes |  | 0 | 0 | 0 | 470.6007 | 0 | no | 0 | 0 | 0 | 470.6007 | 0
| 14101.0515 | 0 | no | Surplus | yes |  | 0 | 0 | 0 | 4642.0018 | 0 | no | 0 | 0 | 0 | 4642.0018 | 4860 | no | 14101.0515 | 0 | 24300 |  |  | 0 |  |  | 0 | 0 | 0 | 0 | 0 |  | 0 | 0 | 0 | 0 | 0 | 14101.0515 | 13505.0637 | 11427.1082 | 0 | no | Surplus | yes |  | 0 | 0 | 0 | 1683.7963 | 0 | no | 0 | 0 | 0 | 1683.7963 | 0 |  |  | 0 | 0 | 0 | 0 | 0 |  | 0 | 0 | 0 | 0 | 0
| 12038.8834 | 0 | no | Surplus | yes |  | 0 | 0 | 0 | 2062.1681 | 0 | no | 0 | 0 | 0 | 2062.1681 | 4860 | no | 12038.8834 | 0 | 24300 |  |  | 0 |  |  | 0 | 0 | 0 | 0 | 0 |  | 0 | 0 | 0 | 0 | 0 | 12038.8834 | 12941.2014 | 9755.9833 | 0 | yes | Deficit |  |  | 0 | 0 | 0 | 0 | 0 |  | 0 | 0 | 0 | 0 | 1514.0933 | yes |  | 0 | 0 | 0 | 1514.0933 | 0 | no | 0 | 0 | 0 | 1514.0933 | 0
| 11705.2725 | 0 | no | Surplus | yes |  | 0 | 0 | 0 | 333.6109 | 0 | no | 0 | 0 | 0 | 333.6109 | 4860 | no | 11705.2725 | 0 | 24077.7668 |  |  | 0 |  |  | 0 | 0 | 0 | 0 | 0 |  | 0 | 0 | 0 | 0 | 0 | 11705.2725 | 13596.4856 | 9485.6341 | 0 | yes | Deficit |  |  | 0 | 0 | 0 | 0 | 0 |  | 0 | 0 | 0 | 0 | 3840.5023 | yes |  | 0 | 0 | 0 | 3840.5023 | 0 | no | 0 | 0 | 0 | 3840.5023 | 0
| 11105.2817 | 0 | no | Surplus | yes |  | 0 | 0 | 0 | 599.9909 | 0 | no | 0 | 0 | 0 | 599.9909 | 4860 | no | 11105.2817 | 0 | 23410.545 |  |  | 0 |  |  | 0 | 0 | 0 | 0 | 0 |  | 0 | 0 | 0 | 0 | 0 | 11105.2817 | 13781.8875 | 8999.4179 | 0 | yes | Deficit |  |  | 0 | 0 | 0 | 0 | 0 |  | 0 | 0 | 0 | 0 | 4296.2534 | yes |  | 0 | 0 | 0 | 4296.2534 | 0 | no | 0 | 0 | 0 | 4296.2534 | 0
| 13646.2634 | 0 | yes | Deficit |  |  | 0 | 0 | 0 | 0 | 0 |  | 0 | 0 | 0 | 0 | 4860 | no |  | 0 | 22210.5633 | no | 13646.2634 | 0 | no | no | 0 | 0 | 0 | 0 | 0 |  | 0 | 0 | 0 | 0 | 0 | 13646.2634 | 13687.5379 | 11058.5603 | 0 | yes | Deficit |  |  | 0 | 0 | 0 | 0 | 0 |  | 0 | 0 | 0 | 0 | 4688.12 | yes |  | 0 | 0 | 0 | 4688.12 | 0 | no | 0 | 0 | 0 | 4688.12 | 0
| 12861.0295 | 0 | no | Surplus | yes |  | 0 | 0 | 0 | 785.2338 | 0 | no | 0 | 0 | 0 | 785.2338 | 4860 | no | 12861.0295 | 0 | 24300 |  |  | 0 |  |  | 0 | 0 | 0 | 0 | 0 |  | 0 | 0 | 0 | 0 | 0 | 12861.0295 | 13132.5766 | 10422.2282 | 0 | yes | Deficit |  |  | 0 | 0 | 0 | 0 | 0 |  | 0 | 0 | 0 | 0 | 2074.0163 | yes |  | 0 | 0 | 0 | 2074.0163 | 0 | no | 0 | 0 | 0 | 2074.0163 | 0
| 12108.2039 | 0 | no | Surplus | yes |  | 0 | 0 | 0 | 752.8256 | 0 | no | 0 | 0 | 0 | 752.8256 | 4860 | no | 12108.2039 | 0 | 24300 |  |  | 0 |  |  | 0 | 0 | 0 | 0 | 0 |  | 0 | 0 | 0 | 0 | 0 | 12108.2039 | 12508.9797 | 9812.1588 | 0 | yes | Deficit |  |  | 0 | 0 | 0 | 0 | 0 |  | 0 | 0 | 0 | 0 | 2086.7516 | yes |  | 0 | 0 | 0 | 2086.7516 | 0 | no | 0 | 0 | 0 | 2086.7516 | 0
| 8825.8239 | 0 | no | Surplus | yes |  | 0 | 0 | 0 | 3282.38 | 0 | no | 0 | 0 | 0 | 3282.38 | 4860 | no | 8825.8239 | 0 | 24216.4078 |  |  | 0 |  |  | 0 | 0 | 0 | 0 | 0 |  | 0 | 0 | 0 | 0 | 0 | 8825.8239 | 12535.7781 | 7152.2074 | 0 | yes | Deficit |  |  | 0 | 0 | 0 | 0 | 0 |  | 0 | 0 | 0 | 0 | 2723.6193 | yes |  | 0 | 0 | 0 | 2723.6193 | 0 | no | 0 | 0 | 0 | 2723.6193 | 0
| 9843.162 | 0 | yes | Deficit |  |  | 0 | 0 | 0 | 0 | 0 |  | 0 | 0 | 0 | 0 | 4860 | no |  | 0 | 17651.6478 | no | 9843.162 | 0 | no | no | 0 | 0 | 0 | 0 | 0 |  | 0 | 0 | 0 | 0 | 0 | 9843.162 | 12910.1544 | 7976.6304 | 0 | yes | Deficit |  |  | 0 | 0 | 0 | 0 | 0 |  | 0 | 0 | 0 | 0 | 5757.9471 | yes |  | 0 | 0 | 0 | 5757.9471 | 0 | no | 0 | 0 | 0 | 5757.9471 | 0
| 11125.8227 | 0 | yes | Deficit |  |  | 0 | 0 | 0 | 0 | 0 |  | 0 | 0 | 0 | 0 | 4860 | no |  | 0 | 19686.3239 | no | 11125.8227 | 0 | no | no | 0 | 0 | 0 | 0 | 0 |  | 0 | 0 | 0 | 0 | 0 | 11125.8227 | 14194.4929 | 9016.0637 | 0 | yes | Deficit |  |  | 0 | 0 | 0 | 0 | 0 |  | 0 | 0 | 0 | 0 | 6217.8625 | yes |  | 0 | 0 | 0 | 6217.8625 | 0 | no | 0 | 0 | 0 | 6217.8625 | 0
| 11113.949 | 0 | no | Surplus | yes |  | 0 | 0 | 0 | 11.8736 | 0 | no | 0 | 0 | 0 | 11.8736 | 4860 | no | 11113.949 | 0 | 22251.6453 |  |  | 0 |  |  | 0 | 0 | 0 | 0 | 0 |  | 0 | 0 | 0 | 0 | 0 | 11113.949 | 14364.7043 | 9006.4417 | 0 | yes | Deficit |  |  | 0 | 0 | 0 | 0 | 0 |  | 0 | 0 | 0 | 0 | 5348.6406 | yes |  | 0 | 0 | 0 | 5348.6406 | 0 | no | 0 | 0 | 0 | 5348.6406 | 0
| 9832.3305 | 0 | no | Surplus | yes |  | 0 | 0 | 0 | 1281.6186 | 0 | no | 0 | 0 | 0 | 1281.6186 | 4860 | no | 9832.3305 | 0 | 22227.8981 |  |  | 0 |  |  | 0 | 0 | 0 | 0 | 0 |  | 0 | 0 | 0 | 0 | 0 | 9832.3305 | 13705.4826 | 7967.8529 | 0 | yes | Deficit |  |  | 0 | 0 | 0 | 0 | 0 |  | 0 | 0 | 0 | 0 | 4699.0409 | yes |  | 0 | 0 | 0 | 4699.0409 | 0 | no | 0 | 0 | 0 | 4699.0409 | 0
| 8871.1612 | 0 | no | Surplus | yes |  | 0 | 0 | 0 | 961.1693 | 0 | no | 0 | 0 | 0 | 961.1693 | 4860 | no | 8871.1612 | 0 | 19664.6609 |  |  | 0 |  |  | 0 | 0 | 0 | 0 | 0 |  | 0 | 0 | 0 | 0 | 0 | 8871.1612 | 13586.8203 | 7188.9475 | 0 | yes | Deficit |  |  | 0 | 0 | 0 | 0 | 0 |  | 0 | 0 | 0 | 0 | 5618.9674 | yes |  | 0 | 0 | 0 | 5618.9674 | 0 | no | 0 | 0 | 0 | 5618.9674 | 0
| 9360.5704 | 0 | yes | Deficit |  |  | 0 | 0 | 0 | 0 | 0 |  | 0 | 0 | 0 | 0 | 4860 | no |  | 0 | 17742.3224 | no | 9360.5704 | 0 | no | no | 0 | 0 | 0 | 0 | 0 |  | 0 | 0 | 0 | 0 | 0 | 9360.5704 | 13371.3081 | 7585.5514 | 0 | yes | Deficit |  |  | 0 | 0 | 0 | 0 | 0 |  | 0 | 0 | 0 | 0 | 6182.3606 | yes |  | 0 | 0 | 0 | 6182.3606 | 0 | no | 0 | 0 | 0 | 6182.3606 | 0
| 9186.2579 | 0 | no | Surplus | yes |  | 0 | 0 | 0 | 174.3125 | 0 | no | 0 | 0 | 0 | 174.3125 | 4860 | no | 9186.2579 | 0 | 18721.1408 |  |  | 0 |  |  | 0 | 0 | 0 | 0 | 0 |  | 0 | 0 | 0 | 0 | 0 | 9186.2579 | 13431.1257 | 7444.2933 | 0 | yes | Deficit |  |  | 0 | 0 | 0 | 0 | 0 |  | 0 | 0 | 0 | 0 | 5845.5743 | yes |  | 0 | 0 | 0 | 5845.5743 | 0 | no | 0 | 0 | 0 | 5845.5743 | 0
| 10145.322 | 0 | yes | Deficit |  |  | 0 | 0 | 0 | 0 | 0 |  | 0 | 0 | 0 | 0 | 4860 | no |  | 0 | 18372.5159 | no | 10145.322 | 0 | no | no | 0 | 0 | 0 | 0 | 0 |  | 0 | 0 | 0 | 0 | 0 | 10145.322 | 13637.8243 | 8221.4927 | 0 | yes | Deficit |  |  | 0 | 0 | 0 | 0 | 0 |  | 0 | 0 | 0 | 0 | 6193.531 | yes |  | 0 | 0 | 0 | 6193.531 | 0 | no | 0 | 0 | 0 | 6193.531 | 0
| 10368.4538 | 0 | yes | Deficit |  |  | 0 | 0 | 0 | 0 | 0 |  | 0 | 0 | 0 | 0 | 4860 | no |  | 0 | 20290.6441 | no | 10368.4538 | 0 | no | no | 0 | 0 | 0 | 0 | 0 |  | 0 | 0 | 0 | 0 | 0 | 10368.4538 | 14470.9474 | 8402.3127 | 0 | yes | Deficit |  |  | 0 | 0 | 0 | 0 | 0 |  | 0 | 0 | 0 | 0 | 6249.4547 | yes |  | 0 | 0 | 0 | 6249.4547 | 0 | no | 0 | 0 | 0 | 6249.4547 | 0
| 12842.103 | 0 | yes | Deficit |  |  | 0 | 0 | 0 | 0 | 0 |  | 0 | 0 | 0 | 0 | 4860 | no |  | 0 | 20736.9077 | no | 12842.103 | 0 | no | no | 0 | 0 | 0 | 0 | 0 |  | 0 | 0 | 0 | 0 | 0 | 12842.103 | 15264.9701 | 10406.8906 | 0 | yes | Deficit |  |  | 0 | 0 | 0 | 0 | 0 |  | 0 | 0 | 0 | 0 | 6862.6574 | yes |  | 0 | 0 | 0 | 6862.6574 | 0 | no | 0 | 0 | 0 | 6862.6574 | 0
| 17026.5241 | 0 | yes | Deficit |  |  | 0 | 0 | 0 | 0 | 0 |  | 0 | 0 | 0 | 0 | 4860 | no |  | 0 | 24300 | no | 17026.5241 | 0 | no | no | 0 | 0 | 0 | 0 | 0 |  | 0 | 0 | 0 | 0 | 0 | 17026.5241 | 15200.9783 | 13797.8315 | 0 | yes | Deficit |  |  | 0 | 0 | 0 | 0 | 0 |  | 0 | 0 | 0 | 0 | 4794.0877 | yes |  | 0 | 0 | 0 | 4794.0877 | 0 | no | 0 | 0 | 0 | 4794.0877 | 0
| 16198.4336 | 0 | no | Surplus | yes |  | 0 | 0 | 0 | 828.0904 | 0 | no | 0 | 0 | 0 | 828.0904 | 4860 | no | 16198.4336 | 0 | 24300 |  |  | 0 |  |  | 0 | 0 | 0 | 0 | 0 |  | 0 | 0 | 0 | 0 | 0 | 16198.4336 | 15051.7394 | 13126.7696 | 0 | yes | Deficit |  |  | 0 | 0 | 0 | 0 | 0 |  | 0 | 0 | 0 | 0 | 1253.9079 | yes |  | 0 | 0 | 0 | 1253.9079 | 0 | no | 0 | 0 | 0 | 1253.9079 | 0
| 9803.7498 | 0 | no | Surplus | yes |  | 0 | 0 | 0 | 6394.6839 | 0 | no | 0 | 0 | 0 | 6394.6839 | 4860 | no | 9803.7498 | 0 | 24300 |  |  | 0 |  |  | 0 | 0 | 0 | 0 | 0 |  | 0 | 0 | 0 | 0 | 0 | 9803.7498 | 14664.8036 | 7944.6919 | 0 | yes | Deficit |  |  | 0 | 0 | 0 | 0 | 0 |  | 0 | 0 | 0 | 0 | 1538.034 | yes |  | 0 | 0 | 0 | 1538.034 | 0 | no | 0 | 0 | 0 | 1538.034 | 0
| 13189.1521 | 0 | yes | Deficit |  |  | 0 | 0 | 0 | 0 | 0 |  | 0 | 0 | 0 | 0 | 4860 | no |  | 0 | 19607.4996 | no | 13189.1521 | 0 | no | no | 0 | 0 | 0 | 0 | 0 |  | 0 | 0 | 0 | 0 | 0 | 13189.1521 | 15048.3235 | 10688.1297 | 0 | yes | Deficit |  |  | 0 | 0 | 0 | 0 | 0 |  | 0 | 0 | 0 | 0 | 7103.6316 | yes |  | 0 | 0 | 0 | 7103.6316 | 0 | no | 0 | 0 | 0 | 7103.6316 | 0
| 14259.6123 | 0 | yes | Deficit |  |  | 0 | 0 | 0 | 0 | 0 |  | 0 | 0 | 0 | 0 | 4860 | no |  | 0 | 24300 | no | 14259.6123 | 0 | no | no | 0 | 0 | 0 | 0 | 0 |  | 0 | 0 | 0 | 0 | 0 | 14259.6123 | 14937.7137 | 11555.6015 | 0 | yes | Deficit |  |  | 0 | 0 | 0 | 0 | 0 |  | 0 | 0 | 0 | 0 | 4249.584 | yes |  | 0 | 0 | 0 | 4249.584 | 0 | no | 0 | 0 | 0 | 4249.584 | 0
| 16129.6959 | 0 | yes | Deficit |  |  | 0 | 0 | 0 | 0 | 0 |  | 0 | 0 | 0 | 0 | 4860 | no |  | 0 | 24300 | no | 16129.6959 | 0 | no | no | 0 | 0 | 0 | 0 | 0 |  | 0 | 0 | 0 | 0 | 0 | 16129.6959 | 14850.3653 | 13071.0664 | 0 | yes | Deficit |  |  | 0 | 0 | 0 | 0 | 0 |  | 0 | 0 | 0 | 0 | 3294.7637 | yes |  | 0 | 0 | 0 | 3294.7637 | 0 | no | 0 | 0 | 0 | 3294.7637 | 0
| 15668.8501 | 0 | no | Surplus | yes |  | 0 | 0 | 0 | 460.8459 | 0 | no | 0 | 0 | 0 | 460.8459 | 4860 | no | 15668.8501 | 0 | 24300 |  |  | 0 |  |  | 0 | 0 | 0 | 0 | 0 |  | 0 | 0 | 0 | 0 | 0 | 15668.8501 | 14752.3503 | 12697.6095 | 0 | yes | Deficit |  |  | 0 | 0 | 0 | 0 | 0 |  | 0 | 0 | 0 | 0 | 1681.2839 | yes |  | 0 | 0 | 0 | 1681.2839 | 0 | no | 0 | 0 | 0 | 1681.2839 | 0
| 11735.6563 | 0 | no | Surplus | yes |  | 0 | 0 | 0 | 3933.1938 | 0 | no | 0 | 0 | 0 | 3933.1938 | 4860 | no | 11735.6563 | 0 | 24300 |  |  | 0 |  |  | 0 | 0 | 0 | 0 | 0 |  | 0 | 0 | 0 | 0 | 0 | 11735.6563 | 14917.4902 | 9510.2563 | 0 | yes | Deficit |  |  | 0 | 0 | 0 | 0 | 0 |  | 0 | 0 | 0 | 0 | 2219.8808 | yes |  | 0 | 0 | 0 | 2219.8808 | 0 | no | 0 | 0 | 0 | 2219.8808 | 0
| 12351.2817 | 0 | yes | Deficit |  |  | 0 | 0 | 0 | 0 | 0 |  | 0 | 0 | 0 | 0 | 4860 | no |  | 0 | 23471.3126 | no | 12351.2817 | 0 | no | no | 0 | 0 | 0 | 0 | 0 |  | 0 | 0 | 0 | 0 | 0 | 12351.2817 | 15024.6505 | 10009.1424 | 0 | yes | Deficit |  |  | 0 | 0 | 0 | 0 | 0 |  | 0 | 0 | 0 | 0 | 5514.3942 | yes |  | 0 | 0 | 0 | 5514.3942 | 0 | no | 0 | 0 | 0 | 5514.3942 | 0
| 12470.3304 | 0 | yes | Deficit |  |  | 0 | 0 | 0 | 0 | 0 |  | 0 | 0 | 0 | 0 | 4860 | no |  | 0 | 24300 | no | 12470.3304 | 0 | no | no | 0 | 0 | 0 | 0 | 0 |  | 0 | 0 | 0 | 0 | 0 | 12470.3304 | 15142.6827 | 10105.6162 | 0 | yes | Deficit |  |  | 0 | 0 | 0 | 0 | 0 |  | 0 | 0 | 0 | 0 | 5133.5403 | yes |  | 0 | 0 | 0 | 5133.5403 | 0 | no | 0 | 0 | 0 | 5133.5403 | 0
| 12534.7007 | 0 | yes | Deficit |  |  | 0 | 0 | 0 | 0 | 0 |  | 0 | 0 | 0 | 0 | 4860 | no |  | 0 | 24300 | no | 12534.7007 | 0 | no | no | 0 | 0 | 0 | 0 | 0 |  | 0 | 0 | 0 | 0 | 0 | 12534.7007 | 15233.0969 | 10157.7801 | 0 | yes | Deficit |  |  | 0 | 0 | 0 | 0 | 0 |  | 0 | 0 | 0 | 0 | 5127.4807 | yes |  | 0 | 0 | 0 | 5127.4807 | 0 | no | 0 | 0 | 0 | 5127.4807 | 0
| 10599.4852 | 0 | no | Surplus | yes |  | 0 | 0 | 0 | 1935.2155 | 0 | no | 0 | 0 | 0 | 1935.2155 | 4860 | no | 10599.4852 | 0 | 24300 |  |  | 0 |  |  | 0 | 0 | 0 | 0 | 0 |  | 0 | 0 | 0 | 0 | 0 | 10599.4852 | 14539.3847 | 8589.5342 | 0 | yes | Deficit |  |  | 0 | 0 | 0 | 0 | 0 |  | 0 | 0 | 0 | 0 | 4381.6046 | yes |  | 0 | 0 | 0 | 4381.6046 | 0 | no | 0 | 0 | 0 | 4381.6046 | 0
| 14174.4788 | 0 | yes | Deficit |  |  | 0 | 0 | 0 | 0 | 0 |  | 0 | 0 | 0 | 0 | 4860 | no |  | 0 | 21198.9704 | no | 14174.4788 | 0 | no | no | 0 | 0 | 0 | 0 | 0 |  | 0 | 0 | 0 | 0 | 0 | 14174.4788 | 14476.3011 | 11486.6117 | 0 | yes | Deficit |  |  | 0 | 0 | 0 | 0 | 0 |  | 0 | 0 | 0 | 0 | 5886.7669 | yes |  | 0 | 0 | 0 | 5886.7669 | 0 | no | 0 | 0 | 0 | 5886.7669 | 0
| 13033.8219 | 0 | no | Surplus | yes |  | 0 | 0 | 0 | 1140.6569 | 0 | no | 0 | 0 | 0 | 1140.6569 | 4860 | no | 13033.8219 | 0 | 24300 |  |  | 0 |  |  | 0 | 0 | 0 | 0 | 0 |  | 0 | 0 | 0 | 0 | 0 | 13033.8219 | 14478.6963 | 10562.2544 | 0 | yes | Deficit |  |  | 0 | 0 | 0 | 0 | 0 |  | 0 | 0 | 0 | 0 | 2992.0846 | yes |  | 0 | 0 | 0 | 2992.0846 | 0 | no | 0 | 0 | 0 | 2992.0846 | 0
| 10194.8722 | 0 | no | Surplus | yes |  | 0 | 0 | 0 | 2838.9497 | 0 | no | 0 | 0 | 0 | 2838.9497 | 4860 | no | 10194.8722 | 0 | 24300 |  |  | 0 |  |  | 0 | 0 | 0 | 0 | 0 |  | 0 | 0 | 0 | 0 | 0 | 10194.8722 | 14086.0031 | 8261.6468 | 0 | yes | Deficit |  |  | 0 | 0 | 0 | 0 | 0 |  | 0 | 0 | 0 | 0 | 3523.7487 | yes |  | 0 | 0 | 0 | 3523.7487 | 0 | no | 0 | 0 | 0 | 3523.7487 | 0
| 10896.414 | 0 | yes | Deficit |  |  | 0 | 0 | 0 | 0 | 0 |  | 0 | 0 | 0 | 0 | 4860 | no |  | 0 | 20389.7444 | no | 10896.414 | 0 | no | no | 0 | 0 | 0 | 0 | 0 |  | 0 | 0 | 0 | 0 | 0 | 10896.414 | 12803.3366 | 8830.1572 | 0 | yes | Deficit |  |  | 0 | 0 | 0 | 0 | 0 |  | 0 | 0 | 0 | 0 | 4541.6898 | yes |  | 0 | 0 | 0 | 4541.6898 | 0 | no | 0 | 0 | 0 | 4541.6898 | 0
| 12300.5171 | 0 | yes | Deficit |  |  | 0 | 0 | 0 | 0 | 0 |  | 0 | 0 | 0 | 0 | 4860 | no |  | 0 | 21792.828 | no | 12300.5171 | 0 | no | no | 0 | 0 | 0 | 0 | 0 |  | 0 | 0 | 0 | 0 | 0 | 12300.5171 | 12586.7914 | 9968.0041 | 0 | yes | Deficit |  |  | 0 | 0 | 0 | 0 | 0 |  | 0 | 0 | 0 | 0 | 3756.6342 | yes |  | 0 | 0 | 0 | 3756.6342 | 0 | no | 0 | 0 | 0 | 3756.6342 | 0
| 11772.8676 | 0 | no | Surplus | yes |  | 0 | 0 | 0 | 527.6495 | 0 | no | 0 | 0 | 0 | 527.6495 | 4860 | no | 11772.8676 | 0 | 24300 |  |  | 0 |  |  | 0 | 0 | 0 | 0 | 0 |  | 0 | 0 | 0 | 0 | 0 | 11772.8676 | 12827.7681 | 9540.4114 | 0 | yes | Deficit |  |  | 0 | 0 | 0 | 0 | 0 |  | 0 | 0 | 0 | 0 | 2859.7639 | yes |  | 0 | 0 | 0 | 2859.7639 | 0 | no | 0 | 0 | 0 | 2859.7639 | 0
| 10066.6872 | 0 | no | Surplus | yes |  | 0 | 0 | 0 | 1706.1805 | 0 | no | 0 | 0 | 0 | 1706.1805 | 4860 | no | 10066.6872 | 0 | 23545.7353 |  |  | 0 |  |  | 0 | 0 | 0 | 0 | 0 |  | 0 | 0 | 0 | 0 | 0 | 10066.6872 | 13629.2612 | 8157.7692 | 0 | yes | Deficit |  |  | 0 | 0 | 0 | 0 | 0 |  | 0 | 0 | 0 | 0 | 4088.8498 | yes |  | 0 | 0 | 0 | 4088.8498 | 0 | no | 0 | 0 | 0 | 4088.8498 | 0
| 9535.3544 | 0 | no | Surplus | yes |  | 0 | 0 | 0 | 531.3327 | 0 | no | 0 | 0 | 0 | 531.3327 | 4860 | no | 9535.3544 | 0 | 20133.3743 |  |  | 0 |  |  | 0 | 0 | 0 | 0 | 0 |  | 0 | 0 | 0 | 0 | 0 | 9535.3544 | 14017.927 | 7727.1916 | 0 | yes | Deficit |  |  | 0 | 0 | 0 | 0 | 0 |  | 0 | 0 | 0 | 0 | 5860.1579 | yes |  | 0 | 0 | 0 | 5860.1579 | 0 | no | 0 | 0 | 0 | 5860.1579 | 0
| 11520.2349 | 0 | yes | Deficit |  |  | 0 | 0 | 0 | 0 | 0 |  | 0 | 0 | 0 | 0 | 4860 | no |  | 0 | 19070.7089 | no | 11520.2349 | 0 | no | no | 0 | 0 | 0 | 0 | 0 |  | 0 | 0 | 0 | 0 | 0 | 11520.2349 | 13824.9385 | 9335.6847 | 0 | yes | Deficit |  |  | 0 | 0 | 0 | 0 | 0 |  | 0 | 0 | 0 | 0 | 6097.7468 | yes |  | 0 | 0 | 0 | 6097.7468 | 0 | no | 0 | 0 | 0 | 6097.7468 | 0
| 13281.4679 | 0 | yes | Deficit |  |  | 0 | 0 | 0 | 0 | 0 |  | 0 | 0 | 0 | 0 | 4860 | no |  | 0 | 23040.4698 | no | 13281.4679 | 0 | no | no | 0 | 0 | 0 | 0 | 0 |  | 0 | 0 | 0 | 0 | 0 | 13281.4679 | 13945.4856 | 10762.9399 | 0 | yes | Deficit |  |  | 0 | 0 | 0 | 0 | 0 |  | 0 | 0 | 0 | 0 | 4609.8009 | yes |  | 0 | 0 | 0 | 4609.8009 | 0 | no | 0 | 0 | 0 | 4609.8009 | 0
| 14671.8028 | 0 | yes | Deficit |  |  | 0 | 0 | 0 | 0 | 0 |  | 0 | 0 | 0 | 0 | 4860 | no |  | 0 | 24300 | no | 14671.8028 | 0 | no | no | 0 | 0 | 0 | 0 | 0 |  | 0 | 0 | 0 | 0 | 0 | 14671.8028 | 13222.8581 | 11889.6295 | 0 | yes | Deficit |  |  | 0 | 0 | 0 | 0 | 0 |  | 0 | 0 | 0 | 0 | 2459.9182 | yes |  | 0 | 0 | 0 | 2459.9182 | 0 | no | 0 | 0 | 0 | 2459.9182 | 0
| 13679.9274 | 0 | no | Surplus | yes |  | 0 | 0 | 0 | 991.8754 | 0 | no | 0 | 0 | 0 | 991.8754 | 4860 | no | 13679.9274 | 0 | 24300 |  |  | 0 |  |  | 0 | 0 | 0 | 0 | 0 |  | 0 | 0 | 0 | 0 | 0 | 13679.9274 | 13183.4739 | 11085.8407 | 0 | yes | Deficit |  |  | 0 | 0 | 0 | 0 | 0 |  | 0 | 0 | 0 | 0 | 1293.8444 | yes |  | 0 | 0 | 0 | 1293.8444 | 0 | no | 0 | 0 | 0 | 1293.8444 | 0
| 13374.1319 | 0 | no | Surplus | yes |  | 0 | 0 | 0 | 305.7955 | 0 | no | 0 | 0 | 0 | 305.7955 | 4860 | no | 13374.1319 | 0 | 24300 |  |  | 0 |  |  | 0 | 0 | 0 | 0 | 0 |  | 0 | 0 | 0 | 0 | 0 | 13374.1319 | 13910.9044 | 10838.0324 | 0 | yes | Deficit |  |  | 0 | 0 | 0 | 0 | 0 |  | 0 | 0 | 0 | 0 | 2825.0637 | yes |  | 0 | 0 | 0 | 2825.0637 | 0 | no | 0 | 0 | 0 | 2825.0637 | 0
| 13394.1282 | 0 | yes | Deficit |  |  | 0 | 0 | 0 | 0 | 0 |  | 0 | 0 | 0 | 0 | 4860 | no |  | 0 | 24300 | no | 13394.1282 | 0 | no | no | 0 | 0 | 0 | 0 | 0 |  | 0 | 0 | 0 | 0 | 0 | 13394.1282 | 15486.0033 | 10854.2368 | 0 | yes | Deficit |  |  | 0 | 0 | 0 | 0 | 0 |  | 0 | 0 | 0 | 0 | 4647.9709 | yes |  | 0 | 0 | 0 | 4647.9709 | 0 | no | 0 | 0 | 0 | 4647.9709 | 0
| 14108.6667 | 0 | yes | Deficit |  |  | 0 | 0 | 0 | 0 | 0 |  | 0 | 0 | 0 | 0 | 4860 | no |  | 0 | 24300 | no | 14108.6667 | 0 | no | no | 0 | 0 | 0 | 0 | 0 |  | 0 | 0 | 0 | 0 | 0 | 14108.6667 | 15403.1253 | 11433.2793 | 0 | yes | Deficit |  |  | 0 | 0 | 0 | 0 | 0 |  | 0 | 0 | 0 | 0 | 4548.8885 | yes |  | 0 | 0 | 0 | 4548.8885 | 0 | no | 0 | 0 | 0 | 4548.8885 | 0
| 13260.5274 | 0 | no | Surplus | yes |  | 0 | 0 | 0 | 848.1393 | 0 | no | 0 | 0 | 0 | 848.1393 | 4860 | no | 13260.5274 | 0 | 24300 |  |  | 0 |  |  | 0 | 0 | 0 | 0 | 0 |  | 0 | 0 | 0 | 0 | 0 | 13260.5274 | 15019.4564 | 10745.9703 | 0 | yes | Deficit |  |  | 0 | 0 | 0 | 0 | 0 |  | 0 | 0 | 0 | 0 | 3586.177 | yes |  | 0 | 0 | 0 | 3586.177 | 0 | no | 0 | 0 | 0 | 3586.177 | 0
| 11711.6153 | 0 | no | Surplus | yes |  | 0 | 0 | 0 | 1548.9121 | 0 | no | 0 | 0 | 0 | 1548.9121 | 4860 | no | 11711.6153 | 0 | 24300 |  |  | 0 |  |  | 0 | 0 | 0 | 0 | 0 |  | 0 | 0 | 0 | 0 | 0 | 11711.6153 | 13349.7396 | 9490.7741 | 0 | yes | Deficit |  |  | 0 | 0 | 0 | 0 | 0 |  | 0 | 0 | 0 | 0 | 2603.7692 | yes |  | 0 | 0 | 0 | 2603.7692 | 0 | no | 0 | 0 | 0 | 2603.7692 | 0
| 8694.7429 | 0 | no | Surplus | yes |  | 0 | 0 | 0 | 3016.8723 | 0 | no | 0 | 0 | 0 | 3016.8723 | 4860 | no | 8694.7429 | 0 | 23423.2306 |  |  | 0 |  |  | 0 | 0 | 0 | 0 | 0 |  | 0 | 0 | 0 | 0 | 0 | 8694.7429 | 13311.7347 | 7045.9829 | 0 | yes | Deficit |  |  | 0 | 0 | 0 | 0 | 0 |  | 0 | 0 | 0 | 0 | 3820.9606 | yes |  | 0 | 0 | 0 | 3820.9606 | 0 | no | 0 | 0 | 0 | 3820.9606 | 0
| 8126.6505 | 0 | no | Surplus | yes |  | 0 | 0 | 0 | 568.0925 | 0 | no | 0 | 0 | 0 | 568.0925 | 4860 | no | 8126.6505 | 0 | 17389.4859 |  |  | 0 |  |  | 0 | 0 | 0 | 0 | 0 |  | 0 | 0 | 0 | 0 | 0 | 8126.6505 | 12912.5787 | 6585.6163 | 0 | yes | Deficit |  |  | 0 | 0 | 0 | 0 | 0 |  | 0 | 0 | 0 | 0 | 5866.5957 | yes |  | 0 | 0 | 0 | 5866.5957 | 0 | no | 0 | 0 | 0 | 5866.5957 | 0
| 8993.1244 | 0 | yes | Deficit |  |  | 0 | 0 | 0 | 0 | 0 |  | 0 | 0 | 0 | 0 | 4860 | no |  | 0 | 16253.301 | no | 8993.1244 | 0 | no | no | 0 | 0 | 0 | 0 | 0 |  | 0 | 0 | 0 | 0 | 0 | 8993.1244 | 12900.2152 | 7287.7831 | 0 | yes | Deficit |  |  | 0 | 0 | 0 | 0 | 0 |  | 0 | 0 | 0 | 0 | 6314.599 | yes |  | 0 | 0 | 0 | 6314.599 | 0 | no | 0 | 0 | 0 | 6314.599 | 0
| 7508.0453 | 0 | no | Surplus | yes |  | 0 | 0 | 0 | 1485.0791 | 0 | no | 0 | 0 | 0 | 1485.0791 | 4860 | no | 7508.0453 | 0 | 17986.2487 |  |  | 0 |  |  | 0 | 0 | 0 | 0 | 0 |  | 0 | 0 | 0 | 0 | 0 | 7508.0453 | 12577.3665 | 6084.3155 | 0 | yes | Deficit |  |  | 0 | 0 | 0 | 0 | 0 |  | 0 | 0 | 0 | 0 | 5289.5834 | yes |  | 0 | 0 | 0 | 5289.5834 | 0 | no | 0 | 0 | 0 | 5289.5834 | 0
| 10445.6978 | 0 | yes | Deficit |  |  | 0 | 0 | 0 | 0 | 0 |  | 0 | 0 | 0 | 0 | 4860 | no |  | 0 | 15016.0906 | no | 10445.6978 | 0 | no | no | 0 | 0 | 0 | 0 | 0 |  | 0 | 0 | 0 | 0 | 0 | 10445.6978 | 13338.8417 | 8464.909 | 0 | yes | Deficit |  |  | 0 | 0 | 0 | 0 | 0 |  | 0 | 0 | 0 | 0 | 7254.5262 | yes |  | 0 | 0 | 0 | 7254.5262 | 0 | no | 0 | 0 | 0 | 7254.5262 | 0
| 6916.9055 | 0 | no | Surplus | yes |  | 0 | 0 | 0 | 3528.7922 | 0 | no | 0 | 0 | 0 | 3528.7922 | 4860 | no | 6916.9055 | 0 | 20891.3955 |  |  | 0 |  |  | 0 | 0 | 0 | 0 | 0 |  | 0 | 0 | 0 | 0 | 0 | 6916.9055 | 13899.3492 | 5605.2719 | 0 | yes | Deficit |  |  | 0 | 0 | 0 | 0 | 0 |  | 0 | 0 | 0 | 0 | 5434.4401 | yes |  | 0 | 0 | 0 | 5434.4401 | 0 | no | 0 | 0 | 0 | 5434.4401 | 0
| 5774.1333 | 0 | no | Surplus | yes |  | 0 | 0 | 0 | 1142.7722 | 0 | no | 0 | 0 | 0 | 1142.7722 | 4860 | no | 5774.1333 | 0 | 13833.811 |  |  | 0 |  |  | 0 | 0 | 0 | 0 | 0 |  | 0 | 0 | 0 | 0 | 0 | 5774.1333 | 13831.5053 | 4679.2004 | 0 | yes | Deficit |  |  | 0 | 0 | 0 | 0 | 0 |  | 0 | 0 | 0 | 0 | 8226.2334 | yes |  | 0 | 0 | 0 | 8226.2334 | 0 | no | 0 | 0 | 0 | 8226.2334 | 0
| 5169.7239 | 0 | no | Surplus | yes |  | 0 | 0 | 0 | 604.4094 | 0 | no | 0 | 0 | 0 | 604.4094 | 4860 | no | 5169.7239 | 0 | 11548.2666 |  |  | 0 |  |  | 0 | 0 | 0 | 0 | 0 |  | 0 | 0 | 0 | 0 | 0 | 5169.7239 | 13356.2821 | 4189.4035 | 0 | yes | Deficit |  |  | 0 | 0 | 0 | 0 | 0 |  | 0 | 0 | 0 | 0 | 8677.0817 | yes |  | 0 | 0 | 0 | 8677.0817 | 0 | no | 0 | 0 | 0 | 8677.0817 | 0
| 5414.7709 | 0 | yes | Deficit |  |  | 0 | 0 | 0 | 0 | 0 |  | 0 | 0 | 0 | 0 | 4860 | no |  | 0 | 10339.4479 | no | 5414.7709 | 0 | no | no | 0 | 0 | 0 | 0 | 0 |  | 0 | 0 | 0 | 0 | 0 | 5414.7709 | 13281.6431 | 4387.9829 | 0 | yes | Deficit |  |  | 0 | 0 | 0 | 0 | 0 |  | 0 | 0 | 0 | 0 | 9092.2395 | yes |  | 0 | 0 | 0 | 9092.2395 | 0 | no | 0 | 0 | 0 | 9092.2395 | 0
| 6445.0603 | 0 | yes | Deficit |  |  | 0 | 0 | 0 | 0 | 0 |  | 0 | 0 | 0 | 0 | 4860 | no |  | 0 | 10829.5419 | no | 6445.0603 | 0 | no | no | 0 | 0 | 0 | 0 | 0 |  | 0 | 0 | 0 | 0 | 0 | 6445.0603 | 13586.116 | 5222.9014 | 0 | yes | Deficit |  |  | 0 | 0 | 0 | 0 | 0 |  | 0 | 0 | 0 | 0 | 9198.1331 | yes |  | 0 | 0 | 0 | 9198.1331 | 0 | no | 0 | 0 | 0 | 9198.1331 | 0
| 9135.9249 | 0 | yes | Deficit |  |  | 0 | 0 | 0 | 0 | 0 |  | 0 | 0 | 0 | 0 | 4860 | no |  | 0 | 12890.1206 | no | 9135.9249 | 0 | no | no | 0 | 0 | 0 | 0 | 0 |  | 0 | 0 | 0 | 0 | 0 | 9135.9249 | 14392.2272 | 7403.5047 | 0 | yes | Deficit |  |  | 0 | 0 | 0 | 0 | 0 |  | 0 | 0 | 0 | 0 | 9169.3258 | yes |  | 0 | 0 | 0 | 9169.3258 | 0 | no | 0 | 0 | 0 | 9169.3258 | 0
| 11498.259 | 0 | yes | Deficit |  |  | 0 | 0 | 0 | 0 | 0 |  | 0 | 0 | 0 | 0 | 4860 | no |  | 0 | 18271.8497 | no | 11498.259 | 0 | no | no | 0 | 0 | 0 | 0 | 0 |  | 0 | 0 | 0 | 0 | 0 | 11498.259 | 14027.117 | 9317.876 | 0 | yes | Deficit |  |  | 0 | 0 | 0 | 0 | 0 |  | 0 | 0 | 0 | 0 | 6623.6122 | yes |  | 0 | 0 | 0 | 6623.6122 | 0 | no | 0 | 0 | 0 | 6623.6122 | 0
| 12982.7128 | 0 | yes | Deficit |  |  | 0 | 0 | 0 | 0 | 0 |  | 0 | 0 | 0 | 0 | 4860 | no |  | 0 | 22996.518 | no | 12982.7128 | 0 | no | no | 0 | 0 | 0 | 0 | 0 |  | 0 | 0 | 0 | 0 | 0 | 12982.7128 | 13574.915 | 10520.8369 | 0 | yes | Deficit |  |  | 0 | 0 | 0 | 0 | 0 |  | 0 | 0 | 0 | 0 | 4257.039 | yes |  | 0 | 0 | 0 | 4257.039 | 0 | no | 0 | 0 | 0 | 4257.039 | 0
| 14832.8483 | 0 | yes | Deficit |  |  | 0 | 0 | 0 | 0 | 0 |  | 0 | 0 | 0 | 0 | 4860 | no |  | 0 | 24300 | no | 14832.8483 | 0 | no | no | 0 | 0 | 0 | 0 | 0 |  | 0 | 0 | 0 | 0 | 0 | 14832.8483 | 13089.3802 | 12020.1364 | 0 | yes | Deficit |  |  | 0 | 0 | 0 | 0 | 0 |  | 0 | 0 | 0 | 0 | 2568.5432 | yes |  | 0 | 0 | 0 | 2568.5432 | 0 | no | 0 | 0 | 0 | 2568.5432 | 0
| 13163.069 | 0 | no | Surplus | yes |  | 0 | 0 | 0 | 1669.7793 | 0 | no | 0 | 0 | 0 | 1669.7793 | 4860 | no | 13163.069 | 0 | 24300 |  |  | 0 |  |  | 0 | 0 | 0 | 0 | 0 |  | 0 | 0 | 0 | 0 | 0 | 13163.069 | 13567.3642 | 10666.9927 | 0 | yes | Deficit |  |  | 0 | 0 | 0 | 0 | 0 |  | 0 | 0 | 0 | 0 | 1547.2278 | yes |  | 0 | 0 | 0 | 1547.2278 | 0 | no | 0 | 0 | 0 | 1547.2278 | 0
| 11991.9241 | 0 | no | Surplus | yes |  | 0 | 0 | 0 | 1171.1448 | 0 | no | 0 | 0 | 0 | 1171.1448 | 4860 | no | 11991.9241 | 0 | 24300 |  |  | 0 |  |  | 0 | 0 | 0 | 0 | 0 |  | 0 | 0 | 0 | 0 | 0 | 11991.9241 | 13532.1939 | 9717.9288 | 0 | yes | Deficit |  |  | 0 | 0 | 0 | 0 | 0 |  | 0 | 0 | 0 | 0 | 2865.2012 | yes |  | 0 | 0 | 0 | 2865.2012 | 0 | no | 0 | 0 | 0 | 2865.2012 | 0
| 12605.5854 | 0 | yes | Deficit |  |  | 0 | 0 | 0 | 0 | 0 |  | 0 | 0 | 0 | 0 | 4860 | no |  | 0 | 23983.8483 | no | 12605.5854 | 0 | no | no | 0 | 0 | 0 | 0 | 0 |  | 0 | 0 | 0 | 0 | 0 | 12605.5854 | 13055.3624 | 10215.2232 | 0 | yes | Deficit |  |  | 0 | 0 | 0 | 0 | 0 |  | 0 | 0 | 0 | 0 | 3337.4336 | yes |  | 0 | 0 | 0 | 3337.4336 | 0 | no | 0 | 0 | 0 | 3337.4336 | 0
| 12112.5671 | 0 | no | Surplus | yes |  | 0 | 0 | 0 | 493.0183 | 0 | no | 0 | 0 | 0 | 493.0183 | 4860 | no | 12112.5671 | 0 | 24300 |  |  | 0 |  |  | 0 | 0 | 0 | 0 | 0 |  | 0 | 0 | 0 | 0 | 0 | 12112.5671 | 13292.245 | 9815.6945 | 0 | yes | Deficit |  |  | 0 | 0 | 0 | 0 | 0 |  | 0 | 0 | 0 | 0 | 3077.0218 | yes |  | 0 | 0 | 0 | 3077.0218 | 0 | no | 0 | 0 | 0 | 3077.0218 | 0
| 13944.456 | 0 | yes | Deficit |  |  | 0 | 0 | 0 | 0 | 0 |  | 0 | 0 | 0 | 0 | 4860 | no |  | 0 | 24225.1341 | no | 13944.456 | 0 | no | no | 0 | 0 | 0 | 0 | 0 |  | 0 | 0 | 0 | 0 | 0 | 13944.456 | 13410.6022 | 11300.2075 | 0 | yes | Deficit |  |  | 0 | 0 | 0 | 0 | 0 |  | 0 | 0 | 0 | 0 | 3594.9076 | yes |  | 0 | 0 | 0 | 3594.9076 | 0 | no | 0 | 0 | 0 | 3594.9076 | 0
| 14523.5083 | 0 | yes | Deficit |  |  | 0 | 0 | 0 | 0 | 0 |  | 0 | 0 | 0 | 0 | 4860 | no |  | 0 | 24300 | no | 14523.5083 | 0 | no | no | 0 | 0 | 0 | 0 | 0 |  | 0 | 0 | 0 | 0 | 0 | 14523.5083 | 12644.9112 | 11769.4557 | 0 | yes | Deficit |  |  | 0 | 0 | 0 | 0 | 0 |  | 0 | 0 | 0 | 0 | 1344.7038 | yes |  | 0 | 0 | 0 | 1344.7038 | 0 | no | 0 | 0 | 0 | 1344.7038 | 0
| 17130.3839 | 0 | yes | Deficit |  |  | 0 | 0 | 0 | 0 | 0 |  | 0 | 0 | 0 | 0 | 4860 | no |  | 0 | 24300 | no | 17130.3839 | 0 | no | no | 0 | 0 | 0 | 0 | 0 |  | 0 | 0 | 0 | 0 | 0 | 17130.3839 | 12981.0087 | 13881.9967 | 0 | yes | Deficit |  |  | 0 | 0 | 0 | 0 | 0 |  | 0 | 0 | 0 | 0 | 1211.553 | yes |  | 0 | 0 | 0 | 1211.553 | 0 | no | 0 | 0 | 0 | 1211.553 | 0
| 15022.8238 | 0 | no | Surplus | yes |  | 0 | 0 | 0 | 2107.5601 | 0 | no | 0 | 0 | 0 | 2107.5601 | 4860 | no | 15022.8238 | 0 | 24300 |  |  | 0 |  |  | 0 | 0 | 0 | 0 | 0 |  | 0 | 0 | 0 | 0 | 0 | 15022.8238 | 12967.2313 | 12174.0873 | 0 | no | Surplus | yes |  | 0 | 0 | 0 | 914.7654 | 0 | no | 0 | 0 | 0 | 914.7654 | 0 |  |  | 0 | 0 | 0 | 0 | 0 |  | 0 | 0 | 0 | 0 | 0
| 14442.0927 | 0 | no | Surplus | yes |  | 0 | 0 | 0 | 580.7311 | 0 | no | 0 | 0 | 0 | 580.7311 | 4860 | no | 14442.0927 | 0 | 24300 |  |  | 0 |  |  | 0 | 0 | 0 | 0 | 0 |  | 0 | 0 | 0 | 0 | 0 | 14442.0927 | 13191.2188 | 11703.4787 | 0 | yes | Deficit |  |  | 0 | 0 | 0 | 0 | 0 |  | 0 | 0 | 0 | 0 | 1017.1314 | yes |  | 0 | 0 | 0 | 1017.1314 | 0 | no | 0 | 0 | 0 | 1017.1314 | 0
| 16144.2902 | 0 | yes | Deficit |  |  | 0 | 0 | 0 | 0 | 0 |  | 0 | 0 | 0 | 0 | 4860 | no |  | 0 | 24300 | no | 16144.2902 | 0 | no | no | 0 | 0 | 0 | 0 | 0 |  | 0 | 0 | 0 | 0 | 0 | 16144.2902 | 13570.0666 | 13082.8932 | 0 | yes | Deficit |  |  | 0 | 0 | 0 | 0 | 0 |  | 0 | 0 | 0 | 0 | 1866.5879 | yes |  | 0 | 0 | 0 | 1866.5879 | 0 | no | 0 | 0 | 0 | 1866.5879 | 0
| 15460.7795 | 0 | no | Surplus | yes |  | 0 | 0 | 0 | 683.5108 | 0 | no | 0 | 0 | 0 | 683.5108 | 4860 | no | 15460.7795 | 0 | 24300 |  |  | 0 |  |  | 0 | 0 | 0 | 0 | 0 |  | 0 | 0 | 0 | 0 | 0 | 15460.7795 | 13879.3728 | 12528.9947 | 0 | yes | Deficit |  |  | 0 | 0 | 0 | 0 | 0 |  | 0 | 0 | 0 | 0 | 796.4796 | yes |  | 0 | 0 | 0 | 796.4796 | 0 | no | 0 | 0 | 0 | 796.4796 | 0
| 15433.6618 | 0 | no | Surplus | yes |  | 0 | 0 | 0 | 27.1176 | 0 | no | 0 | 0 | 0 | 27.1176 | 4860 | no | 15433.6618 | 0 | 24300 |  |  | 0 |  |  | 0 | 0 | 0 | 0 | 0 |  | 0 | 0 | 0 | 0 | 0 | 15433.6618 | 14172.5251 | 12507.0193 | 0 | yes | Deficit |  |  | 0 | 0 | 0 | 0 | 0 |  | 0 | 0 | 0 | 0 | 1643.5304 | yes |  | 0 | 0 | 0 | 1643.5304 | 0 | no | 0 | 0 | 0 | 1643.5304 | 0
| 15400.1 | 0 | no | Surplus | yes |  | 0 | 0 | 0 | 33.5619 | 0 | no | 0 | 0 | 0 | 33.5619 | 4860 | no | 15400.1 | 0 | 24300 |  |  | 0 |  |  | 0 | 0 | 0 | 0 | 0 |  | 0 | 0 | 0 | 0 | 0 | 15400.1 | 14200.1358 | 12479.8217 | 0 | yes | Deficit |  |  | 0 | 0 | 0 | 0 | 0 |  | 0 | 0 | 0 | 0 | 1693.1165 | yes |  | 0 | 0 | 0 | 1693.1165 | 0 | no | 0 | 0 | 0 | 1693.1165 | 0
| 17966.9697 | 0 | yes | Deficit |  |  | 0 | 0 | 0 | 0 | 0 |  | 0 | 0 | 0 | 0 | 4860 | no |  | 0 | 24300 | no | 17966.9697 | 0 | no | no | 0 | 0 | 0 | 0 | 0 |  | 0 | 0 | 0 | 0 | 0 | 17966.9697 | 14306.5448 | 14559.943 | 0 | yes | Deficit |  |  | 0 | 0 | 0 | 0 | 0 |  | 0 | 0 | 0 | 0 | 1826.7231 | yes |  | 0 | 0 | 0 | 1826.7231 | 0 | no | 0 | 0 | 0 | 1826.7231 | 0
| 17077.422 | 0 | no | Surplus | yes |  | 0 | 0 | 0 | 889.5477 | 0 | no | 0 | 0 | 0 | 889.5477 | 4860 | no | 17077.422 | 0 | 24300 |  |  | 0 |  |  | 0 | 0 | 0 | 0 | 0 |  | 0 | 0 | 0 | 0 | 0 | 17077.422 | 13884.7087 | 13839.0778 | 0 | no | Surplus | yes |  | 0 | 0 | 0 | 675.2343 | 0 | no | 0 | 0 | 0 | 675.2343 | 0 |  |  | 0 | 0 | 0 | 0 | 0 |  | 0 | 0 | 0 | 0 | 0
| 15637.1748 | 0 | no | Surplus | yes |  | 0 | 0 | 0 | 1440.2472 | 0 | no | 0 | 0 | 0 | 1440.2472 | 4860 | no | 15637.1748 | 0 | 24300 |  |  | 0 |  |  | 0 | 0 | 0 | 0 | 0 |  | 0 | 0 | 0 | 0 | 0 | 15637.1748 | 14242.0923 | 12671.9407 | 0 | yes | Deficit |  |  | 0 | 0 | 0 | 0 | 0 |  | 0 | 0 | 0 | 0 | 403.0146 | yes |  | 0 | 0 | 0 | 403.0146 | 0 | no | 0 | 0 | 0 | 403.0146 | 0
| 15330.7135 | 0 | no | Surplus | yes |  | 0 | 0 | 0 | 306.4613 | 0 | no | 0 | 0 | 0 | 306.4613 | 4860 | no | 15330.7135 | 0 | 24300 |  |  | 0 |  |  | 0 | 0 | 0 | 0 | 0 |  | 0 | 0 | 0 | 0 | 0 | 15330.7135 | 13869.2106 | 12423.5928 | 0 | yes | Deficit |  |  | 0 | 0 | 0 | 0 | 0 |  | 0 | 0 | 0 | 0 | 1197.2699 | yes |  | 0 | 0 | 0 | 1197.2699 | 0 | no | 0 | 0 | 0 | 1197.2699 | 0
| 15179.3039 | 0 | no | Surplus | yes |  | 0 | 0 | 0 | 151.4096 | 0 | no | 0 | 0 | 0 | 151.4096 | 4860 | no | 15179.3039 | 0 | 24300 |  |  | 0 |  |  | 0 | 0 | 0 | 0 | 0 |  | 0 | 0 | 0 | 0 | 0 | 15179.3039 | 14676.8726 | 12300.8946 | 0 | yes | Deficit |  |  | 0 | 0 | 0 | 0 | 0 |  | 0 | 0 | 0 | 0 | 2253.2798 | yes |  | 0 | 0 | 0 | 2253.2798 | 0 | no | 0 | 0 | 0 | 2253.2798 | 0
| 14576.6441 | 0 | no | Surplus | yes |  | 0 | 0 | 0 | 602.6599 | 0 | no | 0 | 0 | 0 | 602.6599 | 4860 | no | 14576.6441 | 0 | 24300 |  |  | 0 |  |  | 0 | 0 | 0 | 0 | 0 |  | 0 | 0 | 0 | 0 | 0 | 14576.6441 | 14121.9437 | 11812.5154 | 0 | yes | Deficit |  |  | 0 | 0 | 0 | 0 | 0 |  | 0 | 0 | 0 | 0 | 1821.0491 | yes |  | 0 | 0 | 0 | 1821.0491 | 0 | no | 0 | 0 | 0 | 1821.0491 | 0
| 17703.9277 | 0 | yes | Deficit |  |  | 0 | 0 | 0 | 0 | 0 |  | 0 | 0 | 0 | 0 | 4860 | no |  | 0 | 24300 | no | 17703.9277 | 0 | no | no | 0 | 0 | 0 | 0 | 0 |  | 0 | 0 | 0 | 0 | 0 | 17703.9277 | 14267.2114 | 14346.7809 | 0 | yes | Deficit |  |  | 0 | 0 | 0 | 0 | 0 |  | 0 | 0 | 0 | 0 | 2454.6959 | yes |  | 0 | 0 | 0 | 2454.6959 | 0 | no | 0 | 0 | 0 | 2454.6959 | 0
| 15468.9656 | 0 | no | Surplus | yes |  | 0 | 0 | 0 | 2234.962 | 0 | no | 0 | 0 | 0 | 2234.962 | 4860 | no | 15468.9656 | 0 | 24300 |  |  | 0 |  |  | 0 | 0 | 0 | 0 | 0 |  | 0 | 0 | 0 | 0 | 0 | 15468.9656 | 14528.0426 | 12535.6286 | 0 | yes | Deficit |  |  | 0 | 0 | 0 | 0 | 0 |  | 0 | 0 | 0 | 0 | 181.2616 | yes |  | 0 | 0 | 0 | 181.2616 | 0 | no | 0 | 0 | 0 | 181.2616 | 0
| 14280.3991 | 0 | no | Surplus | yes |  | 0 | 0 | 0 | 1188.5665 | 0 | no | 0 | 0 | 0 | 1188.5665 | 4860 | no | 14280.3991 | 0 | 24300 |  |  | 0 |  |  | 0 | 0 | 0 | 0 | 0 |  | 0 | 0 | 0 | 0 | 0 | 14280.3991 | 15134.3066 | 11572.4466 | 0 | yes | Deficit |  |  | 0 | 0 | 0 | 0 | 0 |  | 0 | 0 | 0 | 0 | 2598.678 | yes |  | 0 | 0 | 0 | 2598.678 | 0 | no | 0 | 0 | 0 | 2598.678 | 0
| 12841.2009 | 0 | no | Surplus | yes |  | 0 | 0 | 0 | 1439.1982 | 0 | no | 0 | 0 | 0 | 1439.1982 | 4860 | no | 12841.2009 | 0 | 24300 |  |  | 0 |  |  | 0 | 0 | 0 | 0 | 0 |  | 0 | 0 | 0 | 0 | 0 | 12841.2009 | 13662.27 | 10406.1595 | 0 | yes | Deficit |  |  | 0 | 0 | 0 | 0 | 0 |  | 0 | 0 | 0 | 0 | 2089.8234 | yes |  | 0 | 0 | 0 | 2089.8234 | 0 | no | 0 | 0 | 0 | 2089.8234 | 0
| 14337.1181 | 0 | yes | Deficit |  |  | 0 | 0 | 0 | 0 | 0 |  | 0 | 0 | 0 | 0 | 4860 | no |  | 0 | 24300 | no | 14337.1181 | 0 | no | no | 0 | 0 | 0 | 0 | 0 |  | 0 | 0 | 0 | 0 | 0 | 14337.1181 | 13887.6134 | 11618.4102 | 0 | yes | Deficit |  |  | 0 | 0 | 0 | 0 | 0 |  | 0 | 0 | 0 | 0 | 3481.4538 | yes |  | 0 | 0 | 0 | 3481.4538 | 0 | no | 0 | 0 | 0 | 3481.4538 | 0
| 13296.1614 | 0 | no | Surplus | yes |  | 0 | 0 | 0 | 1040.9568 | 0 | no | 0 | 0 | 0 | 1040.9568 | 4860 | no | 13296.1614 | 0 | 24300 |  |  | 0 |  |  | 0 | 0 | 0 | 0 | 0 |  | 0 | 0 | 0 | 0 | 0 | 13296.1614 | 13817.6487 | 10774.8471 | 0 | yes | Deficit |  |  | 0 | 0 | 0 | 0 | 0 |  | 0 | 0 | 0 | 0 | 2199.2386 | yes |  | 0 | 0 | 0 | 2199.2386 | 0 | no | 0 | 0 | 0 | 2199.2386 | 0
| 14329.5261 | 0 | yes | Deficit |  |  | 0 | 0 | 0 | 0 | 0 |  | 0 | 0 | 0 | 0 | 4860 | no |  | 0 | 24300 | no | 14329.5261 | 0 | no | no | 0 | 0 | 0 | 0 | 0 |  | 0 | 0 | 0 | 0 | 0 | 14329.5261 | 14109.5131 | 11612.2578 | 0 | yes | Deficit |  |  | 0 | 0 | 0 | 0 | 0 |  | 0 | 0 | 0 | 0 | 3334.666 | yes |  | 0 | 0 | 0 | 3334.666 | 0 | no | 0 | 0 | 0 | 3334.666 | 0
| 14203.969 | 0 | no | Surplus | yes |  | 0 | 0 | 0 | 125.5571 | 0 | no | 0 | 0 | 0 | 125.5571 | 4860 | no | 14203.969 | 0 | 24300 |  |  | 0 |  |  | 0 | 0 | 0 | 0 | 0 |  | 0 | 0 | 0 | 0 | 0 | 14203.969 | 13906.3823 | 11510.5097 | 0 | yes | Deficit |  |  | 0 | 0 | 0 | 0 | 0 |  | 0 | 0 | 0 | 0 | 2294.1246 | yes |  | 0 | 0 | 0 | 2294.1246 | 0 | no | 0 | 0 | 0 | 2294.1246 | 0
| 16899.9477 | 0 | yes | Deficit |  |  | 0 | 0 | 0 | 0 | 0 |  | 0 | 0 | 0 | 0 | 4860 | no |  | 0 | 24300 | no | 16899.9477 | 0 | no | no | 0 | 0 | 0 | 0 | 0 |  | 0 | 0 | 0 | 0 | 0 | 16899.9477 | 14728.7549 | 13695.2574 | 0 | yes | Deficit |  |  | 0 | 0 | 0 | 0 | 0 |  | 0 | 0 | 0 | 0 | 3218.2451 | yes |  | 0 | 0 | 0 | 3218.2451 | 0 | no | 0 | 0 | 0 | 3218.2451 | 0
| 15663.9511 | 0 | no | Surplus | yes |  | 0 | 0 | 0 | 1235.9966 | 0 | no | 0 | 0 | 0 | 1235.9966 | 4860 | no | 15663.9511 | 0 | 24300 |  |  | 0 |  |  | 0 | 0 | 0 | 0 | 0 |  | 0 | 0 | 0 | 0 | 0 | 15663.9511 | 14978.1054 | 12693.6395 | 0 | yes | Deficit |  |  | 0 | 0 | 0 | 0 | 0 |  | 0 | 0 | 0 | 0 | 1282.848 | yes |  | 0 | 0 | 0 | 1282.848 | 0 | no | 0 | 0 | 0 | 1282.848 | 0
| 15213.6716 | 0 | no | Surplus | yes |  | 0 | 0 | 0 | 450.2795 | 0 | no | 0 | 0 | 0 | 450.2795 | 4860 | no | 15213.6716 | 0 | 24300 |  |  | 0 |  |  | 0 | 0 | 0 | 0 | 0 |  | 0 | 0 | 0 | 0 | 0 | 15213.6716 | 13836.3475 | 12328.7452 | 0 | yes | Deficit |  |  | 0 | 0 | 0 | 0 | 0 |  | 0 | 0 | 0 | 0 | 1142.7081 | yes |  | 0 | 0 | 0 | 1142.7081 | 0 | no | 0 | 0 | 0 | 1142.7081 | 0
| 12717.342 | 0 | no | Surplus | yes |  | 0 | 0 | 0 | 2496.3297 | 0 | no | 0 | 0 | 0 | 2496.3297 | 4860 | no | 12717.342 | 0 | 24300 |  |  | 0 |  |  | 0 | 0 | 0 | 0 | 0 |  | 0 | 0 | 0 | 0 | 0 | 12717.342 | 14492.2645 | 10305.7877 | 0 | yes | Deficit |  |  | 0 | 0 | 0 | 0 | 0 |  | 0 | 0 | 0 | 0 | 2163.5193 | yes |  | 0 | 0 | 0 | 2163.5193 | 0 | no | 0 | 0 | 0 | 2163.5193 | 0
| 12885.3015 | 0 | yes | Deficit |  |  | 0 | 0 | 0 | 0 | 0 |  | 0 | 0 | 0 | 0 | 4860 | no |  | 0 | 24300 | no | 12885.3015 | 0 | no | no | 0 | 0 | 0 | 0 | 0 |  | 0 | 0 | 0 | 0 | 0 | 12885.3015 | 13923.72 | 10441.8975 | 0 | yes | Deficit |  |  | 0 | 0 | 0 | 0 | 0 |  | 0 | 0 | 0 | 0 | 3617.9324 | yes |  | 0 | 0 | 0 | 3617.9324 | 0 | no | 0 | 0 | 0 | 3617.9324 | 0
| 13661.0237 | 0 | yes | Deficit |  |  | 0 | 0 | 0 | 0 | 0 |  | 0 | 0 | 0 | 0 | 4860 | no |  | 0 | 24300 | no | 13661.0237 | 0 | no | no | 0 | 0 | 0 | 0 | 0 |  | 0 | 0 | 0 | 0 | 0 | 13661.0237 | 14050.6621 | 11070.5216 | 0 | yes | Deficit |  |  | 0 | 0 | 0 | 0 | 0 |  | 0 | 0 | 0 | 0 | 3608.7645 | yes |  | 0 | 0 | 0 | 3608.7645 | 0 | no | 0 | 0 | 0 | 3608.7645 | 0
| 14847.7771 | 0 | yes | Deficit |  |  | 0 | 0 | 0 | 0 | 0 |  | 0 | 0 | 0 | 0 | 4860 | no |  | 0 | 24300 | no | 14847.7771 | 0 | no | no | 0 | 0 | 0 | 0 | 0 |  | 0 | 0 | 0 | 0 | 0 | 14847.7771 | 13505.929 | 12032.2343 | 0 | yes | Deficit |  |  | 0 | 0 | 0 | 0 | 0 |  | 0 | 0 | 0 | 0 | 2435.4074 | yes |  | 0 | 0 | 0 | 2435.4074 | 0 | no | 0 | 0 | 0 | 2435.4074 | 0
| 15888.7336 | 0 | yes | Deficit |  |  | 0 | 0 | 0 | 0 | 0 |  | 0 | 0 | 0 | 0 | 4860 | no |  | 0 | 24300 | no | 15888.7336 | 0 | no | no | 0 | 0 | 0 | 0 | 0 |  | 0 | 0 | 0 | 0 | 0 | 15888.7336 | 14621.5078 | 12875.7971 | 0 | yes | Deficit |  |  | 0 | 0 | 0 | 0 | 0 |  | 0 | 0 | 0 | 0 | 2589.2736 | yes |  | 0 | 0 | 0 | 2589.2736 | 0 | no | 0 | 0 | 0 | 2589.2736 | 0
| 14791.7164 | 0 | no | Surplus | yes |  | 0 | 0 | 0 | 1097.0172 | 0 | no | 0 | 0 | 0 | 1097.0172 | 4860 | no | 14791.7164 | 0 | 24300 |  |  | 0 |  |  | 0 | 0 | 0 | 0 | 0 |  | 0 | 0 | 0 | 0 | 0 | 14791.7164 | 14220.8442 | 11986.8042 | 0 | yes | Deficit |  |  | 0 | 0 | 0 | 0 | 0 |  | 0 | 0 | 0 | 0 | 1345.0472 | yes |  | 0 | 0 | 0 | 1345.0472 | 0 | no | 0 | 0 | 0 | 1345.0472 | 0
| 16032.8992 | 0 | yes | Deficit |  |  | 0 | 0 | 0 | 0 | 0 |  | 0 | 0 | 0 | 0 | 4860 | no |  | 0 | 24300 | no | 16032.8992 | 0 | no | no | 0 | 0 | 0 | 0 | 0 |  | 0 | 0 | 0 | 0 | 0 | 16032.8992 | 15387.2139 | 12992.6249 | 0 | yes | Deficit |  |  | 0 | 0 | 0 | 0 | 0 |  | 0 | 0 | 0 | 0 | 3400.4097 | yes |  | 0 | 0 | 0 | 3400.4097 | 0 | no | 0 | 0 | 0 | 3400.4097 | 0
| 16933.7622 | 0 | yes | Deficit |  |  | 0 | 0 | 0 | 0 | 0 |  | 0 | 0 | 0 | 0 | 4860 | no |  | 0 | 24300 | no | 16933.7622 | 0 | no | no | 0 | 0 | 0 | 0 | 0 |  | 0 | 0 | 0 | 0 | 0 | 16933.7622 | 14687.9601 | 13722.6598 | 0 | yes | Deficit |  |  | 0 | 0 | 0 | 0 | 0 |  | 0 | 0 | 0 | 0 | 1695.3351 | yes |  | 0 | 0 | 0 | 1695.3351 | 0 | no | 0 | 0 | 0 | 1695.3351 | 0
| 15636.8829 | 0 | no | Surplus | yes |  | 0 | 0 | 0 | 1296.8793 | 0 | no | 0 | 0 | 0 | 1296.8793 | 4860 | no | 15636.8829 | 0 | 24300 |  |  | 0 |  |  | 0 | 0 | 0 | 0 | 0 |  | 0 | 0 | 0 | 0 | 0 | 15636.8829 | 14911.4252 | 12671.7041 | 0 | yes | Deficit |  |  | 0 | 0 | 0 | 0 | 0 |  | 0 | 0 | 0 | 0 | 1188.7654 | yes |  | 0 | 0 | 0 | 1188.7654 | 0 | no | 0 | 0 | 0 | 1188.7654 | 0
| 16836.2527 | 0 | yes | Deficit |  |  | 0 | 0 | 0 | 0 | 0 |  | 0 | 0 | 0 | 0 | 4860 | no |  | 0 | 24300 | no | 16836.2527 | 0 | no | no | 0 | 0 | 0 | 0 | 0 |  | 0 | 0 | 0 | 0 | 0 | 16836.2527 | 14857.2776 | 13643.6408 | 0 | yes | Deficit |  |  | 0 | 0 | 0 | 0 | 0 |  | 0 | 0 | 0 | 0 | 2185.5735 | yes |  | 0 | 0 | 0 | 2185.5735 | 0 | no | 0 | 0 | 0 | 2185.5735 | 0
| 19258.9061 | 0 | yes | Deficit |  |  | 0 | 0 | 0 | 0 | 0 |  | 0 | 0 | 0 | 0 | 4860 | no |  | 0 | 24300 | no | 19258.9061 | 0 | no | no | 0 | 0 | 0 | 0 | 0 |  | 0 | 0 | 0 | 0 | 0 | 19258.9061 | 14785.4076 | 15606.8931 | 0 | yes | Deficit |  |  | 0 | 0 | 0 | 0 | 0 |  | 0 | 0 | 0 | 0 | 1141.7668 | yes |  | 0 | 0 | 0 | 1141.7668 | 0 | no | 0 | 0 | 0 | 1141.7668 | 0
| 15526.7496 | 0 | no | Surplus | yes |  | 0 | 0 | 0 | 3732.1565 | 0 | no | 0 | 0 | 0 | 3732.1565 | 4860 | no | 15526.7496 | 0 | 24300 |  |  | 0 |  |  | 0 | 0 | 0 | 0 | 0 |  | 0 | 0 | 0 | 0 | 0 | 15526.7496 | 14835.0304 | 12582.4551 | 0 | no | Surplus | yes |  | 0 | 0 | 0 | 771.8626 | 0 | no | 0 | 0 | 0 | 771.8626 | 0 |  |  | 0 | 0 | 0 | 0 | 0 |  | 0 | 0 | 0 | 0 | 0
| 15667.8158 | 0 | yes | Deficit |  |  | 0 | 0 | 0 | 0 | 0 |  | 0 | 0 | 0 | 0 | 4860 | no |  | 0 | 24300 | no | 15667.8158 | 0 | no | no | 0 | 0 | 0 | 0 | 0 |  | 0 | 0 | 0 | 0 | 0 | 15667.8158 | 15047.5552 | 12696.7713 | 0 | yes | Deficit |  |  | 0 | 0 | 0 | 0 | 0 |  | 0 | 0 | 0 | 0 | 2465.1001 | yes |  | 0 | 0 | 0 | 2465.1001 | 0 | no | 0 | 0 | 0 | 2465.1001 | 0
| 16587.3644 | 0 | yes | Deficit |  |  | 0 | 0 | 0 | 0 | 0 |  | 0 | 0 | 0 | 0 | 4860 | no |  | 0 | 24300 | no | 16587.3644 | 0 | no | no | 0 | 0 | 0 | 0 | 0 |  | 0 | 0 | 0 | 0 | 0 | 16587.3644 | 14880.3026 | 13441.9484 | 0 | yes | Deficit |  |  | 0 | 0 | 0 | 0 | 0 |  | 0 | 0 | 0 | 0 | 2183.5313 | yes |  | 0 | 0 | 0 | 2183.5313 | 0 | no | 0 | 0 | 0 | 2183.5313 | 0
| 16634.132 | 0 | yes | Deficit |  |  | 0 | 0 | 0 | 0 | 0 |  | 0 | 0 | 0 | 0 | 4860 | no |  | 0 | 24300 | no | 16634.132 | 0 | no | no | 0 | 0 | 0 | 0 | 0 |  | 0 | 0 | 0 | 0 | 0 | 16634.132 | 13378.2164 | 13479.8477 | 0 | no | Surplus | yes |  | 0 | 0 | 0 | 63.732 | 0 | no | 0 | 0 | 0 | 63.732 | 0 |  |  | 0 | 0 | 0 | 0 | 0 |  | 0 | 0 | 0 | 0 | 0
| 18202.2998 | 0 | yes | Deficit |  |  | 0 | 0 | 0 | 0 | 0 |  | 0 | 0 | 0 | 0 | 4860 | no |  | 0 | 24300 | no | 18202.2998 | 0 | no | no | 0 | 0 | 0 | 0 | 0 |  | 0 | 0 | 0 | 0 | 0 | 18202.2998 | 14852.2768 | 14750.6482 | 0 | yes | Deficit |  |  | 0 | 0 | 0 | 0 | 0 |  | 0 | 0 | 0 | 0 | 1372.4291 | yes |  | 0 | 0 | 0 | 1372.4291 | 0 | no | 0 | 0 | 0 | 1372.4291 | 0
| 16489.9801 | 0 | no | Surplus | yes |  | 0 | 0 | 0 | 1712.3198 | 0 | no | 0 | 0 | 0 | 1712.3198 | 4860 | no | 16489.9801 | 0 | 24300 |  |  | 0 |  |  | 0 | 0 | 0 | 0 | 0 |  | 0 | 0 | 0 | 0 | 0 | 16489.9801 | 14875.3121 | 13363.0308 | 0 | yes | Deficit |  |  | 0 | 0 | 0 | 0 | 0 |  | 0 | 0 | 0 | 0 | 124.6639 | yes |  | 0 | 0 | 0 | 124.6639 | 0 | no | 0 | 0 | 0 | 124.6639 | 0
| 14777.72 | 0 | no | Surplus | yes |  | 0 | 0 | 0 | 1712.2601 | 0 | no | 0 | 0 | 0 | 1712.2601 | 4860 | no | 14777.72 | 0 | 24300 |  |  | 0 |  |  | 0 | 0 | 0 | 0 | 0 |  | 0 | 0 | 0 | 0 | 0 | 14777.72 | 15792.583 | 11975.4619 | 0 | yes | Deficit |  |  | 0 | 0 | 0 | 0 | 0 |  | 0 | 0 | 0 | 0 | 2429.5522 | yes |  | 0 | 0 | 0 | 2429.5522 | 0 | no | 0 | 0 | 0 | 2429.5522 | 0
| 15256.7259 | 0 | yes | Deficit |  |  | 0 | 0 | 0 | 0 | 0 |  | 0 | 0 | 0 | 0 | 4860 | no |  | 0 | 24300 | no | 15256.7259 | 0 | no | no | 0 | 0 | 0 | 0 | 0 |  | 0 | 0 | 0 | 0 | 0 | 15256.7259 | 13606.153 | 12363.6352 | 0 | yes | Deficit |  |  | 0 | 0 | 0 | 0 | 0 |  | 0 | 0 | 0 | 0 | 1630.6911 | yes |  | 0 | 0 | 0 | 1630.6911 | 0 | no | 0 | 0 | 0 | 1630.6911 | 0
| 13691.1498 | 0 | no | Surplus | yes |  | 0 | 0 | 0 | 1565.5761 | 0 | no | 0 | 0 | 0 | 1565.5761 | 4860 | no | 13691.1498 | 0 | 24300 |  |  | 0 |  |  | 0 | 0 | 0 | 0 | 0 |  | 0 | 0 | 0 | 0 | 0 | 13691.1498 | 13900.4068 | 11094.935 | 0 | yes | Deficit |  |  | 0 | 0 | 0 | 0 | 0 |  | 0 | 0 | 0 | 0 | 1536.7715 | yes |  | 0 | 0 | 0 | 1536.7715 | 0 | no | 0 | 0 | 0 | 1536.7715 | 0
| 13071.2687 | 0 | no | Surplus | yes |  | 0 | 0 | 0 | 619.8811 | 0 | no | 0 | 0 | 0 | 619.8811 | 4860 | no | 13071.2687 | 0 | 24300 |  |  | 0 |  |  | 0 | 0 | 0 | 0 | 0 |  | 0 | 0 | 0 | 0 | 0 | 13071.2687 | 12393.8443 | 10592.6002 | 0 | yes | Deficit |  |  | 0 | 0 | 0 | 0 | 0 |  | 0 | 0 | 0 | 0 | 1298.9093 | yes |  | 0 | 0 | 0 | 1298.9093 | 0 | no | 0 | 0 | 0 | 1298.9093 | 0
| 13351.6453 | 0 | yes | Deficit |  |  | 0 | 0 | 0 | 0 | 0 |  | 0 | 0 | 0 | 0 | 4860 | no |  | 0 | 24300 | no | 13351.6453 | 0 | no | no | 0 | 0 | 0 | 0 | 0 |  | 0 | 0 | 0 | 0 | 0 | 13351.6453 | 13273.2596 | 10819.8098 | 0 | yes | Deficit |  |  | 0 | 0 | 0 | 0 | 0 |  | 0 | 0 | 0 | 0 | 2680.6593 | yes |  | 0 | 0 | 0 | 2680.6593 | 0 | no | 0 | 0 | 0 | 2680.6593 | 0
| 14932.403 | 0 | yes | Deficit |  |  | 0 | 0 | 0 | 0 | 0 |  | 0 | 0 | 0 | 0 | 4860 | no |  | 0 | 24300 | no | 14932.403 | 0 | no | no | 0 | 0 | 0 | 0 | 0 |  | 0 | 0 | 0 | 0 | 0 | 14932.403 | 13747.431 | 12100.8128 | 0 | yes | Deficit |  |  | 0 | 0 | 0 | 0 | 0 |  | 0 | 0 | 0 | 0 | 2927.6211 | yes |  | 0 | 0 | 0 | 2927.6211 | 0 | no | 0 | 0 | 0 | 2927.6211 | 0
| 16607.277 | 0 | yes | Deficit |  |  | 0 | 0 | 0 | 0 | 0 |  | 0 | 0 | 0 | 0 | 4860 | no |  | 0 | 24300 | no | 16607.277 | 0 | no | no | 0 | 0 | 0 | 0 | 0 |  | 0 | 0 | 0 | 0 | 0 | 16607.277 | 14079.5187 | 13458.0851 | 0 | yes | Deficit |  |  | 0 | 0 | 0 | 0 | 0 |  | 0 | 0 | 0 | 0 | 1978.7059 | yes |  | 0 | 0 | 0 | 1978.7059 | 0 | no | 0 | 0 | 0 | 1978.7059 | 0
| 15517.189 | 0 | no | Surplus | yes |  | 0 | 0 | 0 | 1090.0881 | 0 | no | 0 | 0 | 0 | 1090.0881 | 4860 | no | 15517.189 | 0 | 24300 |  |  | 0 |  |  | 0 | 0 | 0 | 0 | 0 |  | 0 | 0 | 0 | 0 | 0 | 15517.189 | 13420.8748 | 12574.7074 | 0 | no | Surplus | yes |  | 0 | 0 | 0 | 37.2103 | 0 | no | 0 | 0 | 0 | 37.2103 | 0 |  |  | 0 | 0 | 0 | 0 | 0 |  | 0 | 0 | 0 | 0 | 0
| 13721.0898 | 0 | no | Surplus | yes |  | 0 | 0 | 0 | 1796.0991 | 0 | no | 0 | 0 | 0 | 1796.0991 | 4860 | no | 13721.0898 | 0 | 24300 |  |  | 0 |  |  | 0 | 0 | 0 | 0 | 0 |  | 0 | 0 | 0 | 0 | 0 | 13721.0898 | 10704.0542 | 11119.1976 | 0 | no | Surplus | yes |  | 0 | 0 | 0 | 1870.6532 | 0 | no | 0 | 0 | 0 | 1870.6532 | 0 |  |  | 0 | 0 | 0 | 0 | 0 |  | 0 | 0 | 0 | 0 | 0
| 14704.358 | 0 | yes | Deficit |  |  | 0 | 0 | 0 | 0 | 0 |  | 0 | 0 | 0 | 0 | 4860 | no |  | 0 | 24300 | no | 14704.358 | 0 | no | no | 0 | 0 | 0 | 0 | 0 |  | 0 | 0 | 0 | 0 | 0 | 14704.358 | 9738.286 | 11916.0114 | 0 | no | Surplus | yes |  | 0 | 0 | 0 | 1380.9116 | 0 | no | 0 | 0 | 0 | 1380.9116 | 0 |  |  | 0 | 0 | 0 | 0 | 0 |  | 0 | 0 | 0 | 0 | 0
| 13531.7567 | 0 | no | Surplus | yes |  | 0 | 0 | 0 | 1172.6013 | 0 | no | 0 | 0 | 0 | 1172.6013 | 4860 | no | 13531.7567 | 0 | 24300 |  |  | 0 |  |  | 0 | 0 | 0 | 0 | 0 |  | 0 | 0 | 0 | 0 | 0 | 13531.7567 | 9633.8569 | 10965.7672 | 0 | no | Surplus | yes |  | 0 | 0 | 0 | 2282.1545 | 0 | no | 0 | 0 | 0 | 2282.1545 | 0 |  |  | 0 | 0 | 0 | 0 | 0 |  | 0 | 0 | 0 | 0 | 0
| 12910.3975 | 0 | no | Surplus | yes |  | 0 | 0 | 0 | 621.3592 | 0 | no | 0 | 0 | 0 | 621.3592 | 4860 | no | 12910.3975 | 0 | 24300 |  |  | 0 |  |  | 0 | 0 | 0 | 0 | 0 |  | 0 | 0 | 0 | 0 | 0 | 12910.3975 | 10505.8847 | 10462.2346 | 0 | no | Surplus | yes |  | 0 | 0 | 0 | 459.8825 | 0 | no | 0 | 0 | 0 | 459.8825 | 0 |  |  | 0 | 0 | 0 | 0 | 0 |  | 0 | 0 | 0 | 0 | 0
| 11692.8687 | 0 | no | Surplus | yes |  | 0 | 0 | 0 | 1217.5289 | 0 | no | 0 | 0 | 0 | 1217.5289 | 4860 | no | 11692.8687 | 0 | 24300 |  |  | 0 |  |  | 0 | 0 | 0 | 0 | 0 |  | 0 | 0 | 0 | 0 | 0 | 11692.8687 | 13921.7744 | 9475.5824 | 0 | yes | Deficit |  |  | 0 | 0 | 0 | 0 | 0 |  | 0 | 0 | 0 | 0 | 3459.5398 | yes |  | 0 | 0 | 0 | 3459.5398 | 0 | no | 0 | 0 | 0 | 3459.5398 | 0
| 10093.9386 | 0 | no | Surplus | yes |  | 0 | 0 | 0 | 1598.9301 | 0 | no | 0 | 0 | 0 | 1598.9301 | 4860 | no | 10093.9386 | 0 | 23385.7373 |  |  | 0 |  |  | 0 | 0 | 0 | 0 | 0 |  | 0 | 0 | 0 | 0 | 0 | 10093.9386 | 13652.987 | 8179.853 | 0 | yes | Deficit |  |  | 0 | 0 | 0 | 0 | 0 |  | 0 | 0 | 0 | 0 | 4177.4046 | yes |  | 0 | 0 | 0 | 4177.4046 | 0 | no | 0 | 0 | 0 | 4177.4046 | 0
| 9663.9253 | 0 | no | Surplus | yes |  | 0 | 0 | 0 | 430.0133 | 0 | no | 0 | 0 | 0 | 430.0133 | 4860 | no | 9663.9253 | 0 | 20187.8772 |  |  | 0 |  |  | 0 | 0 | 0 | 0 | 0 |  | 0 | 0 | 0 | 0 | 0 | 9663.9253 | 16093.721 | 7831.3819 | 0 | yes | Deficit |  |  | 0 | 0 | 0 | 0 | 0 |  | 0 | 0 | 0 | 0 | 7913.868 | yes |  | 0 | 0 | 0 | 7913.868 | 0 | no | 0 | 0 | 0 | 7913.868 | 0
| 7371.2905 | 0 | no | Surplus | yes |  | 0 | 0 | 0 | 2292.6347 | 0 | no | 0 | 0 | 0 | 2292.6347 | 4860 | no | 7371.2905 | 0 | 19327.8506 |  |  | 0 |  |  | 0 | 0 | 0 | 0 | 0 |  | 0 | 0 | 0 | 0 | 0 | 7371.2905 | 17680.4272 | 5973.4931 | 0 | yes | Deficit |  |  | 0 | 0 | 0 | 0 | 0 |  | 0 | 0 | 0 | 0 | 9849.0453 | yes |  | 0 | 0 | 0 | 9849.0453 | 0 | no | 0 | 0 | 0 | 9849.0453 | 0
| 6614.5979 | 0 | no | Surplus | yes |  | 0 | 0 | 0 | 756.6926 | 0 | no | 0 | 0 | 0 | 756.6926 | 4860 | no | 6614.5979 | 0 | 14742.5811 |  |  | 0 |  |  | 0 | 0 | 0 | 0 | 0 |  | 0 | 0 | 0 | 0 | 0 | 6614.5979 | 16506.3383 | 5360.2901 | 0 | yes | Deficit |  |  | 0 | 0 | 0 | 0 | 0 |  | 0 | 0 | 0 | 0 | 10532.8451 | yes |  | 0 | 0 | 0 | 10532.8451 | 0 | no | 0 | 0 | 0 | 10532.8451 | 0
| 7729.1625 | 0 | yes | Deficit |  |  | 0 | 0 | 0 | 0 | 0 |  | 0 | 0 | 0 | 0 | 4860 | no |  | 0 | 13229.1959 | no | 7729.1625 | 0 | no | no | 0 | 0 | 0 | 0 | 0 |  | 0 | 0 | 0 | 0 | 0 | 7729.1625 | 14734.3524 | 6263.5028 | 0 | yes | Deficit |  |  | 0 | 0 | 0 | 0 | 0 |  | 0 | 0 | 0 | 0 | 9374.0623 | yes |  | 0 | 0 | 0 | 9374.0623 | 0 | no | 0 | 0 | 0 | 9374.0623 | 0
| 7772.8092 | 0 | yes | Deficit |  |  | 0 | 0 | 0 | 0 | 0 |  | 0 | 0 | 0 | 0 | 4860 | no |  | 0 | 15458.325 | no | 7772.8092 | 0 | no | no | 0 | 0 | 0 | 0 | 0 |  | 0 | 0 | 0 | 0 | 0 | 7772.8092 | 14590.2263 | 6298.8729 | 0 | yes | Deficit |  |  | 0 | 0 | 0 | 0 | 0 |  | 0 | 0 | 0 | 0 | 8326.7234 | yes |  | 0 | 0 | 0 | 8326.7234 | 0 | no | 0 | 0 | 0 | 8326.7234 | 0
| 8458.8642 | 0 | yes | Deficit |  |  | 0 | 0 | 0 | 0 | 0 |  | 0 | 0 | 0 | 0 | 4860 | no |  | 0 | 15545.6184 | no | 8458.8642 | 0 | no | no | 0 | 0 | 0 | 0 | 0 |  | 0 | 0 | 0 | 0 | 0 | 8458.8642 | 13921.1375 | 6854.8332 | 0 | yes | Deficit |  |  | 0 | 0 | 0 | 0 | 0 |  | 0 | 0 | 0 | 0 | 7622.2645 | yes |  | 0 | 0 | 0 | 7622.2645 | 0 | no | 0 | 0 | 0 | 7622.2645 | 0
| 9296.8745 | 0 | yes | Deficit |  |  | 0 | 0 | 0 | 0 | 0 |  | 0 | 0 | 0 | 0 | 4860 | no |  | 0 | 16917.7283 | no | 9296.8745 | 0 | no | no | 0 | 0 | 0 | 0 | 0 |  | 0 | 0 | 0 | 0 | 0 | 9296.8745 | 14751.0846 | 7533.9339 | 0 | yes | Deficit |  |  | 0 | 0 | 0 | 0 | 0 |  | 0 | 0 | 0 | 0 | 7896.2514 | yes |  | 0 | 0 | 0 | 7896.2514 | 0 | no | 0 | 0 | 0 | 7896.2514 | 0
| 10409.594 | 0 | yes | Deficit |  |  | 0 | 0 | 0 | 0 | 0 |  | 0 | 0 | 0 | 0 | 4860 | no |  | 0 | 18593.7489 | no | 10409.594 | 0 | no | no | 0 | 0 | 0 | 0 | 0 |  | 0 | 0 | 0 | 0 | 0 | 10409.594 | 14629.0687 | 8435.6515 | 0 | yes | Deficit |  |  | 0 | 0 | 0 | 0 | 0 |  | 0 | 0 | 0 | 0 | 7095.1348 | yes |  | 0 | 0 | 0 | 7095.1348 | 0 | no | 0 | 0 | 0 | 7095.1348 | 0
| 12777.3504 | 0 | yes | Deficit |  |  | 0 | 0 | 0 | 0 | 0 |  | 0 | 0 | 0 | 0 | 4860 | no |  | 0 | 20819.1879 | no | 12777.3504 | 0 | no | no | 0 | 0 | 0 | 0 | 0 |  | 0 | 0 | 0 | 0 | 0 | 12777.3504 | 14140.277 | 10354.4168 | 0 | yes | Deficit |  |  | 0 | 0 | 0 | 0 | 0 |  | 0 | 0 | 0 | 0 | 5704.6255 | yes |  | 0 | 0 | 0 | 5704.6255 | 0 | no | 0 | 0 | 0 | 5704.6255 | 0
| 10691.4964 | 0 | no | Surplus | yes |  | 0 | 0 | 0 | 2085.854 | 0 | no | 0 | 0 | 0 | 2085.854 | 4860 | no | 10691.4964 | 0 | 24300 |  |  | 0 |  |  | 0 | 0 | 0 | 0 | 0 |  | 0 | 0 | 0 | 0 | 0 | 10691.4964 | 13956.3905 | 8664.0976 | 0 | yes | Deficit |  |  | 0 | 0 | 0 | 0 | 0 |  | 0 | 0 | 0 | 0 | 3601.9737 | yes |  | 0 | 0 | 0 | 3601.9737 | 0 | no | 0 | 0 | 0 | 3601.9737 | 0
| 12468.597 | 0 | yes | Deficit |  |  | 0 | 0 | 0 | 0 | 0 |  | 0 | 0 | 0 | 0 | 4860 | no |  | 0 | 21382.9928 | no | 12468.597 | 0 | no | no | 0 | 0 | 0 | 0 | 0 |  | 0 | 0 | 0 | 0 | 0 | 12468.597 | 13236.3861 | 10104.2115 | 0 | yes | Deficit |  |  | 0 | 0 | 0 | 0 | 0 |  | 0 | 0 | 0 | 0 | 4572.2885 | yes |  | 0 | 0 | 0 | 4572.2885 | 0 | no | 0 | 0 | 0 | 4572.2885 | 0
| 14071.5864 | 0 | yes | Deficit |  |  | 0 | 0 | 0 | 0 | 0 |  | 0 | 0 | 0 | 0 | 4860 | no |  | 0 | 24300 | no | 14071.5864 | 0 | no | no | 0 | 0 | 0 | 0 | 0 |  | 0 | 0 | 0 | 0 | 0 | 14071.5864 | 13280.2007 | 11403.2305 | 0 | yes | Deficit |  |  | 0 | 0 | 0 | 0 | 0 |  | 0 | 0 | 0 | 0 | 3175.9892 | yes |  | 0 | 0 | 0 | 3175.9892 | 0 | no | 0 | 0 | 0 | 3175.9892 | 0
| 12314.5916 | 0 | no | Surplus | yes |  | 0 | 0 | 0 | 1756.9948 | 0 | no | 0 | 0 | 0 | 1756.9948 | 4860 | no | 12314.5916 | 0 | 24300 |  |  | 0 |  |  | 0 | 0 | 0 | 0 | 0 |  | 0 | 0 | 0 | 0 | 0 | 12314.5916 | 12741.2369 | 9979.4098 | 0 | yes | Deficit |  |  | 0 | 0 | 0 | 0 | 0 |  | 0 | 0 | 0 | 0 | 1338.0065 | yes |  | 0 | 0 | 0 | 1338.0065 | 0 | no | 0 | 0 | 0 | 1338.0065 | 0
| 15175.2922 | 0 | yes | Deficit |  |  | 0 | 0 | 0 | 0 | 0 |  | 0 | 0 | 0 | 0 | 4860 | no |  | 0 | 24300 | no | 15175.2922 | 0 | no | no | 0 | 0 | 0 | 0 | 0 |  | 0 | 0 | 0 | 0 | 0 | 15175.2922 | 14439.5159 | 12297.6436 | 0 | yes | Deficit |  |  | 0 | 0 | 0 | 0 | 0 |  | 0 | 0 | 0 | 0 | 4460.1061 | yes |  | 0 | 0 | 0 | 4460.1061 | 0 | no | 0 | 0 | 0 | 4460.1061 | 0
| 14842.5059 | 0 | no | Surplus | yes |  | 0 | 0 | 0 | 332.7864 | 0 | no | 0 | 0 | 0 | 332.7864 | 4860 | no | 14842.5059 | 0 | 24300 |  |  | 0 |  |  | 0 | 0 | 0 | 0 | 0 |  | 0 | 0 | 0 | 0 | 0 | 14842.5059 | 14145.0477 | 12027.9626 | 0 | yes | Deficit |  |  | 0 | 0 | 0 | 0 | 0 |  | 0 | 0 | 0 | 0 | 1847.4041 | yes |  | 0 | 0 | 0 | 1847.4041 | 0 | no | 0 | 0 | 0 | 1847.4041 | 0
| 15557.3262 | 0 | yes | Deficit |  |  | 0 | 0 | 0 | 0 | 0 |  | 0 | 0 | 0 | 0 | 4860 | no |  | 0 | 24300 | no | 15557.3262 | 0 | no | no | 0 | 0 | 0 | 0 | 0 |  | 0 | 0 | 0 | 0 | 0 | 15557.3262 | 14287.6281 | 12607.2336 | 0 | yes | Deficit |  |  | 0 | 0 | 0 | 0 | 0 |  | 0 | 0 | 0 | 0 | 2259.6655 | yes |  | 0 | 0 | 0 | 2259.6655 | 0 | no | 0 | 0 | 0 | 2259.6655 | 0
| 18149.1765 | 0 | yes | Deficit |  |  | 0 | 0 | 0 | 0 | 0 |  | 0 | 0 | 0 | 0 | 4860 | no |  | 0 | 24300 | no | 18149.1765 | 0 | no | no | 0 | 0 | 0 | 0 | 0 |  | 0 | 0 | 0 | 0 | 0 | 18149.1765 | 14220.0148 | 14707.5984 | 0 | yes | Deficit |  |  | 0 | 0 | 0 | 0 | 0 |  | 0 | 0 | 0 | 0 | 1612.7813 | yes |  | 0 | 0 | 0 | 1612.7813 | 0 | no | 0 | 0 | 0 | 1612.7813 | 0
| 16093.1066 | 0 | no | Surplus | yes |  | 0 | 0 | 0 | 2056.0699 | 0 | no | 0 | 0 | 0 | 2056.0699 | 4860 | no | 16093.1066 | 0 | 24300 |  |  | 0 |  |  | 0 | 0 | 0 | 0 | 0 |  | 0 | 0 | 0 | 0 | 0 | 16093.1066 | 13682.8984 | 13041.4154 | 0 | no | Surplus | yes |  | 0 | 0 | 0 | 1024.7 | 0 | no | 0 | 0 | 0 | 1024.7 | 0 |  |  | 0 | 0 | 0 | 0 | 0 |  | 0 | 0 | 0 | 0 | 0
| 17510.7492 | 0 | yes | Deficit |  |  | 0 | 0 | 0 | 0 | 0 |  | 0 | 0 | 0 | 0 | 4860 | no |  | 0 | 24300 | no | 17510.7492 | 0 | no | no | 0 | 0 | 0 | 0 | 0 |  | 0 | 0 | 0 | 0 | 0 | 17510.7492 | 13584.2832 | 14190.2344 | 0 | yes | Deficit |  |  | 0 | 0 | 0 | 0 | 0 |  | 0 | 0 | 0 | 0 | 542.8678 | yes |  | 0 | 0 | 0 | 542.8678 | 0 | no | 0 | 0 | 0 | 542.8678 | 0
| 16753.285 | 0 | no | Surplus | yes |  | 0 | 0 | 0 | 757.4642 | 0 | no | 0 | 0 | 0 | 757.4642 | 4860 | no | 16753.285 | 0 | 24300 |  |  | 0 |  |  | 0 | 0 | 0 | 0 | 0 |  | 0 | 0 | 0 | 0 | 0 | 16753.285 | 14186.6028 | 13576.406 | 0 | no | Surplus | yes |  | 0 | 0 | 0 | 3.6315 | 0 | no | 0 | 0 | 0 | 3.6315 | 0 |  |  | 0 | 0 | 0 | 0 | 0 |  | 0 | 0 | 0 | 0 | 0
| 15540.5201 | 0 | no | Surplus | yes |  | 0 | 0 | 0 | 1212.7649 | 0 | no | 0 | 0 | 0 | 1212.7649 | 4860 | no | 15540.5201 | 0 | 24300 |  |  | 0 |  |  | 0 | 0 | 0 | 0 | 0 |  | 0 | 0 | 0 | 0 | 0 | 15540.5201 | 14084.9229 | 12593.6143 | 0 | yes | Deficit |  |  | 0 | 0 | 0 | 0 | 0 |  | 0 | 0 | 0 | 0 | 508.5169 | yes |  | 0 | 0 | 0 | 508.5169 | 0 | no | 0 | 0 | 0 | 508.5169 | 0
| 17276.1324 | 0 | yes | Deficit |  |  | 0 | 0 | 0 | 0 | 0 |  | 0 | 0 | 0 | 0 | 4860 | no |  | 0 | 24300 | no | 17276.1324 | 0 | no | no | 0 | 0 | 0 | 0 | 0 |  | 0 | 0 | 0 | 0 | 0 | 17276.1324 | 14316.7251 | 14000.1073 | 0 | yes | Deficit |  |  | 0 | 0 | 0 | 0 | 0 |  | 0 | 0 | 0 | 0 | 1723.1108 | yes |  | 0 | 0 | 0 | 1723.1108 | 0 | no | 0 | 0 | 0 | 1723.1108 | 0
| 20245.1676 | 0 | yes | Deficit |  |  | 0 | 0 | 0 | 0 | 0 |  | 0 | 0 | 0 | 0 | 4860 | no |  | 0 | 24300 | no | 20245.1676 | 0 | no | no | 0 | 0 | 0 | 0 | 0 |  | 0 | 0 | 0 | 0 | 0 | 20245.1676 | 14113.099 | 16406.1326 | 0 | yes | Deficit |  |  | 0 | 0 | 0 | 0 | 0 |  | 0 | 0 | 0 | 0 | 112.9917 | yes |  | 0 | 0 | 0 | 112.9917 | 0 | no | 0 | 0 | 0 | 112.9917 | 0
| 15169.7328 | 0 | no | Surplus | yes |  | 0 | 0 | 0 | 5075.4348 | 0 | no | 0 | 0 | 0 | 5075.4348 | 4860 | no | 15169.7328 | 0 | 24300 |  |  | 0 |  |  | 0 | 0 | 0 | 0 | 0 |  | 0 | 0 | 0 | 0 | 0 | 15169.7328 | 13059.3323 | 12293.1384 | 0 | no | Surplus | yes |  | 0 | 0 | 0 | 3346.8003 | 0 | no | 0 | 0 | 0 | 3346.8003 | 0 |  |  | 0 | 0 | 0 | 0 | 0 |  | 0 | 0 | 0 | 0 | 0
| 13874.3886 | 0 | no | Surplus | yes |  | 0 | 0 | 0 | 1295.3442 | 0 | no | 0 | 0 | 0 | 1295.3442 | 4860 | no | 13874.3886 | 0 | 24300 |  |  | 0 |  |  | 0 | 0 | 0 | 0 | 0 |  | 0 | 0 | 0 | 0 | 0 | 13874.3886 | 14061.7871 | 11243.4267 | 0 | yes | Deficit |  |  | 0 | 0 | 0 | 0 | 0 |  | 0 | 0 | 0 | 0 | 1768.6488 | yes |  | 0 | 0 | 0 | 1768.6488 | 0 | no | 0 | 0 | 0 | 1768.6488 | 0
| 13247.7428 | 0 | no | Surplus | yes |  | 0 | 0 | 0 | 626.6458 | 0 | no | 0 | 0 | 0 | 626.6458 | 4860 | no | 13247.7428 | 0 | 24300 |  |  | 0 |  |  | 0 | 0 | 0 | 0 | 0 |  | 0 | 0 | 0 | 0 | 0 | 13247.7428 | 14254.0924 | 10735.61 | 0 | yes | Deficit |  |  | 0 | 0 | 0 | 0 | 0 |  | 0 | 0 | 0 | 0 | 3010.6657 | yes |  | 0 | 0 | 0 | 3010.6657 | 0 | no | 0 | 0 | 0 | 3010.6657 | 0
| 13162.5519 | 0 | no | Surplus | yes |  | 0 | 0 | 0 | 85.1909 | 0 | no | 0 | 0 | 0 | 85.1909 | 4860 | no | 13162.5519 | 0 | 24300 |  |  | 0 |  |  | 0 | 0 | 0 | 0 | 0 |  | 0 | 0 | 0 | 0 | 0 | 13162.5519 | 14176.4771 | 10666.5737 | 0 | yes | Deficit |  |  | 0 | 0 | 0 | 0 | 0 |  | 0 | 0 | 0 | 0 | 3440.8671 | yes |  | 0 | 0 | 0 | 3440.8671 | 0 | no | 0 | 0 | 0 | 3440.8671 | 0
| 13856.9586 | 0 | yes | Deficit |  |  | 0 | 0 | 0 | 0 | 0 |  | 0 | 0 | 0 | 0 | 4860 | no |  | 0 | 24300 | no | 13856.9586 | 0 | no | no | 0 | 0 | 0 | 0 | 0 |  | 0 | 0 | 0 | 0 | 0 | 13856.9586 | 14652.6788 | 11229.302 | 0 | yes | Deficit |  |  | 0 | 0 | 0 | 0 | 0 |  | 0 | 0 | 0 | 0 | 3986.1052 | yes |  | 0 | 0 | 0 | 3986.1052 | 0 | no | 0 | 0 | 0 | 3986.1052 | 0
| 13749.6002 | 0 | no | Surplus | yes |  | 0 | 0 | 0 | 107.3585 | 0 | no | 0 | 0 | 0 | 107.3585 | 4860 | no | 13749.6002 | 0 | 24300 |  |  | 0 |  |  | 0 | 0 | 0 | 0 | 0 |  | 0 | 0 | 0 | 0 | 0 | 13749.6002 | 14519.1378 | 11142.3016 | 0 | yes | Deficit |  |  | 0 | 0 | 0 | 0 | 0 |  | 0 | 0 | 0 | 0 | 3289.8358 | yes |  | 0 | 0 | 0 | 3289.8358 | 0 | no | 0 | 0 | 0 | 3289.8358 | 0
| 18004.3525 | 0 | yes | Deficit |  |  | 0 | 0 | 0 | 0 | 0 |  | 0 | 0 | 0 | 0 | 4860 | no |  | 0 | 24300 | no | 18004.3525 | 0 | no | no | 0 | 0 | 0 | 0 | 0 |  | 0 | 0 | 0 | 0 | 0 | 18004.3525 | 14779.7451 | 14590.2371 | 0 | yes | Deficit |  |  | 0 | 0 | 0 | 0 | 0 |  | 0 | 0 | 0 | 0 | 3637.4435 | yes |  | 0 | 0 | 0 | 3637.4435 | 0 | no | 0 | 0 | 0 | 3637.4435 | 0
| 17048.5688 | 0 | no | Surplus | yes |  | 0 | 0 | 0 | 955.7837 | 0 | no | 0 | 0 | 0 | 955.7837 | 4860 | no | 17048.5688 | 0 | 24300 |  |  | 0 |  |  | 0 | 0 | 0 | 0 | 0 |  | 0 | 0 | 0 | 0 | 0 | 17048.5688 | 14300.3326 | 13815.6959 | 0 | no | Surplus | yes |  | 0 | 0 | 0 | 289.9045 | 0 | no | 0 | 0 | 0 | 289.9045 | 0 |  |  | 0 | 0 | 0 | 0 | 0 |  | 0 | 0 | 0 | 0 | 0
| 15802.0688 | 0 | no | Surplus | yes |  | 0 | 0 | 0 | 1246.5 | 0 | no | 0 | 0 | 0 | 1246.5 | 4860 | no | 15802.0688 | 0 | 24300 |  |  | 0 |  |  | 0 | 0 | 0 | 0 | 0 |  | 0 | 0 | 0 | 0 | 0 | 15802.0688 | 15097.0753 | 12805.5663 | 0 | yes | Deficit |  |  | 0 | 0 | 0 | 0 | 0 |  | 0 | 0 | 0 | 0 | 1281.3794 | yes |  | 0 | 0 | 0 | 1281.3794 | 0 | no | 0 | 0 | 0 | 1281.3794 | 0
| 17153.7257 | 0 | yes | Deficit |  |  | 0 | 0 | 0 | 0 | 0 |  | 0 | 0 | 0 | 0 | 4860 | no |  | 0 | 24300 | no | 17153.7257 | 0 | no | no | 0 | 0 | 0 | 0 | 0 |  | 0 | 0 | 0 | 0 | 0 | 17153.7257 | 15096.8153 | 13900.9122 | 0 | yes | Deficit |  |  | 0 | 0 | 0 | 0 | 0 |  | 0 | 0 | 0 | 0 | 2291.249 | yes |  | 0 | 0 | 0 | 2291.249 | 0 | no | 0 | 0 | 0 | 2291.249 | 0
| 18012.9534 | 0 | yes | Deficit |  |  | 0 | 0 | 0 | 0 | 0 |  | 0 | 0 | 0 | 0 | 4860 | no |  | 0 | 24300 | no | 18012.9534 | 0 | no | no | 0 | 0 | 0 | 0 | 0 |  | 0 | 0 | 0 | 0 | 0 | 18012.9534 | 14783.017 | 14597.207 | 0 | yes | Deficit |  |  | 0 | 0 | 0 | 0 | 0 |  | 0 | 0 | 0 | 0 | 882.1048 | yes |  | 0 | 0 | 0 | 882.1048 | 0 | no | 0 | 0 | 0 | 882.1048 | 0
| 18451.1245 | 0 | yes | Deficit |  |  | 0 | 0 | 0 | 0 | 0 |  | 0 | 0 | 0 | 0 | 4860 | no |  | 0 | 24300 | no | 18451.1245 | 0 | no | no | 0 | 0 | 0 | 0 | 0 |  | 0 | 0 | 0 | 0 | 0 | 18451.1245 | 15013.6353 | 14952.2889 | 0 | yes | Deficit |  |  | 0 | 0 | 0 | 0 | 0 |  | 0 | 0 | 0 | 0 | 416.4284 | yes |  | 0 | 0 | 0 | 416.4284 | 0 | no | 0 | 0 | 0 | 416.4284 | 0
| 15581.2408 | 0 | no | Surplus | yes |  | 0 | 0 | 0 | 2869.8837 | 0 | no | 0 | 0 | 0 | 2869.8837 | 4860 | no | 15581.2408 | 0 | 24300 |  |  | 0 |  |  | 0 | 0 | 0 | 0 | 0 |  | 0 | 0 | 0 | 0 | 0 | 15581.2408 | 13453.9565 | 12626.6133 | 0 | no | Surplus | yes |  | 0 | 0 | 0 | 1498.3324 | 0 | no | 0 | 0 | 0 | 1498.3324 | 0 |  |  | 0 | 0 | 0 | 0 | 0 |  | 0 | 0 | 0 | 0 | 0
| 15607.5013 | 0 | yes | Deficit |  |  | 0 | 0 | 0 | 0 | 0 |  | 0 | 0 | 0 | 0 | 4860 | no |  | 0 | 24300 | no | 15607.5013 | 0 | no | no | 0 | 0 | 0 | 0 | 0 |  | 0 | 0 | 0 | 0 | 0 | 15607.5013 | 14011.7894 | 12647.8941 | 0 | yes | Deficit |  |  | 0 | 0 | 0 | 0 | 0 |  | 0 | 0 | 0 | 0 | 1385.1761 | yes |  | 0 | 0 | 0 | 1385.1761 | 0 | no | 0 | 0 | 0 | 1385.1761 | 0
| 14423.1724 | 0 | no | Surplus | yes |  | 0 | 0 | 0 | 1184.3289 | 0 | no | 0 | 0 | 0 | 1184.3289 | 4860 | no | 14423.1724 | 0 | 24300 |  |  | 0 |  |  | 0 | 0 | 0 | 0 | 0 |  | 0 | 0 | 0 | 0 | 0 | 14423.1724 | 13691.5681 | 11688.1462 | 0 | yes | Deficit |  |  | 0 | 0 | 0 | 0 | 0 |  | 0 | 0 | 0 | 0 | 1043.674 | yes |  | 0 | 0 | 0 | 1043.674 | 0 | no | 0 | 0 | 0 | 1043.674 | 0
| 12407.0963 | 0 | no | Surplus | yes |  | 0 | 0 | 0 | 2016.076 | 0 | no | 0 | 0 | 0 | 2016.076 | 4860 | no | 12407.0963 | 0 | 24300 |  |  | 0 |  |  | 0 | 0 | 0 | 0 | 0 |  | 0 | 0 | 0 | 0 | 0 | 12407.0963 | 13894.6563 | 10054.373 | 0 | yes | Deficit |  |  | 0 | 0 | 0 | 0 | 0 |  | 0 | 0 | 0 | 0 | 2206.5102 | yes |  | 0 | 0 | 0 | 2206.5102 | 0 | no | 0 | 0 | 0 | 2206.5102 | 0
| 12444.8082 | 0 | yes | Deficit |  |  | 0 | 0 | 0 | 0 | 0 |  | 0 | 0 | 0 | 0 | 4860 | no |  | 0 | 24300 | no | 12444.8082 | 0 | no | no | 0 | 0 | 0 | 0 | 0 |  | 0 | 0 | 0 | 0 | 0 | 12444.8082 | 13847.6378 | 10084.9337 | 0 | yes | Deficit |  |  | 0 | 0 | 0 | 0 | 0 |  | 0 | 0 | 0 | 0 | 3793.2648 | yes |  | 0 | 0 | 0 | 3793.2648 | 0 | no | 0 | 0 | 0 | 3793.2648 | 0
| 12105.3329 | 0 | no | Surplus | yes |  | 0 | 0 | 0 | 339.4753 | 0 | no | 0 | 0 | 0 | 339.4753 | 4860 | no | 12105.3329 | 0 | 24300 |  |  | 0 |  |  | 0 | 0 | 0 | 0 | 0 |  | 0 | 0 | 0 | 0 | 0 | 12105.3329 | 13901.5763 | 9809.8322 | 0 | yes | Deficit |  |  | 0 | 0 | 0 | 0 | 0 |  | 0 | 0 | 0 | 0 | 3816.6426 | yes |  | 0 | 0 | 0 | 3816.6426 | 0 | no | 0 | 0 | 0 | 3816.6426 | 0
| 13885.8647 | 0 | yes | Deficit |  |  | 0 | 0 | 0 | 0 | 0 |  | 0 | 0 | 0 | 0 | 4860 | no |  | 0 | 24210.6659 | no | 13885.8647 | 0 | no | no | 0 | 0 | 0 | 0 | 0 |  | 0 | 0 | 0 | 0 | 0 | 13885.8647 | 13775.3027 | 11252.7267 | 0 | yes | Deficit |  |  | 0 | 0 | 0 | 0 | 0 |  | 0 | 0 | 0 | 0 | 3965.4705 | yes |  | 0 | 0 | 0 | 3965.4705 | 0 | no | 0 | 0 | 0 | 3965.4705 | 0
| 15764.7694 | 0 | yes | Deficit |  |  | 0 | 0 | 0 | 0 | 0 |  | 0 | 0 | 0 | 0 | 4860 | no |  | 0 | 24300 | no | 15764.7694 | 0 | no | no | 0 | 0 | 0 | 0 | 0 |  | 0 | 0 | 0 | 0 | 0 | 15764.7694 | 12928.5894 | 12775.3399 | 0 | yes | Deficit |  |  | 0 | 0 | 0 | 0 | 0 |  | 0 | 0 | 0 | 0 | 1675.8628 | yes |  | 0 | 0 | 0 | 1675.8628 | 0 | no | 0 | 0 | 0 | 1675.8628 | 0
| 14431.5136 | 0 | no | Surplus | yes |  | 0 | 0 | 0 | 1333.2558 | 0 | no | 0 | 0 | 0 | 1333.2558 | 4860 | no | 14431.5136 | 0 | 24300 |  |  | 0 |  |  | 0 | 0 | 0 | 0 | 0 |  | 0 | 0 | 0 | 0 | 0 | 14431.5136 | 12302.9908 | 11694.9057 | 0 | no | Surplus | yes |  | 0 | 0 | 0 | 472.3491 | 0 | no | 0 | 0 | 0 | 472.3491 | 0 |  |  | 0 | 0 | 0 | 0 | 0 |  | 0 | 0 | 0 | 0 | 0
| 13496.2323 | 0 | no | Surplus | yes |  | 0 | 0 | 0 | 935.2813 | 0 | no | 0 | 0 | 0 | 935.2813 | 4860 | no | 13496.2323 | 0 | 24300 |  |  | 0 |  |  | 0 | 0 | 0 | 0 | 0 |  | 0 | 0 | 0 | 0 | 0 | 13496.2323 | 12944.7765 | 10936.9792 | 0 | yes | Deficit |  |  | 0 | 0 | 0 | 0 | 0 |  | 0 | 0 | 0 | 0 | 1249.8708 | yes |  | 0 | 0 | 0 | 1249.8708 | 0 | no | 0 | 0 | 0 | 1249.8708 | 0
| 13848.1388 | 0 | yes | Deficit |  |  | 0 | 0 | 0 | 0 | 0 |  | 0 | 0 | 0 | 0 | 4860 | no |  | 0 | 24300 | no | 13848.1388 | 0 | no | no | 0 | 0 | 0 | 0 | 0 |  | 0 | 0 | 0 | 0 | 0 | 13848.1388 | 13495.335 | 11222.1547 | 0 | yes | Deficit |  |  | 0 | 0 | 0 | 0 | 0 |  | 0 | 0 | 0 | 0 | 2558.3558 | yes |  | 0 | 0 | 0 | 2558.3558 | 0 | no | 0 | 0 | 0 | 2558.3558 | 0
| 14497.1565 | 0 | yes | Deficit |  |  | 0 | 0 | 0 | 0 | 0 |  | 0 | 0 | 0 | 0 | 4860 | no |  | 0 | 24300 | no | 14497.1565 | 0 | no | no | 0 | 0 | 0 | 0 | 0 |  | 0 | 0 | 0 | 0 | 0 | 14497.1565 | 13473.6825 | 11748.1009 | 0 | yes | Deficit |  |  | 0 | 0 | 0 | 0 | 0 |  | 0 | 0 | 0 | 0 | 2251.5278 | yes |  | 0 | 0 | 0 | 2251.5278 | 0 | no | 0 | 0 | 0 | 2251.5278 | 0
| 14318.7567 | 0 | no | Surplus | yes |  | 0 | 0 | 0 | 178.3998 | 0 | no | 0 | 0 | 0 | 178.3998 | 4860 | no | 14318.7567 | 0 | 24300 |  |  | 0 |  |  | 0 | 0 | 0 | 0 | 0 |  | 0 | 0 | 0 | 0 | 0 | 14318.7567 | 12018.7231 | 11603.5305 | 0 | yes | Deficit |  |  | 0 | 0 | 0 | 0 | 0 |  | 0 | 0 | 0 | 0 | 270.6222 | yes |  | 0 | 0 | 0 | 270.6222 | 0 | no | 0 | 0 | 0 | 270.6222 | 0
| 15492.2113 | 0 | yes | Deficit |  |  | 0 | 0 | 0 | 0 | 0 |  | 0 | 0 | 0 | 0 | 4860 | no |  | 0 | 24300 | no | 15492.2113 | 0 | no | no | 0 | 0 | 0 | 0 | 0 |  | 0 | 0 | 0 | 0 | 0 | 15492.2113 | 11642.2302 | 12554.4662 | 0 | yes | Deficit |  |  | 0 | 0 | 0 | 0 | 0 |  | 0 | 0 | 0 | 0 | 38.6997 | yes |  | 0 | 0 | 0 | 38.6997 | 0 | no | 0 | 0 | 0 | 38.6997 | 0
| 15542.3401 | 0 | yes | Deficit |  |  | 0 | 0 | 0 | 0 | 0 |  | 0 | 0 | 0 | 0 | 4860 | no |  | 0 | 24300 | no | 15542.3401 | 0 | no | no | 0 | 0 | 0 | 0 | 0 |  | 0 | 0 | 0 | 0 | 0 | 15542.3401 | 12565.3962 | 12595.0892 | 0 | yes | Deficit |  |  | 0 | 0 | 0 | 0 | 0 |  | 0 | 0 | 0 | 0 | 10.93 | yes |  | 0 | 0 | 0 | 10.93 | 0 | no | 0 | 0 | 0 | 10.93 | 0
| 14647.0023 | 0 | no | Surplus | yes |  | 0 | 0 | 0 | 895.3378 | 0 | no | 0 | 0 | 0 | 895.3378 | 4860 | no | 14647.0023 | 0 | 24300 |  |  | 0 |  |  | 0 | 0 | 0 | 0 | 0 |  | 0 | 0 | 0 | 0 | 0 | 14647.0023 | 12814.2974 | 11869.5318 | 0 | yes | Deficit |  |  | 0 | 0 | 0 | 0 | 0 |  | 0 | 0 | 0 | 0 | 219.2083 | yes |  | 0 | 0 | 0 | 219.2083 | 0 | no | 0 | 0 | 0 | 219.2083 | 0
| 14096.9515 | 0 | no | Surplus | yes |  | 0 | 0 | 0 | 550.0508 | 0 | no | 0 | 0 | 0 | 550.0508 | 4860 | no | 14096.9515 | 0 | 24300 |  |  | 0 |  |  | 0 | 0 | 0 | 0 | 0 |  | 0 | 0 | 0 | 0 | 0 | 14096.9515 | 12875.4254 | 11423.7856 | 0 | yes | Deficit |  |  | 0 | 0 | 0 | 0 | 0 |  | 0 | 0 | 0 | 0 | 1005.8936 | yes |  | 0 | 0 | 0 | 1005.8936 | 0 | no | 0 | 0 | 0 | 1005.8936 | 0
| 12580.5823 | 0 | no | Surplus | yes |  | 0 | 0 | 0 | 1516.3692 | 0 | no | 0 | 0 | 0 | 1516.3692 | 4860 | no | 12580.5823 | 0 | 24300 |  |  | 0 |  |  | 0 | 0 | 0 | 0 | 0 |  | 0 | 0 | 0 | 0 | 0 | 12580.5823 | 12237.5108 | 10194.9614 | 0 | yes | Deficit |  |  | 0 | 0 | 0 | 0 | 0 |  | 0 | 0 | 0 | 0 | 813.7252 | yes |  | 0 | 0 | 0 | 813.7252 | 0 | no | 0 | 0 | 0 | 813.7252 | 0
| 13935.4743 | 0 | yes | Deficit |  |  | 0 | 0 | 0 | 0 | 0 |  | 0 | 0 | 0 | 0 | 4860 | no |  | 0 | 24300 | no | 13935.4743 | 0 | no | no | 0 | 0 | 0 | 0 | 0 |  | 0 | 0 | 0 | 0 | 0 | 13935.4743 | 12865.2628 | 11292.9289 | 0 | yes | Deficit |  |  | 0 | 0 | 0 | 0 | 0 |  | 0 | 0 | 0 | 0 | 2670.3015 | yes |  | 0 | 0 | 0 | 2670.3015 | 0 | no | 0 | 0 | 0 | 2670.3015 | 0
| 14018.984 | 0 | yes | Deficit |  |  | 0 | 0 | 0 | 0 | 0 |  | 0 | 0 | 0 | 0 | 4860 | no |  | 0 | 24300 | no | 14018.984 | 0 | no | no | 0 | 0 | 0 | 0 | 0 |  | 0 | 0 | 0 | 0 | 0 | 14018.984 | 12789.4836 | 11360.6029 | 0 | yes | Deficit |  |  | 0 | 0 | 0 | 0 | 0 |  | 0 | 0 | 0 | 0 | 1496.5547 | yes |  | 0 | 0 | 0 | 1496.5547 | 0 | no | 0 | 0 | 0 | 1496.5547 | 0
| 17347.6664 | 0 | yes | Deficit |  |  | 0 | 0 | 0 | 0 | 0 |  | 0 | 0 | 0 | 0 | 4860 | no |  | 0 | 24300 | no | 17347.6664 | 0 | no | no | 0 | 0 | 0 | 0 | 0 |  | 0 | 0 | 0 | 0 | 0 | 17347.6664 | 12563.4653 | 14058.0765 | 0 | yes | Deficit |  |  | 0 | 0 | 0 | 0 | 0 |  | 0 | 0 | 0 | 0 | 1202.8624 | yes |  | 0 | 0 | 0 | 1202.8624 | 0 | no | 0 | 0 | 0 | 1202.8624 | 0
| 19282.9121 | 0 | yes | Deficit |  |  | 0 | 0 | 0 | 0 | 0 |  | 0 | 0 | 0 | 0 | 4860 | no |  | 0 | 24300 | no | 19282.9121 | 0 | no | no | 0 | 0 | 0 | 0 | 0 |  | 0 | 0 | 0 | 0 | 0 | 19282.9121 | 13095.3415 | 15626.3469 | 0 | no | Surplus | yes |  | 0 | 0 | 0 | 962.7349 | 0 | no | 0 | 0 | 0 | 962.7349 | 0 |  |  | 0 | 0 | 0 | 0 | 0 |  | 0 | 0 | 0 | 0 | 0
| 17882.5151 | 0 | no | Surplus | yes |  | 0 | 0 | 0 | 1400.397 | 0 | no | 0 | 0 | 0 | 1400.397 | 4860 | no | 17882.5151 | 0 | 24300 |  |  | 0 |  |  | 0 | 0 | 0 | 0 | 0 |  | 0 | 0 | 0 | 0 | 0 | 17882.5151 | 13286.0161 | 14491.5033 | 0 | no | Surplus | yes |  | 0 | 0 | 0 | 2340.3308 | 0 | no | 0 | 0 | 0 | 2340.3308 | 0 |  |  | 0 | 0 | 0 | 0 | 0 |  | 0 | 0 | 0 | 0 | 0
| 17410.0987 | 0 | no | Surplus | yes |  | 0 | 0 | 0 | 472.4164 | 0 | no | 0 | 0 | 0 | 472.4164 | 4860 | no | 17410.0987 | 0 | 24300 |  |  | 0 |  |  | 0 | 0 | 0 | 0 | 0 |  | 0 | 0 | 0 | 0 | 0 | 17410.0987 | 13241.2455 | 14108.6699 | 0 | no | Surplus | yes |  | 0 | 0 | 0 | 1250.2578 | 0 | no | 0 | 0 | 0 | 1250.2578 | 0 |  |  | 0 | 0 | 0 | 0 | 0 |  | 0 | 0 | 0 | 0 | 0
| 18890.34 | 0 | yes | Deficit |  |  | 0 | 0 | 0 | 0 | 0 |  | 0 | 0 | 0 | 0 | 4860 | no |  | 0 | 24300 | no | 18890.34 | 0 | no | no | 0 | 0 | 0 | 0 | 0 |  | 0 | 0 | 0 | 0 | 0 | 18890.34 | 12596.4295 | 15308.2172 | 0 | no | Surplus | yes |  | 0 | 0 | 0 | 1512.2404 | 0 | no | 0 | 0 | 0 | 1512.2404 | 0 |  |  | 0 | 0 | 0 | 0 | 0 |  | 0 | 0 | 0 | 0 | 0
| 17662.4214 | 0 | no | Surplus | yes |  | 0 | 0 | 0 | 1227.9186 | 0 | no | 0 | 0 | 0 | 1227.9186 | 4860 | no | 17662.4214 | 0 | 24300 |  |  | 0 |  |  | 0 | 0 | 0 | 0 | 0 |  | 0 | 0 | 0 | 0 | 0 | 17662.4214 | 11988.5827 | 14313.1453 | 0 | no | Surplus | yes |  | 0 | 0 | 0 | 3319.6345 | 0 | no | 0 | 0 | 0 | 3319.6345 | 0 |  |  | 0 | 0 | 0 | 0 | 0 |  | 0 | 0 | 0 | 0 | 0
| 17035.8567 | 0 | no | Surplus | yes |  | 0 | 0 | 0 | 626.5647 | 0 | no | 0 | 0 | 0 | 626.5647 | 4860 | no | 17035.8567 | 0 | 24300 |  |  | 0 |  |  | 0 | 0 | 0 | 0 | 0 |  | 0 | 0 | 0 | 0 | 0 | 17035.8567 | 11764.1807 | 13805.3944 | 0 | no | Surplus | yes |  | 0 | 0 | 0 | 2548.9646 | 0 | no | 0 | 0 | 0 | 2548.9646 | 0 |  |  | 0 | 0 | 0 | 0 | 0 |  | 0 | 0 | 0 | 0 | 0
| 18995.2071 | 0 | yes | Deficit |  |  | 0 | 0 | 0 | 0 | 0 |  | 0 | 0 | 0 | 0 | 4860 | no |  | 0 | 24300 | no | 18995.2071 | 0 | no | no | 0 | 0 | 0 | 0 | 0 |  | 0 | 0 | 0 | 0 | 0 | 18995.2071 | 12088.5294 | 15393.1986 | 0 | no | Surplus | yes |  | 0 | 0 | 0 | 1716.865 | 0 | no | 0 | 0 | 0 | 1716.865 | 0 |  |  | 0 | 0 | 0 | 0 | 0 |  | 0 | 0 | 0 | 0 | 0
| 18773.0281 | 0 | no | Surplus | yes |  | 0 | 0 | 0 | 222.179 | 0 | no | 0 | 0 | 0 | 222.179 | 4860 | no | 18773.0281 | 0 | 24300 |  |  | 0 |  |  | 0 | 0 | 0 | 0 | 0 |  | 0 | 0 | 0 | 0 | 0 | 18773.0281 | 12187.3849 | 15213.1508 | 0 | no | Surplus | yes |  | 0 | 0 | 0 | 3205.8138 | 0 | no | 0 | 0 | 0 | 3205.8138 | 0 |  |  | 0 | 0 | 0 | 0 | 0 |  | 0 | 0 | 0 | 0 | 0
| 17349.2946 | 0 | no | Surplus | yes |  | 0 | 0 | 0 | 1423.7335 | 0 | no | 0 | 0 | 0 | 1423.7335 | 4860 | no | 17349.2946 | 0 | 24300 |  |  | 0 |  |  | 0 | 0 | 0 | 0 | 0 |  | 0 | 0 | 0 | 0 | 0 | 17349.2946 | 12354.2752 | 14059.3959 | 0 | no | Surplus | yes |  | 0 | 0 | 0 | 2858.8756 | 0 | no | 0 | 0 | 0 | 2858.8756 | 0 |  |  | 0 | 0 | 0 | 0 | 0 |  | 0 | 0 | 0 | 0 | 0
| 16080.2019 | 0 | no | Surplus | yes |  | 0 | 0 | 0 | 1269.0927 | 0 | no | 0 | 0 | 0 | 1269.0927 | 4860 | no | 16080.2019 | 0 | 24300 |  |  | 0 |  |  | 0 | 0 | 0 | 0 | 0 |  | 0 | 0 | 0 | 0 | 0 | 16080.2019 | 12775.6416 | 13030.9578 | 0 | no | Surplus | yes |  | 0 | 0 | 0 | 1283.7543 | 0 | no | 0 | 0 | 0 | 1283.7543 | 0 |  |  | 0 | 0 | 0 | 0 | 0 |  | 0 | 0 | 0 | 0 | 0
| 17328.8764 | 0 | yes | Deficit |  |  | 0 | 0 | 0 | 0 | 0 |  | 0 | 0 | 0 | 0 | 4860 | no |  | 0 | 24300 | no | 17328.8764 | 0 | no | no | 0 | 0 | 0 | 0 | 0 |  | 0 | 0 | 0 | 0 | 0 | 17328.8764 | 12952.467 | 14042.8496 | 0 | no | Surplus | yes |  | 0 | 0 | 0 | 78.4908 | 0 | no | 0 | 0 | 0 | 78.4908 | 0 |  |  | 0 | 0 | 0 | 0 | 0 |  | 0 | 0 | 0 | 0 | 0
| 16438.8294 | 0 | no | Surplus | yes |  | 0 | 0 | 0 | 890.047 | 0 | no | 0 | 0 | 0 | 890.047 | 4860 | no | 16438.8294 | 0 | 24300 |  |  | 0 |  |  | 0 | 0 | 0 | 0 | 0 |  | 0 | 0 | 0 | 0 | 0 | 16438.8294 | 12895.5492 | 13321.5797 | 0 | no | Surplus | yes |  | 0 | 0 | 0 | 1147.3004 | 0 | no | 0 | 0 | 0 | 1147.3004 | 0 |  |  | 0 | 0 | 0 | 0 | 0 |  | 0 | 0 | 0 | 0 | 0
| 16035.4833 | 0 | no | Surplus | yes |  | 0 | 0 | 0 | 403.3461 | 0 | no | 0 | 0 | 0 | 403.3461 | 4860 | no | 16035.4833 | 0 | 24300 |  |  | 0 |  |  | 0 | 0 | 0 | 0 | 0 |  | 0 | 0 | 0 | 0 | 0 | 16035.4833 | 13190.3042 | 12994.719 | 0 | no | Surplus | yes |  | 0 | 0 | 0 | 131.2756 | 0 | no | 0 | 0 | 0 | 131.2756 | 0 |  |  | 0 | 0 | 0 | 0 | 0 |  | 0 | 0 | 0 | 0 | 0
| 20473.6257 | 0 | yes | Deficit |  |  | 0 | 0 | 0 | 0 | 0 |  | 0 | 0 | 0 | 0 | 4860 | no |  | 0 | 24300 | no | 20473.6257 | 0 | no | no | 0 | 0 | 0 | 0 | 0 |  | 0 | 0 | 0 | 0 | 0 | 20473.6257 | 13231.3372 | 16591.2688 | 0 | yes | Deficit |  |  | 0 | 0 | 0 | 0 | 0 |  | 0 | 0 | 0 | 0 | 236.6181 | yes |  | 0 | 0 | 0 | 236.6181 | 0 | no | 0 | 0 | 0 | 236.6181 | 0
| 21341.5719 | 0 | yes | Deficit |  |  | 0 | 0 | 0 | 0 | 0 |  | 0 | 0 | 0 | 0 | 4860 | no |  | 0 | 24300 | no | 21341.5719 | 0 | no | no | 0 | 0 | 0 | 0 | 0 |  | 0 | 0 | 0 | 0 | 0 | 21341.5719 | 13228.6625 | 17294.6288 | 0 | no | Surplus | yes |  | 0 | 0 | 0 | 3362.6064 | 0 | no | 0 | 0 | 0 | 3362.6064 | 0 |  |  | 0 | 0 | 0 | 0 | 0 |  | 0 | 0 | 0 | 0 | 0
| 18160.1081 | 0 | no | Surplus | yes |  | 0 | 0 | 0 | 3181.4639 | 0 | no | 0 | 0 | 0 | 3181.4639 | 4860 | no | 18160.1081 | 0 | 24300 |  |  | 0 |  |  | 0 | 0 | 0 | 0 | 0 |  | 0 | 0 | 0 | 0 | 0 | 18160.1081 | 13492.6038 | 14716.4571 | 0 | no | Surplus | yes |  | 0 | 0 | 0 | 3802.025 | 0 | no | 0 | 0 | 0 | 3802.025 | 0 |  |  | 0 | 0 | 0 | 0 | 0 |  | 0 | 0 | 0 | 0 | 0
| 18004.5182 | 0 | no | Surplus | yes |  | 0 | 0 | 0 | 155.5899 | 0 | no | 0 | 0 | 0 | 155.5899 | 4860 | no | 18004.5182 | 0 | 24300 |  |  | 0 |  |  | 0 | 0 | 0 | 0 | 0 |  | 0 | 0 | 0 | 0 | 0 | 18004.5182 | 12750.2484 | 14590.3713 | 0 | no | Surplus | yes |  | 0 | 0 | 0 | 1966.2087 | 0 | no | 0 | 0 | 0 | 1966.2087 | 0 |  |  | 0 | 0 | 0 | 0 | 0 |  | 0 | 0 | 0 | 0 | 0
| 16642.4331 | 0 | no | Surplus | yes |  | 0 | 0 | 0 | 1362.0851 | 0 | no | 0 | 0 | 0 | 1362.0851 | 4860 | no | 16642.4331 | 0 | 24300 |  |  | 0 |  |  | 0 | 0 | 0 | 0 | 0 |  | 0 | 0 | 0 | 0 | 0 | 16642.4331 | 11823.71 | 13486.5746 | 0 | no | Surplus | yes |  | 0 | 0 | 0 | 2766.6612 | 0 | no | 0 | 0 | 0 | 2766.6612 | 0 |  |  | 0 | 0 | 0 | 0 | 0 |  | 0 | 0 | 0 | 0 | 0
| 15611.5752 | 0 | no | Surplus | yes |  | 0 | 0 | 0 | 1030.8579 | 0 | no | 0 | 0 | 0 | 1030.8579 | 4860 | no | 15611.5752 | 0 | 24300 |  |  | 0 |  |  | 0 | 0 | 0 | 0 | 0 |  | 0 | 0 | 0 | 0 | 0 | 15611.5752 | 11218.8735 | 12651.1954 | 0 | no | Surplus | yes |  | 0 | 0 | 0 | 2267.7011 | 0 | no | 0 | 0 | 0 | 2267.7011 | 0 |  |  | 0 | 0 | 0 | 0 | 0 |  | 0 | 0 | 0 | 0 | 0
| 14588.6847 | 0 | no | Surplus | yes |  | 0 | 0 | 0 | 1022.8905 | 0 | no | 0 | 0 | 0 | 1022.8905 | 4860 | no | 14588.6847 | 0 | 24300 |  |  | 0 |  |  | 0 | 0 | 0 | 0 | 0 |  | 0 | 0 | 0 | 0 | 0 | 14588.6847 | 12125.5636 | 11822.2728 | 0 | no | Surplus | yes |  | 0 | 0 | 0 | 525.6319 | 0 | no | 0 | 0 | 0 | 525.6319 | 0 |  |  | 0 | 0 | 0 | 0 | 0 |  | 0 | 0 | 0 | 0 | 0
| 15392.6229 | 0 | yes | Deficit |  |  | 0 | 0 | 0 | 0 | 0 |  | 0 | 0 | 0 | 0 | 4860 | no |  | 0 | 24300 | no | 15392.6229 | 0 | no | no | 0 | 0 | 0 | 0 | 0 |  | 0 | 0 | 0 | 0 | 0 | 15392.6229 | 11757.3605 | 12473.7625 | 0 | no | Surplus | yes |  | 0 | 0 | 0 | 64.9123 | 0 | no | 0 | 0 | 0 | 64.9123 | 0 |  |  | 0 | 0 | 0 | 0 | 0 |  | 0 | 0 | 0 | 0 | 0
| 18977.7115 | 0 | yes | Deficit |  |  | 0 | 0 | 0 | 0 | 0 |  | 0 | 0 | 0 | 0 | 4860 | no |  | 0 | 24300 | no | 18977.7115 | 0 | no | no | 0 | 0 | 0 | 0 | 0 |  | 0 | 0 | 0 | 0 | 0 | 18977.7115 | 12374.279 | 15379.0207 | 0 | no | Surplus | yes |  | 0 | 0 | 0 | 99.4835 | 0 | no | 0 | 0 | 0 | 99.4835 | 0 |  |  | 0 | 0 | 0 | 0 | 0 |  | 0 | 0 | 0 | 0 | 0
| 15787.3598 | 0 | no | Surplus | yes |  | 0 | 0 | 0 | 3190.3517 | 0 | no | 0 | 0 | 0 | 3190.3517 | 4860 | no | 15787.3598 | 0 | 24300 |  |  | 0 |  |  | 0 | 0 | 0 | 0 | 0 |  | 0 | 0 | 0 | 0 | 0 | 15787.3598 | 10375.6242 | 12793.6465 | 0 | no | Surplus | yes |  | 0 | 0 | 0 | 5003.3965 | 0 | no | 0 | 0 | 0 | 5003.3965 | 0 |  |  | 0 | 0 | 0 | 0 | 0 |  | 0 | 0 | 0 | 0 | 0
| 16799.1793 | 0 | yes | Deficit |  |  | 0 | 0 | 0 | 0 | 0 |  | 0 | 0 | 0 | 0 | 4860 | no |  | 0 | 24300 | no | 16799.1793 | 0 | no | no | 0 | 0 | 0 | 0 | 0 |  | 0 | 0 | 0 | 0 | 0 | 16799.1793 | 10083.9054 | 13613.5975 | 0 | no | Surplus | yes |  | 0 | 0 | 0 | 2709.7411 | 0 | no | 0 | 0 | 0 | 2709.7411 | 0 |  |  | 0 | 0 | 0 | 0 | 0 |  | 0 | 0 | 0 | 0 | 0
| 16814.224 | 0 | yes | Deficit |  |  | 0 | 0 | 0 | 0 | 0 |  | 0 | 0 | 0 | 0 | 4860 | no |  | 0 | 24300 | no | 16814.224 | 0 | no | no | 0 | 0 | 0 | 0 | 0 |  | 0 | 0 | 0 | 0 | 0 | 16814.224 | 10475.4231 | 13625.7893 | 0 | no | Surplus | yes |  | 0 | 0 | 0 | 3138.1744 | 0 | no | 0 | 0 | 0 | 3138.1744 | 0 |  |  | 0 | 0 | 0 | 0 | 0 |  | 0 | 0 | 0 | 0 | 0
| 19066.1446 | 0 | yes | Deficit |  |  | 0 | 0 | 0 | 0 | 0 |  | 0 | 0 | 0 | 0 | 4860 | no |  | 0 | 24300 | no | 19066.1446 | 0 | no | no | 0 | 0 | 0 | 0 | 0 |  | 0 | 0 | 0 | 0 | 0 | 19066.1446 | 11645.8833 | 15450.6845 | 0 | no | Surplus | yes |  | 0 | 0 | 0 | 1979.9061 | 0 | no | 0 | 0 | 0 | 1979.9061 | 0 |  |  | 0 | 0 | 0 | 0 | 0 |  | 0 | 0 | 0 | 0 | 0
| 18957.4489 | 0 | no | Surplus | yes |  | 0 | 0 | 0 | 108.6957 | 0 | no | 0 | 0 | 0 | 108.6957 | 4860 | no | 18957.4489 | 0 | 24300 |  |  | 0 |  |  | 0 | 0 | 0 | 0 | 0 |  | 0 | 0 | 0 | 0 | 0 | 18957.4489 | 11794.7856 | 15362.6004 | 0 | no | Surplus | yes |  | 0 | 0 | 0 | 3655.8988 | 0 | no | 0 | 0 | 0 | 3655.8988 | 0 |  |  | 0 | 0 | 0 | 0 | 0 |  | 0 | 0 | 0 | 0 | 0
| 20482.5491 | 0 | yes | Deficit |  |  | 0 | 0 | 0 | 0 | 0 |  | 0 | 0 | 0 | 0 | 4860 | no |  | 0 | 24300 | no | 20482.5491 | 0 | no | no | 0 | 0 | 0 | 0 | 0 |  | 0 | 0 | 0 | 0 | 0 | 20482.5491 | 12733.7235 | 16598.5001 | 0 | no | Surplus | yes |  | 0 | 0 | 0 | 2628.877 | 0 | no | 0 | 0 | 0 | 2628.877 | 0 |  |  | 0 | 0 | 0 | 0 | 0 |  | 0 | 0 | 0 | 0 | 0
| 18962.9586 | 0 | no | Surplus | yes |  | 0 | 0 | 0 | 1519.5905 | 0 | no | 0 | 0 | 0 | 1519.5905 | 4860 | no | 18962.9586 | 0 | 24300 |  |  | 0 |  |  | 0 | 0 | 0 | 0 | 0 |  | 0 | 0 | 0 | 0 | 0 | 18962.9586 | 12263.0396 | 15367.0653 | 0 | no | Surplus | yes |  | 0 | 0 | 0 | 4335.4604 | 0 | no | 0 | 0 | 0 | 4335.4604 | 0 |  |  | 0 | 0 | 0 | 0 | 0 |  | 0 | 0 | 0 | 0 | 0
| 18193.6692 | 0 | no | Surplus | yes |  | 0 | 0 | 0 | 769.2894 | 0 | no | 0 | 0 | 0 | 769.2894 | 4860 | no | 18193.6692 | 0 | 24300 |  |  | 0 |  |  | 0 | 0 | 0 | 0 | 0 |  | 0 | 0 | 0 | 0 | 0 | 18193.6692 | 14272.6648 | 14743.6541 | 0 | no | Surplus | yes |  | 0 | 0 | 0 | 1094.4005 | 0 | no | 0 | 0 | 0 | 1094.4005 | 0 |  |  | 0 | 0 | 0 | 0 | 0 |  | 0 | 0 | 0 | 0 | 0
| 18222.7 | 0 | yes | Deficit |  |  | 0 | 0 | 0 | 0 | 0 |  | 0 | 0 | 0 | 0 | 4860 | no |  | 0 | 24300 | no | 18222.7 | 0 | no | no | 0 | 0 | 0 | 0 | 0 |  | 0 | 0 | 0 | 0 | 0 | 18222.7 | 12657.6541 | 14767.1799 | 0 | no | Surplus | yes |  | 0 | 0 | 0 | 2086 | 0 | no | 0 | 0 | 0 | 2086 | 0 |  |  | 0 | 0 | 0 | 0 | 0 |  | 0 | 0 | 0 | 0 | 0
| 19460.0131 | 0 | yes | Deficit |  |  | 0 | 0 | 0 | 0 | 0 |  | 0 | 0 | 0 | 0 | 4860 | no |  | 0 | 24300 | no | 19460.0131 | 0 | no | no | 0 | 0 | 0 | 0 | 0 |  | 0 | 0 | 0 | 0 | 0 | 19460.0131 | 11405.3239 | 15769.8647 | 0 | no | Surplus | yes |  | 0 | 0 | 0 | 3361.856 | 0 | no | 0 | 0 | 0 | 3361.856 | 0 |  |  | 0 | 0 | 0 | 0 | 0 |  | 0 | 0 | 0 | 0 | 0
| 21479.4807 | 0 | yes | Deficit |  |  | 0 | 0 | 0 | 0 | 0 |  | 0 | 0 | 0 | 0 | 4860 | no |  | 0 | 24300 | no | 21479.4807 | 0 | no | no | 0 | 0 | 0 | 0 | 0 |  | 0 | 0 | 0 | 0 | 0 | 21479.4807 | 10514.6658 | 17406.3863 | 0 | no | Surplus | yes |  | 0 | 0 | 0 | 5255.1989 | 0 | no | 0 | 0 | 0 | 5255.1989 | 0 |  |  | 0 | 0 | 0 | 0 | 0 |  | 0 | 0 | 0 | 0 | 0
| 20157.2652 | 0 | no | Surplus | yes |  | 0 | 0 | 0 | 1322.2155 | 0 | no | 0 | 0 | 0 | 1322.2155 | 4860 | no | 20157.2652 | 0 | 24300 |  |  | 0 |  |  | 0 | 0 | 0 | 0 | 0 |  | 0 | 0 | 0 | 0 | 0 | 20157.2652 | 11015.391 | 16334.8988 | 0 | no | Surplus | yes |  | 0 | 0 | 0 | 6390.9953 | 0 | no | 0 | 0 | 0 | 6390.9953 | 0 |  |  | 0 | 0 | 0 | 0 | 0 |  | 0 | 0 | 0 | 0 | 0
| 20985.2834 | 0 | yes | Deficit |  |  | 0 | 0 | 0 | 0 | 0 |  | 0 | 0 | 0 | 0 | 4860 | no |  | 0 | 24300 | no | 20985.2834 | 0 | no | no | 0 | 0 | 0 | 0 | 0 |  | 0 | 0 | 0 | 0 | 0 | 20985.2834 | 12919.0359 | 17005.9022 | 0 | no | Surplus | yes |  | 0 | 0 | 0 | 3415.863 | 0 | no | 0 | 0 | 0 | 3415.863 | 0 |  |  | 0 | 0 | 0 | 0 | 0 |  | 0 | 0 | 0 | 0 | 0
| 18675.4062 | 0 | no | Surplus | yes |  | 0 | 0 | 0 | 2309.8771 | 0 | no | 0 | 0 | 0 | 2309.8771 | 4860 | no | 18675.4062 | 0 | 24300 |  |  | 0 |  |  | 0 | 0 | 0 | 0 | 0 |  | 0 | 0 | 0 | 0 | 0 | 18675.4062 | 12843.9661 | 15134.0407 | 0 | no | Surplus | yes |  | 0 | 0 | 0 | 4161.9362 | 0 | no | 0 | 0 | 0 | 4161.9362 | 0 |  |  | 0 | 0 | 0 | 0 | 0 |  | 0 | 0 | 0 | 0 | 0
| 18889.5947 | 0 | yes | Deficit |  |  | 0 | 0 | 0 | 0 | 0 |  | 0 | 0 | 0 | 0 | 4860 | no |  | 0 | 24300 | no | 18889.5947 | 0 | no | no | 0 | 0 | 0 | 0 | 0 |  | 0 | 0 | 0 | 0 | 0 | 18889.5947 | 12677.5127 | 15307.6132 | 0 | no | Surplus | yes |  | 0 | 0 | 0 | 2456.528 | 0 | no | 0 | 0 | 0 | 2456.528 | 0 |  |  | 0 | 0 | 0 | 0 | 0 |  | 0 | 0 | 0 | 0 | 0
| 16883.0626 | 0 | no | Surplus | yes |  | 0 | 0 | 0 | 2006.5321 | 0 | no | 0 | 0 | 0 | 2006.5321 | 4860 | no | 16883.0626 | 0 | 24300 |  |  | 0 |  |  | 0 | 0 | 0 | 0 | 0 |  | 0 | 0 | 0 | 0 | 0 | 16883.0626 | 11908.5277 | 13681.5742 | 0 | no | Surplus | yes |  | 0 | 0 | 0 | 3399.0856 | 0 | no | 0 | 0 | 0 | 3399.0856 | 0 |  |  | 0 | 0 | 0 | 0 | 0 |  | 0 | 0 | 0 | 0 | 0
| 17048.405 | 0 | yes | Deficit |  |  | 0 | 0 | 0 | 0 | 0 |  | 0 | 0 | 0 | 0 | 4860 | no |  | 0 | 24300 | no | 17048.405 | 0 | no | no | 0 | 0 | 0 | 0 | 0 |  | 0 | 0 | 0 | 0 | 0 | 17048.405 | 12908.3391 | 13815.5632 | 0 | no | Surplus | yes |  | 0 | 0 | 0 | 773.2351 | 0 | no | 0 | 0 | 0 | 773.2351 | 0 |  |  | 0 | 0 | 0 | 0 | 0 |  | 0 | 0 | 0 | 0 | 0
| 18473.6568 | 0 | yes | Deficit |  |  | 0 | 0 | 0 | 0 | 0 |  | 0 | 0 | 0 | 0 | 4860 | no |  | 0 | 24300 | no | 18473.6568 | 0 | no | no | 0 | 0 | 0 | 0 | 0 |  | 0 | 0 | 0 | 0 | 0 | 18473.6568 | 13103.494 | 14970.5485 | 0 | no | Surplus | yes |  | 0 | 0 | 0 | 712.0692 | 0 | no | 0 | 0 | 0 | 712.0692 | 0 |  |  | 0 | 0 | 0 | 0 | 0 |  | 0 | 0 | 0 | 0 | 0
| 19337.7506 | 0 | yes | Deficit |  |  | 0 | 0 | 0 | 0 | 0 |  | 0 | 0 | 0 | 0 | 4860 | no |  | 0 | 24300 | no | 19337.7506 | 0 | no | no | 0 | 0 | 0 | 0 | 0 |  | 0 | 0 | 0 | 0 | 0 | 19337.7506 | 12347.4392 | 15670.7866 | 0 | no | Surplus | yes |  | 0 | 0 | 0 | 2623.1093 | 0 | no | 0 | 0 | 0 | 2623.1093 | 0 |  |  | 0 | 0 | 0 | 0 | 0 |  | 0 | 0 | 0 | 0 | 0
| 19013.4565 | 0 | no | Surplus | yes |  | 0 | 0 | 0 | 324.2941 | 0 | no | 0 | 0 | 0 | 324.2941 | 4860 | no | 19013.4565 | 0 | 24300 |  |  | 0 |  |  | 0 | 0 | 0 | 0 | 0 |  | 0 | 0 | 0 | 0 | 0 | 19013.4565 | 12504.1376 | 15407.9874 | 0 | no | Surplus | yes |  | 0 | 0 | 0 | 3166.649 | 0 | no | 0 | 0 | 0 | 3166.649 | 0 |  |  | 0 | 0 | 0 | 0 | 0 |  | 0 | 0 | 0 | 0 | 0
| 17549.3943 | 0 | no | Surplus | yes |  | 0 | 0 | 0 | 1464.0622 | 0 | no | 0 | 0 | 0 | 1464.0622 | 4860 | no | 17549.3943 | 0 | 24300 |  |  | 0 |  |  | 0 | 0 | 0 | 0 | 0 |  | 0 | 0 | 0 | 0 | 0 | 17549.3943 | 12696.6362 | 14221.5513 | 0 | no | Surplus | yes |  | 0 | 0 | 0 | 2711.3512 | 0 | no | 0 | 0 | 0 | 2711.3512 | 0 |  |  | 0 | 0 | 0 | 0 | 0 |  | 0 | 0 | 0 | 0 | 0
| 17617.9378 | 0 | yes | Deficit |  |  | 0 | 0 | 0 | 0 | 0 |  | 0 | 0 | 0 | 0 | 4860 | no |  | 0 | 24300 | no | 17617.9378 | 0 | no | no | 0 | 0 | 0 | 0 | 0 |  | 0 | 0 | 0 | 0 | 0 | 17617.9378 | 12742.9602 | 14277.0971 | 0 | no | Surplus | yes |  | 0 | 0 | 0 | 1478.5911 | 0 | no | 0 | 0 | 0 | 1478.5911 | 0 |  |  | 0 | 0 | 0 | 0 | 0 |  | 0 | 0 | 0 | 0 | 0
| 17109.4953 | 0 | no | Surplus | yes |  | 0 | 0 | 0 | 508.4425 | 0 | no | 0 | 0 | 0 | 508.4425 | 4860 | no | 17109.4953 | 0 | 24300 |  |  | 0 |  |  | 0 | 0 | 0 | 0 | 0 |  | 0 | 0 | 0 | 0 | 0 | 17109.4953 | 12516.0569 | 13865.0691 | 0 | no | Surplus | yes |  | 0 | 0 | 0 | 1761.0402 | 0 | no | 0 | 0 | 0 | 1761.0402 | 0 |  |  | 0 | 0 | 0 | 0 | 0 |  | 0 | 0 | 0 | 0 | 0
| 20164.9208 | 0 | yes | Deficit |  |  | 0 | 0 | 0 | 0 | 0 |  | 0 | 0 | 0 | 0 | 4860 | no |  | 0 | 24300 | no | 20164.9208 | 0 | no | no | 0 | 0 | 0 | 0 | 0 |  | 0 | 0 | 0 | 0 | 0 | 20164.9208 | 11835.69 | 16341.1028 | 0 | no | Surplus | yes |  | 0 | 0 | 0 | 2029.3791 | 0 | no | 0 | 0 | 0 | 2029.3791 | 0 |  |  | 0 | 0 | 0 | 0 | 0 |  | 0 | 0 | 0 | 0 | 0
| 20171.7916 | 0 | yes | Deficit |  |  | 0 | 0 | 0 | 0 | 0 |  | 0 | 0 | 0 | 0 | 4860 | no |  | 0 | 24300 | no | 20171.7916 | 0 | no | no | 0 | 0 | 0 | 0 | 0 |  | 0 | 0 | 0 | 0 | 0 | 20171.7916 | 13191.7885 | 16346.6706 | 0 | no | Surplus | yes |  | 0 | 0 | 0 | 3149.3143 | 0 | no | 0 | 0 | 0 | 3149.3143 | 0 |  |  | 0 | 0 | 0 | 0 | 0 |  | 0 | 0 | 0 | 0 | 0
| 18520.0839 | 0 | no | Surplus | yes |  | 0 | 0 | 0 | 1651.7076 | 0 | no | 0 | 0 | 0 | 1651.7076 | 4860 | no | 18520.0839 | 0 | 24300 |  |  | 0 |  |  | 0 | 0 | 0 | 0 | 0 |  | 0 | 0 | 0 | 0 | 0 | 18520.0839 | 13367.1449 | 15008.1717 | 0 | no | Surplus | yes |  | 0 | 0 | 0 | 2979.5257 | 0 | no | 0 | 0 | 0 | 2979.5257 | 0 |  |  | 0 | 0 | 0 | 0 | 0 |  | 0 | 0 | 0 | 0 | 0
| 17729.1169 | 0 | no | Surplus | yes |  | 0 | 0 | 0 | 790.9671 | 0 | no | 0 | 0 | 0 | 790.9671 | 4860 | no | 17729.1169 | 0 | 24300 |  |  | 0 |  |  | 0 | 0 | 0 | 0 | 0 |  | 0 | 0 | 0 | 0 | 0 | 17729.1169 | 13543.8089 | 14367.1936 | 0 | no | Surplus | yes |  | 0 | 0 | 0 | 1464.3628 | 0 | no | 0 | 0 | 0 | 1464.3628 | 0 |  |  | 0 | 0 | 0 | 0 | 0 |  | 0 | 0 | 0 | 0 | 0
| 18363.0918 | 0 | yes | Deficit |  |  | 0 | 0 | 0 | 0 | 0 |  | 0 | 0 | 0 | 0 | 4860 | no |  | 0 | 24300 | no | 18363.0918 | 0 | no | no | 0 | 0 | 0 | 0 | 0 |  | 0 | 0 | 0 | 0 | 0 | 18363.0918 | 13746.813 | 14880.9496 | 0 | no | Surplus | yes |  | 0 | 0 | 0 | 620.3806 | 0 | no | 0 | 0 | 0 | 620.3806 | 0 |  |  | 0 | 0 | 0 | 0 | 0 |  | 0 | 0 | 0 | 0 | 0
| 18178.9808 | 0 | no | Surplus | yes |  | 0 | 0 | 0 | 184.111 | 0 | no | 0 | 0 | 0 | 184.111 | 4860 | no | 18178.9808 | 0 | 24300 |  |  | 0 |  |  | 0 | 0 | 0 | 0 | 0 |  | 0 | 0 | 0 | 0 | 0 | 18178.9808 | 13122.1451 | 14731.751 | 0 | no | Surplus | yes |  | 0 | 0 | 0 | 1758.8045 | 0 | no | 0 | 0 | 0 | 1758.8045 | 0 |  |  | 0 | 0 | 0 | 0 | 0 |  | 0 | 0 | 0 | 0 | 0
| 19758.1502 | 0 | yes | Deficit |  |  | 0 | 0 | 0 | 0 | 0 |  | 0 | 0 | 0 | 0 | 4860 | no |  | 0 | 24300 | no | 19758.1502 | 0 | no | no | 0 | 0 | 0 | 0 | 0 |  | 0 | 0 | 0 | 0 | 0 | 19758.1502 | 12819.8913 | 16011.4669 | 0 | no | Surplus | yes |  | 0 | 0 | 0 | 1911.8597 | 0 | no | 0 | 0 | 0 | 1911.8597 | 0 |  |  | 0 | 0 | 0 | 0 | 0 |  | 0 | 0 | 0 | 0 | 0
| 21156.4944 | 0 | yes | Deficit |  |  | 0 | 0 | 0 | 0 | 0 |  | 0 | 0 | 0 | 0 | 4860 | no |  | 0 | 24300 | no | 21156.4944 | 0 | no | no | 0 | 0 | 0 | 0 | 0 |  | 0 | 0 | 0 | 0 | 0 | 21156.4944 | 12430.9987 | 17144.647 | 0 | no | Surplus | yes |  | 0 | 0 | 0 | 3580.4683 | 0 | no | 0 | 0 | 0 | 3580.4683 | 0 |  |  | 0 | 0 | 0 | 0 | 0 |  | 0 | 0 | 0 | 0 | 0
| 20653.8359 | 0 | no | Surplus | yes |  | 0 | 0 | 0 | 502.6585 | 0 | no | 0 | 0 | 0 | 502.6585 | 4860 | no | 20653.8359 | 0 | 24300 |  |  | 0 |  |  | 0 | 0 | 0 | 0 | 0 |  | 0 | 0 | 0 | 0 | 0 | 20653.8359 | 12952.9848 | 16737.3062 | 0 | no | Surplus | yes |  | 0 | 0 | 0 | 4191.6622 | 0 | no | 0 | 0 | 0 | 4191.6622 | 0 |  |  | 0 | 0 | 0 | 0 | 0 |  | 0 | 0 | 0 | 0 | 0
| 16721.3079 | 0 | no | Surplus | yes |  | 0 | 0 | 0 | 3932.5279 | 0 | no | 0 | 0 | 0 | 3932.5279 | 4860 | no | 16721.3079 | 0 | 24300 |  |  | 0 |  |  | 0 | 0 | 0 | 0 | 0 |  | 0 | 0 | 0 | 0 | 0 | 16721.3079 | 13161.3523 | 13550.4926 | 0 | no | Surplus | yes |  | 0 | 0 | 0 | 3575.9539 | 0 | no | 0 | 0 | 0 | 3575.9539 | 0 |  |  | 0 | 0 | 0 | 0 | 0 |  | 0 | 0 | 0 | 0 | 0
| 16766.7145 | 0 | yes | Deficit |  |  | 0 | 0 | 0 | 0 | 0 |  | 0 | 0 | 0 | 0 | 4860 | no |  | 0 | 24300 | no | 16766.7145 | 0 | no | no | 0 | 0 | 0 | 0 | 0 |  | 0 | 0 | 0 | 0 | 0 | 16766.7145 | 12819.7653 | 13587.2889 | 0 | no | Surplus | yes |  | 0 | 0 | 0 | 730.7274 | 0 | no | 0 | 0 | 0 | 730.7274 | 0 |  |  | 0 | 0 | 0 | 0 | 0 |  | 0 | 0 | 0 | 0 | 0
| 16247.4918 | 0 | no | Surplus | yes |  | 0 | 0 | 0 | 519.2227 | 0 | no | 0 | 0 | 0 | 519.2227 | 4860 | no | 16247.4918 | 0 | 24300 |  |  | 0 |  |  | 0 | 0 | 0 | 0 | 0 |  | 0 | 0 | 0 | 0 | 0 | 16247.4918 | 12581.3114 | 13166.525 | 0 | no | Surplus | yes |  | 0 | 0 | 0 | 1005.9775 | 0 | no | 0 | 0 | 0 | 1005.9775 | 0 |  |  | 0 | 0 | 0 | 0 | 0 |  | 0 | 0 | 0 | 0 | 0
| 18540.4091 | 0 | yes | Deficit |  |  | 0 | 0 | 0 | 0 | 0 |  | 0 | 0 | 0 | 0 | 4860 | no |  | 0 | 24300 | no | 18540.4091 | 0 | no | no | 0 | 0 | 0 | 0 | 0 |  | 0 | 0 | 0 | 0 | 0 | 18540.4091 | 12181.0777 | 15024.6427 | 0 | no | Surplus | yes |  | 0 | 0 | 0 | 985.4473 | 0 | no | 0 | 0 | 0 | 985.4473 | 0 |  |  | 0 | 0 | 0 | 0 | 0 |  | 0 | 0 | 0 | 0 | 0
| 18690.4269 | 0 | yes | Deficit |  |  | 0 | 0 | 0 | 0 | 0 |  | 0 | 0 | 0 | 0 | 4860 | no |  | 0 | 24300 | no | 18690.4269 | 0 | no | no | 0 | 0 | 0 | 0 | 0 |  | 0 | 0 | 0 | 0 | 0 | 18690.4269 | 11151.237 | 15146.213 | 0 | no | Surplus | yes |  | 0 | 0 | 0 | 3873.4057 | 0 | no | 0 | 0 | 0 | 3873.4057 | 0 |  |  | 0 | 0 | 0 | 0 | 0 |  | 0 | 0 | 0 | 0 | 0
| 17505.6139 | 0 | no | Surplus | yes |  | 0 | 0 | 0 | 1184.8129 | 0 | no | 0 | 0 | 0 | 1184.8129 | 4860 | no | 17505.6139 | 0 | 24300 |  |  | 0 |  |  | 0 | 0 | 0 | 0 | 0 |  | 0 | 0 | 0 | 0 | 0 | 17505.6139 | 11252.3621 | 14186.0729 | 0 | no | Surplus | yes |  | 0 | 0 | 0 | 3893.8509 | 0 | no | 0 | 0 | 0 | 3893.8509 | 0 |  |  | 0 | 0 | 0 | 0 | 0 |  | 0 | 0 | 0 | 0 | 0
| 19459.6856 | 0 | yes | Deficit |  |  | 0 | 0 | 0 | 0 | 0 |  | 0 | 0 | 0 | 0 | 4860 | no |  | 0 | 24300 | no | 19459.6856 | 0 | no | no | 0 | 0 | 0 | 0 | 0 |  | 0 | 0 | 0 | 0 | 0 | 19459.6856 | 11333.9829 | 15769.5994 | 0 | no | Surplus | yes |  | 0 | 0 | 0 | 2852.09 | 0 | no | 0 | 0 | 0 | 2852.09 | 0 |  |  | 0 | 0 | 0 | 0 | 0 |  | 0 | 0 | 0 | 0 | 0
| 17851.7647 | 0 | no | Surplus | yes |  | 0 | 0 | 0 | 1607.9209 | 0 | no | 0 | 0 | 0 | 1607.9209 | 4860 | no | 17851.7647 | 0 | 24300 |  |  | 0 |  |  | 0 | 0 | 0 | 0 | 0 |  | 0 | 0 | 0 | 0 | 0 | 17851.7647 | 11627.3302 | 14466.584 | 0 | no | Surplus | yes |  | 0 | 0 | 0 | 4142.2691 | 0 | no | 0 | 0 | 0 | 4142.2691 | 0 |  |  | 0 | 0 | 0 | 0 | 0 |  | 0 | 0 | 0 | 0 | 0
| 16889.6069 | 0 | no | Surplus | yes |  | 0 | 0 | 0 | 962.1578 | 0 | no | 0 | 0 | 0 | 962.1578 | 4860 | no | 16889.6069 | 0 | 24300 |  |  | 0 |  |  | 0 | 0 | 0 | 0 | 0 |  | 0 | 0 | 0 | 0 | 0 | 16889.6069 | 11335.8405 | 13686.8775 | 0 | no | Surplus | yes |  | 0 | 0 | 0 | 3130.7435 | 0 | no | 0 | 0 | 0 | 3130.7435 | 0 |  |  | 0 | 0 | 0 | 0 | 0 |  | 0 | 0 | 0 | 0 | 0
| 16033.5502 | 0 | no | Surplus | yes |  | 0 | 0 | 0 | 856.0567 | 0 | no | 0 | 0 | 0 | 856.0567 | 4860 | no | 16033.5502 | 0 | 24300 |  |  | 0 |  |  | 0 | 0 | 0 | 0 | 0 |  | 0 | 0 | 0 | 0 | 0 | 16033.5502 | 9598.8542 | 12993.1525 | 0 | no | Surplus | yes |  | 0 | 0 | 0 | 4088.0234 | 0 | no | 0 | 0 | 0 | 4088.0234 | 0 |  |  | 0 | 0 | 0 | 0 | 0 |  | 0 | 0 | 0 | 0 | 0
| 12454.5233 | 0 | no | Surplus | yes |  | 0 | 0 | 0 | 3579.0269 | 0 | no | 0 | 0 | 0 | 3579.0269 | 4860 | no | 12454.5233 | 0 | 24300 |  |  | 0 |  |  | 0 | 0 | 0 | 0 | 0 |  | 0 | 0 | 0 | 0 | 0 | 12454.5233 | 10767.8875 | 10092.8066 | 0 | no | Surplus | yes |  | 0 | 0 | 0 | 2225.265 | 0 | no | 0 | 0 | 0 | 2225.265 | 0 |  |  | 0 | 0 | 0 | 0 | 0 |  | 0 | 0 | 0 | 0 | 0
| 11651.7682 | 0 | no | Surplus | yes |  | 0 | 0 | 0 | 802.7551 | 0 | no | 0 | 0 | 0 | 802.7551 | 4860 | no | 11651.7682 | 0 | 24300 |  |  | 0 |  |  | 0 | 0 | 0 | 0 | 0 |  | 0 | 0 | 0 | 0 | 0 | 11651.7682 | 10692.1726 | 9442.2757 | 0 | yes | Deficit |  |  | 0 | 0 | 0 | 0 | 0 |  | 0 | 0 | 0 | 0 | 599.366 | yes |  | 0 | 0 | 0 | 599.366 | 0 | no | 0 | 0 | 0 | 599.366 | 0
| 12269.6787 | 0 | yes | Deficit |  |  | 0 | 0 | 0 | 0 | 0 |  | 0 | 0 | 0 | 0 | 4860 | no |  | 0 | 23303.5363 | no | 12269.6787 | 0 | no | no | 0 | 0 | 0 | 0 | 0 |  | 0 | 0 | 0 | 0 | 0 | 12269.6787 | 11331.1416 | 9943.0135 | 0 | yes | Deficit |  |  | 0 | 0 | 0 | 0 | 0 |  | 0 | 0 | 0 | 0 | 1888.8659 | yes |  | 0 | 0 | 0 | 1888.8659 | 0 | no | 0 | 0 | 0 | 1888.8659 | 0
| 10409.0389 | 0 | no | Surplus | yes |  | 0 | 0 | 0 | 1860.6398 | 0 | no | 0 | 0 | 0 | 1860.6398 | 4860 | no | 10409.0389 | 0 | 24300 |  |  | 0 |  |  | 0 | 0 | 0 | 0 | 0 |  | 0 | 0 | 0 | 0 | 0 | 10409.0389 | 12248.1622 | 8435.2017 | 0 | yes | Deficit |  |  | 0 | 0 | 0 | 0 | 0 |  | 0 | 0 | 0 | 0 | 2305.1487 | yes |  | 0 | 0 | 0 | 2305.1487 | 0 | no | 0 | 0 | 0 | 2305.1487 | 0
| 9796.5633 | 0 | no | Surplus | yes |  | 0 | 0 | 0 | 612.4756 | 0 | no | 0 | 0 | 0 | 612.4756 | 4860 | no | 9796.5633 | 0 | 20818.0777 |  |  | 0 |  |  | 0 | 0 | 0 | 0 | 0 |  | 0 | 0 | 0 | 0 | 0 | 9796.5633 | 12578.5383 | 7938.8681 | 0 | yes | Deficit |  |  | 0 | 0 | 0 | 0 | 0 |  | 0 | 0 | 0 | 0 | 4143.3367 | yes |  | 0 | 0 | 0 | 4143.3367 | 0 | no | 0 | 0 | 0 | 4143.3367 | 0
| 8928.7786 | 0 | no | Surplus | yes |  | 0 | 0 | 0 | 867.7847 | 0 | no | 0 | 0 | 0 | 867.7847 | 4860 | no | 8928.7786 | 0 | 19593.1266 |  |  | 0 |  |  | 0 | 0 | 0 | 0 | 0 |  | 0 | 0 | 0 | 0 | 0 | 8928.7786 | 12997.9419 | 7235.639 | 0 | yes | Deficit |  |  | 0 | 0 | 0 | 0 | 0 |  | 0 | 0 | 0 | 0 | 5059.0738 | yes |  | 0 | 0 | 0 | 5059.0738 | 0 | no | 0 | 0 | 0 | 5059.0738 | 0
| 12530.6655 | 0 | yes | Deficit |  |  | 0 | 0 | 0 | 0 | 0 |  | 0 | 0 | 0 | 0 | 4860 | no |  | 0 | 17857.5571 | no | 12530.6655 | 0 | no | no | 0 | 0 | 0 | 0 | 0 |  | 0 | 0 | 0 | 0 | 0 | 12530.6655 | 11872.0474 | 10154.5101 | 0 | yes | Deficit |  |  | 0 | 0 | 0 | 0 | 0 |  | 0 | 0 | 0 | 0 | 4636.4084 | yes |  | 0 | 0 | 0 | 4636.4084 | 0 | no | 0 | 0 | 0 | 4636.4084 | 0
| 11434.3878 | 0 | no | Surplus | yes |  | 0 | 0 | 0 | 1096.2776 | 0 | no | 0 | 0 | 0 | 1096.2776 | 4860 | no | 11434.3878 | 0 | 24300 |  |  | 0 |  |  | 0 | 0 | 0 | 0 | 0 |  | 0 | 0 | 0 | 0 | 0 | 11434.3878 | 13060.2523 | 9266.1166 | 0 | yes | Deficit |  |  | 0 | 0 | 0 | 0 | 0 |  | 0 | 0 | 0 | 0 | 2905.7422 | yes |  | 0 | 0 | 0 | 2905.7422 | 0 | no | 0 | 0 | 0 | 2905.7422 | 0
| 9909.3625 | 0 | no | Surplus | yes |  | 0 | 0 | 0 | 1525.0253 | 0 | no | 0 | 0 | 0 | 1525.0253 | 4860 | no | 9909.3625 | 0 | 22868.7757 |  |  | 0 |  |  | 0 | 0 | 0 | 0 | 0 |  | 0 | 0 | 0 | 0 | 0 | 9909.3625 | 12773.8541 | 8030.2776 | 0 | yes | Deficit |  |  | 0 | 0 | 0 | 0 | 0 |  | 0 | 0 | 0 | 0 | 3507.7375 | yes |  | 0 | 0 | 0 | 3507.7375 | 0 | no | 0 | 0 | 0 | 3507.7375 | 0
| 10975.7359 | 0 | yes | Deficit |  |  | 0 | 0 | 0 | 0 | 0 |  | 0 | 0 | 0 | 0 | 4860 | no |  | 0 | 19818.7251 | no | 10975.7359 | 0 | no | no | 0 | 0 | 0 | 0 | 0 |  | 0 | 0 | 0 | 0 | 0 | 10975.7359 | 13288.5467 | 8894.4376 | 0 | yes | Deficit |  |  | 0 | 0 | 0 | 0 | 0 |  | 0 | 0 | 0 | 0 | 5258.2691 | yes |  | 0 | 0 | 0 | 5258.2691 | 0 | no | 0 | 0 | 0 | 5258.2691 | 0
| 13741.7632 | 0 | yes | Deficit |  |  | 0 | 0 | 0 | 0 | 0 |  | 0 | 0 | 0 | 0 | 4860 | no |  | 0 | 21951.4719 | no | 13741.7632 | 0 | no | no | 0 | 0 | 0 | 0 | 0 |  | 0 | 0 | 0 | 0 | 0 | 13741.7632 | 12577.9431 | 11135.9508 | 0 | yes | Deficit |  |  | 0 | 0 | 0 | 0 | 0 |  | 0 | 0 | 0 | 0 | 3683.5056 | yes |  | 0 | 0 | 0 | 3683.5056 | 0 | no | 0 | 0 | 0 | 3683.5056 | 0
| 17876.6399 | 0 | yes | Deficit |  |  | 0 | 0 | 0 | 0 | 0 |  | 0 | 0 | 0 | 0 | 4860 | no |  | 0 | 24300 | no | 17876.6399 | 0 | no | no | 0 | 0 | 0 | 0 | 0 |  | 0 | 0 | 0 | 0 | 0 | 17876.6399 | 11226.6512 | 14486.7422 | 0 | yes | Deficit |  |  | 0 | 0 | 0 | 0 | 0 |  | 0 | 0 | 0 | 0 | 90.7004 | yes |  | 0 | 0 | 0 | 90.7004 | 0 | no | 0 | 0 | 0 | 90.7004 | 0
| 13027.6131 | 0 | no | Surplus | yes |  | 0 | 0 | 0 | 4849.0268 | 0 | no | 0 | 0 | 0 | 4849.0268 | 4860 | no | 13027.6131 | 0 | 24300 |  |  | 0 |  |  | 0 | 0 | 0 | 0 | 0 |  | 0 | 0 | 0 | 0 | 0 | 13027.6131 | 11820.721 | 10557.2229 | 0 | no | Surplus | yes |  | 0 | 0 | 0 | 2666.0211 | 0 | no | 0 | 0 | 0 | 2666.0211 | 0 |  |  | 0 | 0 | 0 | 0 | 0 |  | 0 | 0 | 0 | 0 | 0
| 13287.3796 | 0 | yes | Deficit |  |  | 0 | 0 | 0 | 0 | 0 |  | 0 | 0 | 0 | 0 | 4860 | no |  | 0 | 24300 | no | 13287.3796 | 0 | no | no | 0 | 0 | 0 | 0 | 0 |  | 0 | 0 | 0 | 0 | 0 | 13287.3796 | 10132.1254 | 10767.7306 | 0 | no | Surplus | yes |  | 0 | 0 | 0 | 425.0975 | 0 | no | 0 | 0 | 0 | 425.0975 | 0 |  |  | 0 | 0 | 0 | 0 | 0 |  | 0 | 0 | 0 | 0 | 0
| 12441.3245 | 0 | no | Surplus | yes |  | 0 | 0 | 0 | 846.055 | 0 | no | 0 | 0 | 0 | 846.055 | 4860 | no | 12441.3245 | 0 | 24300 |  |  | 0 |  |  | 0 | 0 | 0 | 0 | 0 |  | 0 | 0 | 0 | 0 | 0 | 12441.3245 | 10243.8536 | 10082.1107 | 0 | no | Surplus | yes |  | 0 | 0 | 0 | 523.877 | 0 | no | 0 | 0 | 0 | 523.877 | 0 |  |  | 0 | 0 | 0 | 0 | 0 |  | 0 | 0 | 0 | 0 | 0
| 11572.5681 | 0 | no | Surplus | yes |  | 0 | 0 | 0 | 868.7564 | 0 | no | 0 | 0 | 0 | 868.7564 | 4860 | no | 11572.5681 | 0 | 24300 |  |  | 0 |  |  | 0 | 0 | 0 | 0 | 0 |  | 0 | 0 | 0 | 0 | 0 | 11572.5681 | 10864.2642 | 9378.0941 | 0 | yes | Deficit |  |  | 0 | 0 | 0 | 0 | 0 |  | 0 | 0 | 0 | 0 | 782.1535 | yes |  | 0 | 0 | 0 | 782.1535 | 0 | no | 0 | 0 | 0 | 782.1535 | 0
| 11218.386 | 0 | no | Surplus | yes |  | 0 | 0 | 0 | 354.1821 | 0 | no | 0 | 0 | 0 | 354.1821 | 4860 | no | 11218.386 | 0 | 23145.1362 |  |  | 0 |  |  | 0 | 0 | 0 | 0 | 0 |  | 0 | 0 | 0 | 0 | 0 | 11218.386 | 9236.3675 | 9091.0745 | 0 | no | Surplus | yes |  | 0 | 0 | 0 | 141.7266 | 0 | no | 0 | 0 | 0 | 141.7266 | 0 |  |  | 0 | 0 | 0 | 0 | 0 |  | 0 | 0 | 0 | 0 | 0
| 12206.3641 | 0 | yes | Deficit |  |  | 0 | 0 | 0 | 0 | 0 |  | 0 | 0 | 0 | 0 | 4860 | no |  | 0 | 22436.772 | no | 12206.3641 | 0 | no | no | 0 | 0 | 0 | 0 | 0 |  | 0 | 0 | 0 | 0 | 0 | 12206.3641 | 8158.0687 | 9891.7051 | 0 | no | Surplus | yes |  | 0 | 0 | 0 | 933.0059 | 0 | no | 0 | 0 | 0 | 933.0059 | 0 |  |  | 0 | 0 | 0 | 0 | 0 |  | 0 | 0 | 0 | 0 | 0
| 14313.0202 | 0 | yes | Deficit |  |  | 0 | 0 | 0 | 0 | 0 |  | 0 | 0 | 0 | 0 | 4860 | no |  | 0 | 24300 | no | 14313.0202 | 0 | no | no | 0 | 0 | 0 | 0 | 0 |  | 0 | 0 | 0 | 0 | 0 | 14313.0202 | 10919.4883 | 11598.8819 | 0 | yes | Deficit |  |  | 0 | 0 | 0 | 0 | 0 |  | 0 | 0 | 0 | 0 | 1027.7832 | yes |  | 0 | 0 | 0 | 1027.7832 | 0 | no | 0 | 0 | 0 | 1027.7832 | 0
| 14250.8641 | 0 | no | Surplus | yes |  | 0 | 0 | 0 | 62.1561 | 0 | no | 0 | 0 | 0 | 62.1561 | 4860 | no | 14250.8641 | 0 | 24300 |  |  | 0 |  |  | 0 | 0 | 0 | 0 | 0 |  | 0 | 0 | 0 | 0 | 0 | 14250.8641 | 11608.6373 | 11548.5122 | 0 | yes | Deficit |  |  | 0 | 0 | 0 | 0 | 0 |  | 0 | 0 | 0 | 0 | 9.7554 | yes |  | 0 | 0 | 0 | 9.7554 | 0 | no | 0 | 0 | 0 | 9.7554 | 0
| 13734.1371 | 0 | no | Surplus | yes |  | 0 | 0 | 0 | 516.727 | 0 | no | 0 | 0 | 0 | 516.727 | 4860 | no | 13734.1371 | 0 | 24300 |  |  | 0 |  |  | 0 | 0 | 0 | 0 | 0 |  | 0 | 0 | 0 | 0 | 0 | 13734.1371 | 8653.8388 | 11129.7707 | 0 | no | Surplus | yes |  | 0 | 0 | 0 | 2894.6735 | 0 | no | 0 | 0 | 0 | 2894.6735 | 0 |  |  | 0 | 0 | 0 | 0 | 0 |  | 0 | 0 | 0 | 0 | 0
| 15006.538 | 0 | yes | Deficit |  |  | 0 | 0 | 0 | 0 | 0 |  | 0 | 0 | 0 | 0 | 4860 | no |  | 0 | 24300 | no | 15006.538 | 0 | no | no | 0 | 0 | 0 | 0 | 0 |  | 0 | 0 | 0 | 0 | 0 | 15006.538 | 8614.4386 | 12160.8898 | 0 | no | Surplus | yes |  | 0 | 0 | 0 | 2515.3321 | 0 | no | 0 | 0 | 0 | 2515.3321 | 0 |  |  | 0 | 0 | 0 | 0 | 0 |  | 0 | 0 | 0 | 0 | 0
| 15741.8475 | 0 | yes | Deficit |  |  | 0 | 0 | 0 | 0 | 0 |  | 0 | 0 | 0 | 0 | 4860 | no |  | 0 | 24300 | no | 15741.8475 | 0 | no | no | 0 | 0 | 0 | 0 | 0 |  | 0 | 0 | 0 | 0 | 0 | 15741.8475 | 9638.3411 | 12756.7646 | 0 | no | Surplus | yes |  | 0 | 0 | 0 | 2522.5487 | 0 | no | 0 | 0 | 0 | 2522.5487 | 0 |  |  | 0 | 0 | 0 | 0 | 0 |  | 0 | 0 | 0 | 0 | 0
| 12710.3765 | 0 | no | Surplus | yes |  | 0 | 0 | 0 | 3031.4711 | 0 | no | 0 | 0 | 0 | 3031.4711 | 4860 | no | 12710.3765 | 0 | 24300 |  |  | 0 |  |  | 0 | 0 | 0 | 0 | 0 |  | 0 | 0 | 0 | 0 | 0 | 12710.3765 | 13059.5511 | 10300.143 | 0 | yes | Deficit |  |  | 0 | 0 | 0 | 0 | 0 |  | 0 | 0 | 0 | 0 | 302.7865 | yes |  | 0 | 0 | 0 | 302.7865 | 0 | no | 0 | 0 | 0 | 302.7865 | 0
| 13129.8892 | 0 | yes | Deficit |  |  | 0 | 0 | 0 | 0 | 0 |  | 0 | 0 | 0 | 0 | 4860 | no |  | 0 | 24300 | no | 13129.8892 | 0 | no | no | 0 | 0 | 0 | 0 | 0 |  | 0 | 0 | 0 | 0 | 0 | 13129.8892 | 11282.3894 | 10640.1047 | 0 | yes | Deficit |  |  | 0 | 0 | 0 | 0 | 0 |  | 0 | 0 | 0 | 0 | 982.2464 | yes |  | 0 | 0 | 0 | 982.2464 | 0 | no | 0 | 0 | 0 | 982.2464 | 0
| 16161.2577 | 0 | yes | Deficit |  |  | 0 | 0 | 0 | 0 | 0 |  | 0 | 0 | 0 | 0 | 4860 | no |  | 0 | 24300 | no | 16161.2577 | 0 | no | no | 0 | 0 | 0 | 0 | 0 |  | 0 | 0 | 0 | 0 | 0 | 16161.2577 | 11081.5392 | 13096.6432 | 0 | yes | Deficit |  |  | 0 | 0 | 0 | 0 | 0 |  | 0 | 0 | 0 | 0 | 441.4344 | yes |  | 0 | 0 | 0 | 441.4344 | 0 | no | 0 | 0 | 0 | 441.4344 | 0
| 14373.5833 | 0 | no | Surplus | yes |  | 0 | 0 | 0 | 1787.6744 | 0 | no | 0 | 0 | 0 | 1787.6744 | 4860 | no | 14373.5833 | 0 | 24300 |  |  | 0 |  |  | 0 | 0 | 0 | 0 | 0 |  | 0 | 0 | 0 | 0 | 0 | 14373.5833 | 9563.4591 | 11647.9605 | 0 | no | Surplus | yes |  | 0 | 0 | 0 | 3533.1841 | 0 | no | 0 | 0 | 0 | 3533.1841 | 0 |  |  | 0 | 0 | 0 | 0 | 0 |  | 0 | 0 | 0 | 0 | 0
| 13098.2897 | 0 | no | Surplus | yes |  | 0 | 0 | 0 | 1275.2936 | 0 | no | 0 | 0 | 0 | 1275.2936 | 4860 | no | 13098.2897 | 0 | 24300 |  |  | 0 |  |  | 0 | 0 | 0 | 0 | 0 |  | 0 | 0 | 0 | 0 | 0 | 13098.2897 | 10880.6088 | 10614.4974 | 0 | no | Surplus | yes |  | 0 | 0 | 0 | 767.3517 | 0 | no | 0 | 0 | 0 | 767.3517 | 0 |  |  | 0 | 0 | 0 | 0 | 0 |  | 0 | 0 | 0 | 0 | 0
| 12948.6749 | 0 | no | Surplus | yes |  | 0 | 0 | 0 | 149.6148 | 0 | no | 0 | 0 | 0 | 149.6148 | 4860 | no | 12948.6749 | 0 | 24300 |  |  | 0 |  |  | 0 | 0 | 0 | 0 | 0 |  | 0 | 0 | 0 | 0 | 0 | 12948.6749 | 9927.6159 | 10493.2536 | 0 | no | Surplus | yes |  | 0 | 0 | 0 | 686.8815 | 0 | no | 0 | 0 | 0 | 686.8815 | 0 |  |  | 0 | 0 | 0 | 0 | 0 |  | 0 | 0 | 0 | 0 | 0
| 13103.3053 | 0 | yes | Deficit |  |  | 0 | 0 | 0 | 0 | 0 |  | 0 | 0 | 0 | 0 | 4860 | no |  | 0 | 24300 | no | 13103.3053 | 0 | no | no | 0 | 0 | 0 | 0 | 0 |  | 0 | 0 | 0 | 0 | 0 | 13103.3053 | 12097.6232 | 10618.5618 | 0 | yes | Deficit |  |  | 0 | 0 | 0 | 0 | 0 |  | 0 | 0 | 0 | 0 | 1604.3696 | yes |  | 0 | 0 | 0 | 1604.3696 | 0 | no | 0 | 0 | 0 | 1604.3696 | 0
| 13539.0908 | 0 | yes | Deficit |  |  | 0 | 0 | 0 | 0 | 0 |  | 0 | 0 | 0 | 0 | 4860 | no |  | 0 | 24300 | no | 13539.0908 | 0 | no | no | 0 | 0 | 0 | 0 | 0 |  | 0 | 0 | 0 | 0 | 0 | 13539.0908 | 11803.3696 | 10971.7105 | 0 | yes | Deficit |  |  | 0 | 0 | 0 | 0 | 0 |  | 0 | 0 | 0 | 0 | 1184.8078 | yes |  | 0 | 0 | 0 | 1184.8078 | 0 | no | 0 | 0 | 0 | 1184.8078 | 0
| 14141.255 | 0 | yes | Deficit |  |  | 0 | 0 | 0 | 0 | 0 |  | 0 | 0 | 0 | 0 | 4860 | no |  | 0 | 24300 | no | 14141.255 | 0 | no | no | 0 | 0 | 0 | 0 | 0 |  | 0 | 0 | 0 | 0 | 0 | 14141.255 | 11621.786 | 11459.688 | 0 | yes | Deficit |  |  | 0 | 0 | 0 | 0 | 0 |  | 0 | 0 | 0 | 0 | 650.0754 | yes |  | 0 | 0 | 0 | 650.0754 | 0 | no | 0 | 0 | 0 | 650.0754 | 0
| 16354.8464 | 0 | yes | Deficit |  |  | 0 | 0 | 0 | 0 | 0 |  | 0 | 0 | 0 | 0 | 4860 | no |  | 0 | 24300 | no | 16354.8464 | 0 | no | no | 0 | 0 | 0 | 0 | 0 |  | 0 | 0 | 0 | 0 | 0 | 16354.8464 | 13158.4727 | 13253.5222 | 0 | yes | Deficit |  |  | 0 | 0 | 0 | 0 | 0 |  | 0 | 0 | 0 | 0 | 1698.7847 | yes |  | 0 | 0 | 0 | 1698.7847 | 0 | no | 0 | 0 | 0 | 1698.7847 | 0
| 15169.0923 | 0 | no | Surplus | yes |  | 0 | 0 | 0 | 1185.7541 | 0 | no | 0 | 0 | 0 | 1185.7541 | 4860 | no | 15169.0923 | 0 | 24300 |  |  | 0 |  |  | 0 | 0 | 0 | 0 | 0 |  | 0 | 0 | 0 | 0 | 0 | 15169.0923 | 13432.3034 | 12292.6194 | 0 | yes | Deficit |  |  | 0 | 0 | 0 | 0 | 0 |  | 0 | 0 | 0 | 0 | 178.7812 | yes |  | 0 | 0 | 0 | 178.7812 | 0 | no | 0 | 0 | 0 | 178.7812 | 0
| 13478.1847 | 0 | no | Surplus | yes |  | 0 | 0 | 0 | 1690.9076 | 0 | no | 0 | 0 | 0 | 1690.9076 | 4860 | no | 13478.1847 | 0 | 24300 |  |  | 0 |  |  | 0 | 0 | 0 | 0 | 0 |  | 0 | 0 | 0 | 0 | 0 | 13478.1847 | 13612.3478 | 10922.3539 | 0 | yes | Deficit |  |  | 0 | 0 | 0 | 0 | 0 |  | 0 | 0 | 0 | 0 | 1319.7284 | yes |  | 0 | 0 | 0 | 1319.7284 | 0 | no | 0 | 0 | 0 | 1319.7284 | 0
| 13977.7693 | 0 | yes | Deficit |  |  | 0 | 0 | 0 | 0 | 0 |  | 0 | 0 | 0 | 0 | 4860 | no |  | 0 | 24300 | no | 13977.7693 | 0 | no | no | 0 | 0 | 0 | 0 | 0 |  | 0 | 0 | 0 | 0 | 0 | 13977.7693 | 13570.7337 | 11327.2037 | 0 | yes | Deficit |  |  | 0 | 0 | 0 | 0 | 0 |  | 0 | 0 | 0 | 0 | 2648.3798 | yes |  | 0 | 0 | 0 | 2648.3798 | 0 | no | 0 | 0 | 0 | 2648.3798 | 0
| 15619.0094 | 0 | yes | Deficit |  |  | 0 | 0 | 0 | 0 | 0 |  | 0 | 0 | 0 | 0 | 4860 | no |  | 0 | 24300 | no | 15619.0094 | 0 | no | no | 0 | 0 | 0 | 0 | 0 |  | 0 | 0 | 0 | 0 | 0 | 15619.0094 | 12415.0111 | 12657.2199 | 0 | yes | Deficit |  |  | 0 | 0 | 0 | 0 | 0 |  | 0 | 0 | 0 | 0 | 1087.8074 | yes |  | 0 | 0 | 0 | 1087.8074 | 0 | no | 0 | 0 | 0 | 1087.8074 | 0
| 14516.587 | 0 | no | Surplus | yes |  | 0 | 0 | 0 | 1102.4223 | 0 | no | 0 | 0 | 0 | 1102.4223 | 4860 | no | 14516.587 | 0 | 24300 |  |  | 0 |  |  | 0 | 0 | 0 | 0 | 0 |  | 0 | 0 | 0 | 0 | 0 | 14516.587 | 12798.0575 | 11763.8469 | 0 | yes | Deficit |  |  | 0 | 0 | 0 | 0 | 0 |  | 0 | 0 | 0 | 0 | 140.8376 | yes |  | 0 | 0 | 0 | 140.8376 | 0 | no | 0 | 0 | 0 | 140.8376 | 0
| 13281.2072 | 0 | no | Surplus | yes |  | 0 | 0 | 0 | 1235.3798 | 0 | no | 0 | 0 | 0 | 1235.3798 | 4860 | no | 13281.2072 | 0 | 24300 |  |  | 0 |  |  | 0 | 0 | 0 | 0 | 0 |  | 0 | 0 | 0 | 0 | 0 | 13281.2072 | 12057.408 | 10762.7287 | 0 | yes | Deficit |  |  | 0 | 0 | 0 | 0 | 0 |  | 0 | 0 | 0 | 0 | 293.5612 | yes |  | 0 | 0 | 0 | 293.5612 | 0 | no | 0 | 0 | 0 | 293.5612 | 0
| 15705.6924 | 0 | yes | Deficit |  |  | 0 | 0 | 0 | 0 | 0 |  | 0 | 0 | 0 | 0 | 4860 | no |  | 0 | 24300 | no | 15705.6924 | 0 | no | no | 0 | 0 | 0 | 0 | 0 |  | 0 | 0 | 0 | 0 | 0 | 15705.6924 | 11790.0295 | 12727.4655 | 0 | yes | Deficit |  |  | 0 | 0 | 0 | 0 | 0 |  | 0 | 0 | 0 | 0 | 1027.3007 | yes |  | 0 | 0 | 0 | 1027.3007 | 0 | no | 0 | 0 | 0 | 1027.3007 | 0
| 15898.0012 | 0 | yes | Deficit |  |  | 0 | 0 | 0 | 0 | 0 |  | 0 | 0 | 0 | 0 | 4860 | no |  | 0 | 24300 | no | 15898.0012 | 0 | no | no | 0 | 0 | 0 | 0 | 0 |  | 0 | 0 | 0 | 0 | 0 | 15898.0012 | 11667.9691 | 12883.3073 | 0 | no | Surplus | yes |  | 0 | 0 | 0 | 1059.4964 | 0 | no | 0 | 0 | 0 | 1059.4964 | 0 |  |  | 0 | 0 | 0 | 0 | 0 |  | 0 | 0 | 0 | 0 | 0
| 17803.9646 | 0 | yes | Deficit |  |  | 0 | 0 | 0 | 0 | 0 |  | 0 | 0 | 0 | 0 | 4860 | no |  | 0 | 24300 | no | 17803.9646 | 0 | no | no | 0 | 0 | 0 | 0 | 0 |  | 0 | 0 | 0 | 0 | 0 | 17803.9646 | 12007.0397 | 14427.8481 | 0 | no | Surplus | yes |  | 0 | 0 | 0 | 876.2676 | 0 | no | 0 | 0 | 0 | 876.2676 | 0 |  |  | 0 | 0 | 0 | 0 | 0 |  | 0 | 0 | 0 | 0 | 0
| 14334.2962 | 0 | no | Surplus | yes |  | 0 | 0 | 0 | 3469.6684 | 0 | no | 0 | 0 | 0 | 3469.6684 | 4860 | no | 14334.2962 | 0 | 24300 |  |  | 0 |  |  | 0 | 0 | 0 | 0 | 0 |  | 0 | 0 | 0 | 0 | 0 | 14334.2962 | 11896.8921 | 11616.1233 | 0 | no | Surplus | yes |  | 0 | 0 | 0 | 2530.956 | 0 | no | 0 | 0 | 0 | 2530.956 | 0 |  |  | 0 | 0 | 0 | 0 | 0 |  | 0 | 0 | 0 | 0 | 0
| 16801.7027 | 0 | yes | Deficit |  |  | 0 | 0 | 0 | 0 | 0 |  | 0 | 0 | 0 | 0 | 4860 | no |  | 0 | 24300 | no | 16801.7027 | 0 | no | no | 0 | 0 | 0 | 0 | 0 |  | 0 | 0 | 0 | 0 | 0 | 16801.7027 | 12089.8199 | 13615.6424 | 0 | yes | Deficit |  |  | 0 | 0 | 0 | 0 | 0 |  | 0 | 0 | 0 | 0 | 473.6966 | yes |  | 0 | 0 | 0 | 473.6966 | 0 | no | 0 | 0 | 0 | 473.6966 | 0
| 14621.1375 | 0 | no | Surplus | yes |  | 0 | 0 | 0 | 2180.5652 | 0 | no | 0 | 0 | 0 | 2180.5652 | 4860 | no | 14621.1375 | 0 | 24300 |  |  | 0 |  |  | 0 | 0 | 0 | 0 | 0 |  | 0 | 0 | 0 | 0 | 0 | 14621.1375 | 11829.1063 | 11848.5717 | 0 | no | Surplus | yes |  | 0 | 0 | 0 | 1786.5361 | 0 | no | 0 | 0 | 0 | 1786.5361 | 0 |  |  | 0 | 0 | 0 | 0 | 0 |  | 0 | 0 | 0 | 0 | 0
| 16694.5302 | 0 | yes | Deficit |  |  | 0 | 0 | 0 | 0 | 0 |  | 0 | 0 | 0 | 0 | 4860 | no |  | 0 | 24300 | no | 16694.5302 | 0 | no | no | 0 | 0 | 0 | 0 | 0 |  | 0 | 0 | 0 | 0 | 0 | 16694.5302 | 12041.6474 | 13528.7927 | 0 | yes | Deficit |  |  | 0 | 0 | 0 | 0 | 0 |  | 0 | 0 | 0 | 0 | 193.0757 | yes |  | 0 | 0 | 0 | 193.0757 | 0 | no | 0 | 0 | 0 | 193.0757 | 0
| 16084.9577 | 0 | no | Surplus | yes |  | 0 | 0 | 0 | 609.5725 | 0 | no | 0 | 0 | 0 | 609.5725 | 4860 | no | 16084.9577 | 0 | 24300 |  |  | 0 |  |  | 0 | 0 | 0 | 0 | 0 |  | 0 | 0 | 0 | 0 | 0 | 16084.9577 | 12517.8691 | 13034.8117 | 0 | no | Surplus | yes |  | 0 | 0 | 0 | 1010.9236 | 0 | no | 0 | 0 | 0 | 1010.9236 | 0 |  |  | 0 | 0 | 0 | 0 | 0 |  | 0 | 0 | 0 | 0 | 0
| 14620.549 | 0 | no | Surplus | yes |  | 0 | 0 | 0 | 1464.4087 | 0 | no | 0 | 0 | 0 | 1464.4087 | 4860 | no | 14620.549 | 0 | 24300 |  |  | 0 |  |  | 0 | 0 | 0 | 0 | 0 |  | 0 | 0 | 0 | 0 | 0 | 14620.549 | 12347.4343 | 11848.0948 | 0 | no | Surplus | yes |  | 0 | 0 | 0 | 687.3774 | 0 | no | 0 | 0 | 0 | 687.3774 | 0 |  |  | 0 | 0 | 0 | 0 | 0 |  | 0 | 0 | 0 | 0 | 0
| 15346.9411 | 0 | yes | Deficit |  |  | 0 | 0 | 0 | 0 | 0 |  | 0 | 0 | 0 | 0 | 4860 | no |  | 0 | 24300 | no | 15346.9411 | 0 | no | no | 0 | 0 | 0 | 0 | 0 |  | 0 | 0 | 0 | 0 | 0 | 15346.9411 | 12006.8126 | 12436.7432 | 0 | yes | Deficit |  |  | 0 | 0 | 0 | 0 | 0 |  | 0 | 0 | 0 | 0 | 158.7179 | yes |  | 0 | 0 | 0 | 158.7179 | 0 | no | 0 | 0 | 0 | 158.7179 | 0
| 14143.7322 | 0 | no | Surplus | yes |  | 0 | 0 | 0 | 1203.209 | 0 | no | 0 | 0 | 0 | 1203.209 | 4860 | no | 14143.7322 | 0 | 24300 |  |  | 0 |  |  | 0 | 0 | 0 | 0 | 0 |  | 0 | 0 | 0 | 0 | 0 | 14143.7322 | 11823.5579 | 11461.6954 | 0 | no | Surplus | yes |  | 0 | 0 | 0 | 613.1854 | 0 | no | 0 | 0 | 0 | 613.1854 | 0 |  |  | 0 | 0 | 0 | 0 | 0 |  | 0 | 0 | 0 | 0 | 0
| 14498.0894 | 0 | yes | Deficit |  |  | 0 | 0 | 0 | 0 | 0 |  | 0 | 0 | 0 | 0 | 4860 | no |  | 0 | 24300 | no | 14498.0894 | 0 | no | no | 0 | 0 | 0 | 0 | 0 |  | 0 | 0 | 0 | 0 | 0 | 14498.0894 | 12840.774 | 11748.8569 | 0 | yes | Deficit |  |  | 0 | 0 | 0 | 0 | 0 |  | 0 | 0 | 0 | 0 | 1379.0786 | yes |  | 0 | 0 | 0 | 1379.0786 | 0 | no | 0 | 0 | 0 | 1379.0786 | 0
| 17694.0902 | 0 | yes | Deficit |  |  | 0 | 0 | 0 | 0 | 0 |  | 0 | 0 | 0 | 0 | 4860 | no |  | 0 | 24300 | no | 17694.0902 | 0 | no | no | 0 | 0 | 0 | 0 | 0 |  | 0 | 0 | 0 | 0 | 0 | 17694.0902 | 13153.092 | 14338.8089 | 0 | yes | Deficit |  |  | 0 | 0 | 0 | 0 | 0 |  | 0 | 0 | 0 | 0 | 1404.2351 | yes |  | 0 | 0 | 0 | 1404.2351 | 0 | no | 0 | 0 | 0 | 1404.2351 | 0
| 14323.6578 | 0 | no | Surplus | yes |  | 0 | 0 | 0 | 3370.4323 | 0 | no | 0 | 0 | 0 | 3370.4323 | 4860 | no | 14323.6578 | 0 | 24300 |  |  | 0 |  |  | 0 | 0 | 0 | 0 | 0 |  | 0 | 0 | 0 | 0 | 0 | 14323.6578 | 13704.869 | 11607.5023 | 0 | no | Surplus | yes |  | 0 | 0 | 0 | 633.9399 | 0 | no | 0 | 0 | 0 | 633.9399 | 0 |  |  | 0 | 0 | 0 | 0 | 0 |  | 0 | 0 | 0 | 0 | 0
| 14069.091 | 0 | no | Surplus | yes |  | 0 | 0 | 0 | 254.5668 | 0 | no | 0 | 0 | 0 | 254.5668 | 4860 | no | 14069.091 | 0 | 24300 |  |  | 0 |  |  | 0 | 0 | 0 | 0 | 0 |  | 0 | 0 | 0 | 0 | 0 | 14069.091 | 13396.2456 | 11401.2083 | 0 | yes | Deficit |  |  | 0 | 0 | 0 | 0 | 0 |  | 0 | 0 | 0 | 0 | 1788.7433 | yes |  | 0 | 0 | 0 | 1788.7433 | 0 | no | 0 | 0 | 0 | 1788.7433 | 0
| 13879.9393 | 0 | no | Surplus | yes |  | 0 | 0 | 0 | 189.1517 | 0 | no | 0 | 0 | 0 | 189.1517 | 4860 | no | 13879.9393 | 0 | 24300 |  |  | 0 |  |  | 0 | 0 | 0 | 0 | 0 |  | 0 | 0 | 0 | 0 | 0 | 13879.9393 | 12291.9581 | 11247.9249 | 0 | yes | Deficit |  |  | 0 | 0 | 0 | 0 | 0 |  | 0 | 0 | 0 | 0 | 890.7498 | yes |  | 0 | 0 | 0 | 890.7498 | 0 | no | 0 | 0 | 0 | 890.7498 | 0
| 14392.774 | 0 | yes | Deficit |  |  | 0 | 0 | 0 | 0 | 0 |  | 0 | 0 | 0 | 0 | 4860 | no |  | 0 | 24300 | no | 14392.774 | 0 | no | no | 0 | 0 | 0 | 0 | 0 |  | 0 | 0 | 0 | 0 | 0 | 14392.774 | 14841.0688 | 11663.5122 | 0 | yes | Deficit |  |  | 0 | 0 | 0 | 0 | 0 |  | 0 | 0 | 0 | 0 | 3593.1439 | yes |  | 0 | 0 | 0 | 3593.1439 | 0 | no | 0 | 0 | 0 | 3593.1439 | 0
| 15316.417 | 0 | yes | Deficit |  |  | 0 | 0 | 0 | 0 | 0 |  | 0 | 0 | 0 | 0 | 4860 | no |  | 0 | 24300 | no | 15316.417 | 0 | no | no | 0 | 0 | 0 | 0 | 0 |  | 0 | 0 | 0 | 0 | 0 | 15316.417 | 15068.6659 | 12412.0073 | 0 | yes | Deficit |  |  | 0 | 0 | 0 | 0 | 0 |  | 0 | 0 | 0 | 0 | 3405.1537 | yes |  | 0 | 0 | 0 | 3405.1537 | 0 | no | 0 | 0 | 0 | 3405.1537 | 0
| 15207.4118 | 0 | no | Surplus | yes |  | 0 | 0 | 0 | 109.0052 | 0 | no | 0 | 0 | 0 | 109.0052 | 4860 | no | 15207.4118 | 0 | 24300 |  |  | 0 |  |  | 0 | 0 | 0 | 0 | 0 |  | 0 | 0 | 0 | 0 | 0 | 15207.4118 | 14064.3465 | 12323.6724 | 0 | yes | Deficit |  |  | 0 | 0 | 0 | 0 | 0 |  | 0 | 0 | 0 | 0 | 1652.3392 | yes |  | 0 | 0 | 0 | 1652.3392 | 0 | no | 0 | 0 | 0 | 1652.3392 | 0
| 12394.0351 | 0 | no | Surplus | yes |  | 0 | 0 | 0 | 2813.3766 | 0 | no | 0 | 0 | 0 | 2813.3766 | 4860 | no | 12394.0351 | 0 | 24300 |  |  | 0 |  |  | 0 | 0 | 0 | 0 | 0 |  | 0 | 0 | 0 | 0 | 0 | 12394.0351 | 13969.714 | 10043.7886 | 0 | yes | Deficit |  |  | 0 | 0 | 0 | 0 | 0 |  | 0 | 0 | 0 | 0 | 1646.0416 | yes |  | 0 | 0 | 0 | 1646.0416 | 0 | no | 0 | 0 | 0 | 1646.0416 | 0
| 14008.5491 | 0 | yes | Deficit |  |  | 0 | 0 | 0 | 0 | 0 |  | 0 | 0 | 0 | 0 | 4860 | no |  | 0 | 24300 | no | 14008.5491 | 0 | no | no | 0 | 0 | 0 | 0 | 0 |  | 0 | 0 | 0 | 0 | 0 | 14008.5491 | 13485.3687 | 11352.1467 | 0 | yes | Deficit |  |  | 0 | 0 | 0 | 0 | 0 |  | 0 | 0 | 0 | 0 | 3441.5801 | yes |  | 0 | 0 | 0 | 3441.5801 | 0 | no | 0 | 0 | 0 | 3441.5801 | 0
| 14484.3877 | 0 | yes | Deficit |  |  | 0 | 0 | 0 | 0 | 0 |  | 0 | 0 | 0 | 0 | 4860 | no |  | 0 | 24300 | no | 14484.3877 | 0 | no | no | 0 | 0 | 0 | 0 | 0 |  | 0 | 0 | 0 | 0 | 0 | 14484.3877 | 13966.6331 | 11737.7534 | 0 | yes | Deficit |  |  | 0 | 0 | 0 | 0 | 0 |  | 0 | 0 | 0 | 0 | 2614.4864 | yes |  | 0 | 0 | 0 | 2614.4864 | 0 | no | 0 | 0 | 0 | 2614.4864 | 0
| 14877.3957 | 0 | yes | Deficit |  |  | 0 | 0 | 0 | 0 | 0 |  | 0 | 0 | 0 | 0 | 4860 | no |  | 0 | 24300 | no | 14877.3957 | 0 | no | no | 0 | 0 | 0 | 0 | 0 |  | 0 | 0 | 0 | 0 | 0 | 14877.3957 | 14065.4084 | 12056.2364 | 0 | yes | Deficit |  |  | 0 | 0 | 0 | 0 | 0 |  | 0 | 0 | 0 | 0 | 2327.6549 | yes |  | 0 | 0 | 0 | 2327.6549 | 0 | no | 0 | 0 | 0 | 2327.6549 | 0
| 19228.936 | 0 | yes | Deficit |  |  | 0 | 0 | 0 | 0 | 0 |  | 0 | 0 | 0 | 0 | 4860 | no |  | 0 | 24300 | no | 19228.936 | 0 | no | no | 0 | 0 | 0 | 0 | 0 |  | 0 | 0 | 0 | 0 | 0 | 19228.936 | 14089.0443 | 15582.6061 | 0 | yes | Deficit |  |  | 0 | 0 | 0 | 0 | 0 |  | 0 | 0 | 0 | 0 | 2032.8079 | yes |  | 0 | 0 | 0 | 2032.8079 | 0 | no | 0 | 0 | 0 | 2032.8079 | 0
| 15530.6394 | 0 | no | Surplus | yes |  | 0 | 0 | 0 | 3698.2966 | 0 | no | 0 | 0 | 0 | 3698.2966 | 4860 | no | 15530.6394 | 0 | 24300 |  |  | 0 |  |  | 0 | 0 | 0 | 0 | 0 |  | 0 | 0 | 0 | 0 | 0 | 15530.6394 | 14104.1553 | 12585.6073 | 0 | no | Surplus | yes |  | 0 | 0 | 0 | 1478.4508 | 0 | no | 0 | 0 | 0 | 1478.4508 | 0 |  |  | 0 | 0 | 0 | 0 | 0 |  | 0 | 0 | 0 | 0 | 0
| 14814.0135 | 0 | no | Surplus | yes |  | 0 | 0 | 0 | 716.6259 | 0 | no | 0 | 0 | 0 | 716.6259 | 4860 | no | 14814.0135 | 0 | 24300 |  |  | 0 |  |  | 0 | 0 | 0 | 0 | 0 |  | 0 | 0 | 0 | 0 | 0 | 14814.0135 | 14256.3652 | 12004.8732 | 0 | yes | Deficit |  |  | 0 | 0 | 0 | 0 | 0 |  | 0 | 0 | 0 | 0 | 1670.7579 | yes |  | 0 | 0 | 0 | 1670.7579 | 0 | no | 0 | 0 | 0 | 1670.7579 | 0
| 13768.6333 | 0 | no | Surplus | yes |  | 0 | 0 | 0 | 1045.3802 | 0 | no | 0 | 0 | 0 | 1045.3802 | 4860 | no | 13768.6333 | 0 | 24300 |  |  | 0 |  |  | 0 | 0 | 0 | 0 | 0 |  | 0 | 0 | 0 | 0 | 0 | 13768.6333 | 14174.3716 | 11157.7255 | 0 | yes | Deficit |  |  | 0 | 0 | 0 | 0 | 0 |  | 0 | 0 | 0 | 0 | 2169.4984 | yes |  | 0 | 0 | 0 | 2169.4984 | 0 | no | 0 | 0 | 0 | 2169.4984 | 0
| 12790.5669 | 0 | no | Surplus | yes |  | 0 | 0 | 0 | 978.0664 | 0 | no | 0 | 0 | 0 | 978.0664 | 4860 | no | 12790.5669 | 0 | 24300 |  |  | 0 |  |  | 0 | 0 | 0 | 0 | 0 |  | 0 | 0 | 0 | 0 | 0 | 12790.5669 | 13705.7626 | 10365.1271 | 0 | yes | Deficit |  |  | 0 | 0 | 0 | 0 | 0 |  | 0 | 0 | 0 | 0 | 2548.0371 | yes |  | 0 | 0 | 0 | 2548.0371 | 0 | no | 0 | 0 | 0 | 2548.0371 | 0
| 10561.2875 | 0 | no | Surplus | yes |  | 0 | 0 | 0 | 2229.2794 | 0 | no | 0 | 0 | 0 | 2229.2794 | 4860 | no | 10561.2875 | 0 | 24300 |  |  | 0 |  |  | 0 | 0 | 0 | 0 | 0 |  | 0 | 0 | 0 | 0 | 0 | 10561.2875 | 13214.1202 | 8558.5798 | 0 | yes | Deficit |  |  | 0 | 0 | 0 | 0 | 0 |  | 0 | 0 | 0 | 0 | 2848.9931 | yes |  | 0 | 0 | 0 | 2848.9931 | 0 | no | 0 | 0 | 0 | 2848.9931 | 0
| 12849.2682 | 0 | yes | Deficit |  |  | 0 | 0 | 0 | 0 | 0 |  | 0 | 0 | 0 | 0 | 4860 | no |  | 0 | 21122.575 | no | 12849.2682 | 0 | no | no | 0 | 0 | 0 | 0 | 0 |  | 0 | 0 | 0 | 0 | 0 | 12849.2682 | 13205.7422 | 10412.6971 | 0 | yes | Deficit |  |  | 0 | 0 | 0 | 0 | 0 |  | 0 | 0 | 0 | 0 | 4647.1624 | yes |  | 0 | 0 | 0 | 4647.1624 | 0 | no | 0 | 0 | 0 | 4647.1624 | 0
| 10831.9255 | 0 | no | Surplus | yes |  | 0 | 0 | 0 | 2017.3427 | 0 | no | 0 | 0 | 0 | 2017.3427 | 4860 | no | 10831.9255 | 0 | 24300 |  |  | 0 |  |  | 0 | 0 | 0 | 0 | 0 |  | 0 | 0 | 0 | 0 | 0 | 10831.9255 | 13474.0204 | 8777.8975 | 0 | yes | Deficit |  |  | 0 | 0 | 0 | 0 | 0 |  | 0 | 0 | 0 | 0 | 3061.3234 | yes |  | 0 | 0 | 0 | 3061.3234 | 0 | no | 0 | 0 | 0 | 3061.3234 | 0
| 7195.19 | 0 | no | Surplus | yes |  | 0 | 0 | 0 | 3636.7354 | 0 | no | 0 | 0 | 0 | 3636.7354 | 4860 | no | 7195.19 | 0 | 21663.8509 |  |  | 0 |  |  | 0 | 0 | 0 | 0 | 0 |  | 0 | 0 | 0 | 0 | 0 | 7195.19 | 13313.7927 | 5830.7861 | 0 | yes | Deficit |  |  | 0 | 0 | 0 | 0 | 0 |  | 0 | 0 | 0 | 0 | 4535.8953 | yes |  | 0 | 0 | 0 | 4535.8953 | 0 | no | 0 | 0 | 0 | 4535.8953 | 0
| 6247.4013 | 0 | no | Surplus | yes |  | 0 | 0 | 0 | 947.7888 | 0 | no | 0 | 0 | 0 | 947.7888 | 4860 | no | 6247.4013 | 0 | 14390.3801 |  |  | 0 |  |  | 0 | 0 | 0 | 0 | 0 |  | 0 | 0 | 0 | 0 | 0 | 6247.4013 | 14911.7535 | 5062.7239 | 0 | yes | Deficit |  |  | 0 | 0 | 0 | 0 | 0 |  | 0 | 0 | 0 | 0 | 9080.9674 | yes |  | 0 | 0 | 0 | 9080.9674 | 0 | no | 0 | 0 | 0 | 9080.9674 | 0
| 4316.0826 | 0 | no | Surplus | yes |  | 0 | 0 | 0 | 1931.3186 | 0 | no | 0 | 0 | 0 | 1931.3186 | 4860 | yes | 4860 | 543.9174 | 12494.8025 |  |  | 0 |  |  | 0 | 0 | 0 | 0 | 0 |  | 0 | 0 | 0 | 0 | 0 | 4860 | 15384.2019 | 3938.4117 | 0 | yes | Deficit |  |  | 0 | 0 | 0 | 0 | 0 |  | 0 | 0 | 0 | 0 | 10321.478 | yes |  | 0 | 0 | 0 | 10321.478 | 0 | no | 0 | 0 | 0 | 10321.478 | 0
| 5956.2825 | 0 | yes | Deficit |  |  | 0 | 0 | 0 | 0 | 0 |  | 0 | 0 | 0 | 0 | 4860 | no |  | 0 | 9720 | no | 5956.2825 | 0 | no | no | 0 | 0 | 0 | 0 | 0 |  | 0 | 0 | 0 | 0 | 0 | 5956.2825 | 14890.5718 | 4826.8091 | 0 | yes | Deficit |  |  | 0 | 0 | 0 | 0 | 0 |  | 0 | 0 | 0 | 0 | 10952.1601 | yes |  | 0 | 0 | 0 | 10952.1601 | 0 | no | 0 | 0 | 0 | 10952.1601 | 0
| 8645.7948 | 0 | yes | Deficit |  |  | 0 | 0 | 0 | 0 | 0 |  | 0 | 0 | 0 | 0 | 4860 | no |  | 0 | 11912.5649 | no | 8645.7948 | 0 | no | no | 0 | 0 | 0 | 0 | 0 |  | 0 | 0 | 0 | 0 | 0 | 8645.7948 | 15158.2074 | 7006.3167 | 0 | yes | Deficit |  |  | 0 | 0 | 0 | 0 | 0 |  | 0 | 0 | 0 | 0 | 10331.3982 | yes |  | 0 | 0 | 0 | 10331.3982 | 0 | no | 0 | 0 | 0 | 10331.3982 | 0
| 5002.201 | 0 | no | Surplus | yes |  | 0 | 0 | 0 | 3643.5939 | 0 | no | 0 | 0 | 0 | 3643.5939 | 4860 | no | 5002.201 | 0 | 17291.5897 |  |  | 0 |  |  | 0 | 0 | 0 | 0 | 0 |  | 0 | 0 | 0 | 0 | 0 | 5002.201 | 14829.6738 | 4053.6475 | 0 | yes | Deficit |  |  | 0 | 0 | 0 | 0 | 0 |  | 0 | 0 | 0 | 0 | 7823.3571 | yes |  | 0 | 0 | 0 | 7823.3571 | 0 | no | 0 | 0 | 0 | 7823.3571 | 0
| 3872.845 | 0 | no | Surplus | yes |  | 0 | 0 | 0 | 1129.356 | 0 | no | 0 | 0 | 0 | 1129.356 | 4860 | yes | 4860 | 987.155 | 10004.4019 |  |  | 0 |  |  | 0 | 0 | 0 | 0 | 0 |  | 0 | 0 | 0 | 0 | 0 | 4860 | 15181.6911 | 3938.4117 | 0 | yes | Deficit |  |  | 0 | 0 | 0 | 0 | 0 |  | 0 | 0 | 0 | 0 | 11128.0437 | yes |  | 0 | 0 | 0 | 11128.0437 | 0 | no | 0 | 0 | 0 | 11128.0437 | 0
| 6350.7222 | 0 | yes | Deficit |  |  | 0 | 0 | 0 | 0 | 0 |  | 0 | 0 | 0 | 0 | 4860 | no |  | 0 | 9720 | no | 6350.7222 | 0 | no | no | 0 | 0 | 0 | 0 | 0 |  | 0 | 0 | 0 | 0 | 0 | 6350.7222 | 15082.6472 | 5146.4523 | 0 | yes | Deficit |  |  | 0 | 0 | 0 | 0 | 0 |  | 0 | 0 | 0 | 0 | 11144.2356 | yes |  | 0 | 0 | 0 | 11144.2356 | 0 | no | 0 | 0 | 0 | 11144.2356 | 0
| 5596.3285 | 0 | no | Surplus | yes |  | 0 | 0 | 0 | 754.3936 | 0 | no | 0 | 0 | 0 | 754.3936 | 4860 | no | 5596.3285 | 0 | 12701.4443 |  |  | 0 |  |  | 0 | 0 | 0 | 0 | 0 |  | 0 | 0 | 0 | 0 | 0 | 5596.3285 | 15506.9819 | 4535.1123 | 0 | yes | Deficit |  |  | 0 | 0 | 0 | 0 | 0 |  | 0 | 0 | 0 | 0 | 10360.5296 | yes |  | 0 | 0 | 0 | 10360.5296 | 0 | no | 0 | 0 | 0 | 10360.5296 | 0
| 9770.708 | 0 | yes | Deficit |  |  | 0 | 0 | 0 | 0 | 0 |  | 0 | 0 | 0 | 0 | 4860 | no |  | 0 | 11192.6571 | no | 9770.708 | 0 | no | no | 0 | 0 | 0 | 0 | 0 |  | 0 | 0 | 0 | 0 | 0 | 9770.708 | 14597.0107 | 7917.9157 | 0 | yes | Deficit |  |  | 0 | 0 | 0 | 0 | 0 |  | 0 | 0 | 0 | 0 | 10061.8985 | yes |  | 0 | 0 | 0 | 10061.8985 | 0 | no | 0 | 0 | 0 | 10061.8985 | 0
| 15467.8741 | 0 | yes | Deficit |  |  | 0 | 0 | 0 | 0 | 0 |  | 0 | 0 | 0 | 0 | 4860 | no |  | 0 | 19541.4159 | no | 15467.8741 | 0 | no | no | 0 | 0 | 0 | 0 | 0 |  | 0 | 0 | 0 | 0 | 0 | 15467.8741 | 15329.8134 | 12534.744 | 0 | yes | Deficit |  |  | 0 | 0 | 0 | 0 | 0 |  | 0 | 0 | 0 | 0 | 7411.8977 | yes |  | 0 | 0 | 0 | 7411.8977 | 0 | no | 0 | 0 | 0 | 7411.8977 | 0
| 12731.1934 | 0 | no | Surplus | yes |  | 0 | 0 | 0 | 2736.6807 | 0 | no | 0 | 0 | 0 | 2736.6807 | 4860 | no | 12731.1934 | 0 | 24300 |  |  | 0 |  |  | 0 | 0 | 0 | 0 | 0 |  | 0 | 0 | 0 | 0 | 0 | 12731.1934 | 15238.5398 | 10317.0125 | 0 | yes | Deficit |  |  | 0 | 0 | 0 | 0 | 0 |  | 0 | 0 | 0 | 0 | 2703.7959 | yes |  | 0 | 0 | 0 | 2703.7959 | 0 | no | 0 | 0 | 0 | 2703.7959 | 0
| 11290.7383 | 0 | no | Surplus | yes |  | 0 | 0 | 0 | 1440.455 | 0 | no | 0 | 0 | 0 | 1440.455 | 4860 | no | 11290.7383 | 0 | 24300 |  |  | 0 |  |  | 0 | 0 | 0 | 0 | 0 |  | 0 | 0 | 0 | 0 | 0 | 11290.7383 | 14146.8175 | 9149.7069 | 0 | yes | Deficit |  |  | 0 | 0 | 0 | 0 | 0 |  | 0 | 0 | 0 | 0 | 3829.805 | yes |  | 0 | 0 | 0 | 3829.805 | 0 | no | 0 | 0 | 0 | 3829.805 | 0
| 4688.7548 | 0 | no | Surplus | yes |  | 0 | 0 | 0 | 6601.9835 | 0 | no | 0 | 0 | 0 | 6601.9835 | 4860 | yes | 4860 | 171.2452 | 22581.4767 |  |  | 0 |  |  | 0 | 0 | 0 | 0 | 0 |  | 0 | 0 | 0 | 0 | 0 | 4860 | 13264.3525 | 3938.4117 | 0 | yes | Deficit |  |  | 0 | 0 | 0 | 0 | 0 |  | 0 | 0 | 0 | 0 | 4114.6456 | yes |  | 0 | 0 | 0 | 4114.6456 | 0 | no | 0 | 0 | 0 | 4114.6456 | 0
| 5289.5116 | 0 | yes | Deficit |  |  | 0 | 0 | 0 | 0 | 0 |  | 0 | 0 | 0 | 0 | 4860 | no |  | 0 | 9720 | no | 5289.5116 | 0 | no | no | 0 | 0 | 0 | 0 | 0 |  | 0 | 0 | 0 | 0 | 0 | 5289.5116 | 12689.2481 | 4286.4762 | 0 | yes | Deficit |  |  | 0 | 0 | 0 | 0 | 0 |  | 0 | 0 | 0 | 0 | 8750.8364 | yes |  | 0 | 0 | 0 | 8750.8364 | 0 | no | 0 | 0 | 0 | 8750.8364 | 0
| 7293.5825 | 0 | yes | Deficit |  |  | 0 | 0 | 0 | 0 | 0 |  | 0 | 0 | 0 | 0 | 4860 | no |  | 0 | 10579.0232 | no | 7293.5825 | 0 | no | no | 0 | 0 | 0 | 0 | 0 |  | 0 | 0 | 0 | 0 | 0 | 7293.5825 | 13771.6009 | 5910.5207 | 0 | yes | Deficit |  |  | 0 | 0 | 0 | 0 | 0 |  | 0 | 0 | 0 | 0 | 9485.1247 | yes |  | 0 | 0 | 0 | 9485.1247 | 0 | no | 0 | 0 | 0 | 9485.1247 | 0
| 4283.8071 | 0 | no | Surplus | yes |  | 0 | 0 | 0 | 3009.7754 | 0 | no | 0 | 0 | 0 | 3009.7754 | 4860 | yes | 4860 | 576.1929 | 14587.165 |  |  | 0 |  |  | 0 | 0 | 0 | 0 | 0 |  | 0 | 0 | 0 | 0 | 0 | 4860 | 13957.8178 | 3938.4117 | 0 | yes | Deficit |  |  | 0 | 0 | 0 | 0 | 0 |  | 0 | 0 | 0 | 0 | 8047.2972 | yes |  | 0 | 0 | 0 | 8047.2972 | 0 | no | 0 | 0 | 0 | 8047.2972 | 0
| 3594.5431 | 0 | no | Surplus | yes |  | 0 | 0 | 0 | 1265.4569 | 0 | no | 0 | 0 | 0 | 1265.4569 | 4860 | yes | 4860 | 1265.4569 | 9720 |  |  | 0 |  |  | 0 | 0 | 0 | 0 | 0 |  | 0 | 0 | 0 | 0 | 0 | 4860 | 13846.602 | 3938.4117 | 0 | yes | Deficit |  |  | 0 | 0 | 0 | 0 | 0 |  | 0 | 0 | 0 | 0 | 9908.1903 | yes |  | 0 | 0 | 0 | 9908.1903 | 0 | no | 0 | 0 | 0 | 9908.1903 | 0
| 3683.0731 | 0 | no | Surplus | yes |  | 0 | 0 | 0 | 1176.9269 | 0 | no | 0 | 0 | 0 | 1176.9269 | 4860 | yes | 4860 | 1176.9269 | 9720 |  |  | 0 |  |  | 0 | 0 | 0 | 0 | 0 |  | 0 | 0 | 0 | 0 | 0 | 4860 | 14161.0211 | 3938.4117 | 0 | yes | Deficit |  |  | 0 | 0 | 0 | 0 | 0 |  | 0 | 0 | 0 | 0 | 10222.6095 | yes |  | 0 | 0 | 0 | 10222.6095 | 0 | no | 0 | 0 | 0 | 10222.6095 | 0
| 5920.6452 | 0 | yes | Deficit |  |  | 0 | 0 | 0 | 0 | 0 |  | 0 | 0 | 0 | 0 | 4860 | no |  | 0 | 9720 | no | 5920.6452 | 0 | no | no | 0 | 0 | 0 | 0 | 0 |  | 0 | 0 | 0 | 0 | 0 | 5920.6452 | 14484.808 | 4797.9297 | 0 | yes | Deficit |  |  | 0 | 0 | 0 | 0 | 0 |  | 0 | 0 | 0 | 0 | 10546.3963 | yes |  | 0 | 0 | 0 | 10546.3963 | 0 | no | 0 | 0 | 0 | 10546.3963 | 0
| 4585.182 | 0 | no | Surplus | yes |  | 0 | 0 | 0 | 1335.4632 | 0 | no | 0 | 0 | 0 | 1335.4632 | 4860 | yes | 4860 | 274.818 | 11841.2904 |  |  | 0 |  |  | 0 | 0 | 0 | 0 | 0 |  | 0 | 0 | 0 | 0 | 0 | 4860 | 14612.9648 | 3938.4117 | 0 | yes | Deficit |  |  | 0 | 0 | 0 | 0 | 0 |  | 0 | 0 | 0 | 0 | 9815.0352 | yes |  | 0 | 0 | 0 | 9815.0352 | 0 | no | 0 | 0 | 0 | 9815.0352 | 0
| 7164.4787 | 0 | yes | Deficit |  |  | 0 | 0 | 0 | 0 | 0 |  | 0 | 0 | 0 | 0 | 4860 | no |  | 0 | 9720 | no | 7164.4787 | 0 | no | no | 0 | 0 | 0 | 0 | 0 |  | 0 | 0 | 0 | 0 | 0 | 7164.4787 | 14384.3136 | 5805.8985 | 0 | yes | Deficit |  |  | 0 | 0 | 0 | 0 | 0 |  | 0 | 0 | 0 | 0 | 10445.9019 | yes |  | 0 | 0 | 0 | 10445.9019 | 0 | no | 0 | 0 | 0 | 10445.9019 | 0
| 11726.6938 | 0 | yes | Deficit |  |  | 0 | 0 | 0 | 0 | 0 |  | 0 | 0 | 0 | 0 | 4860 | no |  | 0 | 14328.9575 | no | 11726.6938 | 0 | no | no | 0 | 0 | 0 | 0 | 0 |  | 0 | 0 | 0 | 0 | 0 | 11726.6938 | 14568.7316 | 9502.9933 | 0 | yes | Deficit |  |  | 0 | 0 | 0 | 0 | 0 |  | 0 | 0 | 0 | 0 | 8762.8331 | yes |  | 0 | 0 | 0 | 8762.8331 | 0 | no | 0 | 0 | 0 | 8762.8331 | 0
| 13647.8308 | 0 | yes | Deficit |  |  | 0 | 0 | 0 | 0 | 0 |  | 0 | 0 | 0 | 0 | 4860 | no |  | 0 | 23453.3876 | no | 13647.8308 | 0 | no | no | 0 | 0 | 0 | 0 | 0 |  | 0 | 0 | 0 | 0 | 0 | 13647.8308 | 14812.9054 | 11059.8304 | 0 | yes | Deficit |  |  | 0 | 0 | 0 | 0 | 0 |  | 0 | 0 | 0 | 0 | 5309.9121 | yes |  | 0 | 0 | 0 | 5309.9121 | 0 | no | 0 | 0 | 0 | 5309.9121 | 0
| 10896.3038 | 0 | no | Surplus | yes |  | 0 | 0 | 0 | 2751.527 | 0 | no | 0 | 0 | 0 | 2751.527 | 4860 | no | 10896.3038 | 0 | 24300 |  |  | 0 |  |  | 0 | 0 | 0 | 0 | 0 |  | 0 | 0 | 0 | 0 | 0 | 10896.3038 | 14565.2128 | 8830.0679 | 0 | yes | Deficit |  |  | 0 | 0 | 0 | 0 | 0 |  | 0 | 0 | 0 | 0 | 3505.3824 | yes |  | 0 | 0 | 0 | 3505.3824 | 0 | no | 0 | 0 | 0 | 3505.3824 | 0
| 13548.5802 | 0 | yes | Deficit |  |  | 0 | 0 | 0 | 0 | 0 |  | 0 | 0 | 0 | 0 | 4860 | no |  | 0 | 21792.6076 | no | 13548.5802 | 0 | no | no | 0 | 0 | 0 | 0 | 0 |  | 0 | 0 | 0 | 0 | 0 | 13548.5802 | 15753.6162 | 10979.4005 | 0 | yes | Deficit |  |  | 0 | 0 | 0 | 0 | 0 |  | 0 | 0 | 0 | 0 | 6923.5483 | yes |  | 0 | 0 | 0 | 6923.5483 | 0 | no | 0 | 0 | 0 | 6923.5483 | 0
| 14661.5319 | 0 | yes | Deficit |  |  | 0 | 0 | 0 | 0 | 0 |  | 0 | 0 | 0 | 0 | 4860 | no |  | 0 | 24300 | no | 14661.5319 | 0 | no | no | 0 | 0 | 0 | 0 | 0 |  | 0 | 0 | 0 | 0 | 0 | 14661.5319 | 16400.5053 | 11881.3062 | 0 | yes | Deficit |  |  | 0 | 0 | 0 | 0 | 0 |  | 0 | 0 | 0 | 0 | 5421.1048 | yes |  | 0 | 0 | 0 | 5421.1048 | 0 | no | 0 | 0 | 0 | 5421.1048 | 0
| 15754.2446 | 0 | yes | Deficit |  |  | 0 | 0 | 0 | 0 | 0 |  | 0 | 0 | 0 | 0 | 4860 | no |  | 0 | 24300 | no | 15754.2446 | 0 | no | no | 0 | 0 | 0 | 0 | 0 |  | 0 | 0 | 0 | 0 | 0 | 15754.2446 | 16284.2513 | 12766.8109 | 0 | yes | Deficit |  |  | 0 | 0 | 0 | 0 | 0 |  | 0 | 0 | 0 | 0 | 4402.9451 | yes |  | 0 | 0 | 0 | 4402.9451 | 0 | no | 0 | 0 | 0 | 4402.9451 | 0
| 16786.3776 | 0 | yes | Deficit |  |  | 0 | 0 | 0 | 0 | 0 |  | 0 | 0 | 0 | 0 | 4860 | no |  | 0 | 24300 | no | 16786.3776 | 0 | no | no | 0 | 0 | 0 | 0 | 0 |  | 0 | 0 | 0 | 0 | 0 | 16786.3776 | 17054.6879 | 13603.2233 | 0 | yes | Deficit |  |  | 0 | 0 | 0 | 0 | 0 |  | 0 | 0 | 0 | 0 | 4287.877 | yes |  | 0 | 0 | 0 | 4287.877 | 0 | no | 0 | 0 | 0 | 4287.877 | 0
| 16712.0775 | 0 | no | Surplus | yes |  | 0 | 0 | 0 | 74.3001 | 0 | no | 0 | 0 | 0 | 74.3001 | 4860 | no | 16712.0775 | 0 | 24300 |  |  | 0 |  |  | 0 | 0 | 0 | 0 | 0 |  | 0 | 0 | 0 | 0 | 0 | 16712.0775 | 15648.9825 | 13543.0126 | 0 | yes | Deficit |  |  | 0 | 0 | 0 | 0 | 0 |  | 0 | 0 | 0 | 0 | 2045.7592 | yes |  | 0 | 0 | 0 | 2045.7592 | 0 | no | 0 | 0 | 0 | 2045.7592 | 0
| 13844.5156 | 0 | no | Surplus | yes |  | 0 | 0 | 0 | 2867.562 | 0 | no | 0 | 0 | 0 | 2867.562 | 4860 | no | 13844.5156 | 0 | 24300 |  |  | 0 |  |  | 0 | 0 | 0 | 0 | 0 |  | 0 | 0 | 0 | 0 | 0 | 13844.5156 | 16035.3378 | 11219.2184 | 0 | yes | Deficit |  |  | 0 | 0 | 0 | 0 | 0 |  | 0 | 0 | 0 | 0 | 2492.3252 | yes |  | 0 | 0 | 0 | 2492.3252 | 0 | no | 0 | 0 | 0 | 2492.3252 | 0
| 15512.5851 | 0 | yes | Deficit |  |  | 0 | 0 | 0 | 0 | 0 |  | 0 | 0 | 0 | 0 | 4860 | no |  | 0 | 24300 | no | 15512.5851 | 0 | no | no | 0 | 0 | 0 | 0 | 0 |  | 0 | 0 | 0 | 0 | 0 | 15512.5851 | 16831.5341 | 12570.9766 | 0 | yes | Deficit |  |  | 0 | 0 | 0 | 0 | 0 |  | 0 | 0 | 0 | 0 | 5612.3156 | yes |  | 0 | 0 | 0 | 5612.3156 | 0 | no | 0 | 0 | 0 | 5612.3156 | 0
| 14093.1513 | 0 | no | Surplus | yes |  | 0 | 0 | 0 | 1419.4338 | 0 | no | 0 | 0 | 0 | 1419.4338 | 4860 | no | 14093.1513 | 0 | 24300 |  |  | 0 |  |  | 0 | 0 | 0 | 0 | 0 |  | 0 | 0 | 0 | 0 | 0 | 14093.1513 | 16893.9108 | 11420.7061 | 0 | yes | Deficit |  |  | 0 | 0 | 0 | 0 | 0 |  | 0 | 0 | 0 | 0 | 4322.9342 | yes |  | 0 | 0 | 0 | 4322.9342 | 0 | no | 0 | 0 | 0 | 4322.9342 | 0
| 16834.1672 | 0 | yes | Deficit |  |  | 0 | 0 | 0 | 0 | 0 |  | 0 | 0 | 0 | 0 | 4860 | no |  | 0 | 24300 | no | 16834.1672 | 0 | no | no | 0 | 0 | 0 | 0 | 0 |  | 0 | 0 | 0 | 0 | 0 | 16834.1672 | 16795.5347 | 13641.9507 | 0 | yes | Deficit |  |  | 0 | 0 | 0 | 0 | 0 |  | 0 | 0 | 0 | 0 | 5374.8286 | yes |  | 0 | 0 | 0 | 5374.8286 | 0 | no | 0 | 0 | 0 | 5374.8286 | 0
| 16283.7435 | 0 | no | Surplus | yes |  | 0 | 0 | 0 | 550.4237 | 0 | no | 0 | 0 | 0 | 550.4237 | 4860 | no | 16283.7435 | 0 | 24300 |  |  | 0 |  |  | 0 | 0 | 0 | 0 | 0 |  | 0 | 0 | 0 | 0 | 0 | 16283.7435 | 16391.8939 | 13195.9023 | 0 | yes | Deficit |  |  | 0 | 0 | 0 | 0 | 0 |  | 0 | 0 | 0 | 0 | 2749.9432 | yes |  | 0 | 0 | 0 | 2749.9432 | 0 | no | 0 | 0 | 0 | 2749.9432 | 0
| 17657.6621 | 0 | yes | Deficit |  |  | 0 | 0 | 0 | 0 | 0 |  | 0 | 0 | 0 | 0 | 4860 | no |  | 0 | 24300 | no | 17657.6621 | 0 | no | no | 0 | 0 | 0 | 0 | 0 |  | 0 | 0 | 0 | 0 | 0 | 17657.6621 | 17138.7357 | 14309.2886 | 0 | yes | Deficit |  |  | 0 | 0 | 0 | 0 | 0 |  | 0 | 0 | 0 | 0 | 3942.8334 | yes |  | 0 | 0 | 0 | 3942.8334 | 0 | no | 0 | 0 | 0 | 3942.8334 | 0
| 17058.4109 | 0 | no | Surplus | yes |  | 0 | 0 | 0 | 599.2512 | 0 | no | 0 | 0 | 0 | 599.2512 | 4860 | no | 17058.4109 | 0 | 24300 |  |  | 0 |  |  | 0 | 0 | 0 | 0 | 0 |  | 0 | 0 | 0 | 0 | 0 | 17058.4109 | 16326.832 | 13823.6717 | 0 | yes | Deficit |  |  | 0 | 0 | 0 | 0 | 0 |  | 0 | 0 | 0 | 0 | 2017.5435 | yes |  | 0 | 0 | 0 | 2017.5435 | 0 | no | 0 | 0 | 0 | 2017.5435 | 0
| 17129.021 | 0 | yes | Deficit |  |  | 0 | 0 | 0 | 0 | 0 |  | 0 | 0 | 0 | 0 | 4860 | no |  | 0 | 24300 | no | 17129.021 | 0 | no | no | 0 | 0 | 0 | 0 | 0 |  | 0 | 0 | 0 | 0 | 0 | 17129.021 | 15469.4531 | 13880.8922 | 0 | yes | Deficit |  |  | 0 | 0 | 0 | 0 | 0 |  | 0 | 0 | 0 | 0 | 1645.7814 | yes |  | 0 | 0 | 0 | 1645.7814 | 0 | no | 0 | 0 | 0 | 1645.7814 | 0
| 16557.6881 | 0 | no | Surplus | yes |  | 0 | 0 | 0 | 571.3328 | 0 | no | 0 | 0 | 0 | 571.3328 | 4860 | no | 16557.6881 | 0 | 24300 |  |  | 0 |  |  | 0 | 0 | 0 | 0 | 0 |  | 0 | 0 | 0 | 0 | 0 | 16557.6881 | 15845.4876 | 13417.8996 | 0 | yes | Deficit |  |  | 0 | 0 | 0 | 0 | 0 |  | 0 | 0 | 0 | 0 | 1964.5954 | yes |  | 0 | 0 | 0 | 1964.5954 | 0 | no | 0 | 0 | 0 | 1964.5954 | 0
| 16123.012 | 0 | no | Surplus | yes |  | 0 | 0 | 0 | 434.6761 | 0 | no | 0 | 0 | 0 | 434.6761 | 4860 | no | 16123.012 | 0 | 24300 |  |  | 0 |  |  | 0 | 0 | 0 | 0 | 0 |  | 0 | 0 | 0 | 0 | 0 | 16123.012 | 15488.1606 | 13065.6499 | 0 | yes | Deficit |  |  | 0 | 0 | 0 | 0 | 0 |  | 0 | 0 | 0 | 0 | 2070.261 | yes |  | 0 | 0 | 0 | 2070.261 | 0 | no | 0 | 0 | 0 | 2070.261 | 0
| 17373.8947 | 0 | yes | Deficit |  |  | 0 | 0 | 0 | 0 | 0 |  | 0 | 0 | 0 | 0 | 4860 | no |  | 0 | 24300 | no | 17373.8947 | 0 | no | no | 0 | 0 | 0 | 0 | 0 |  | 0 | 0 | 0 | 0 | 0 | 17373.8947 | 15956.363 | 14079.3312 | 0 | yes | Deficit |  |  | 0 | 0 | 0 | 0 | 0 |  | 0 | 0 | 0 | 0 | 2890.7131 | yes |  | 0 | 0 | 0 | 2890.7131 | 0 | no | 0 | 0 | 0 | 2890.7131 | 0
| 16918.9158 | 0 | no | Surplus | yes |  | 0 | 0 | 0 | 454.9789 | 0 | no | 0 | 0 | 0 | 454.9789 | 4860 | no | 16918.9158 | 0 | 24300 |  |  | 0 |  |  | 0 | 0 | 0 | 0 | 0 |  | 0 | 0 | 0 | 0 | 0 | 16918.9158 | 16775.5614 | 13710.6287 | 0 | yes | Deficit |  |  | 0 | 0 | 0 | 0 | 0 |  | 0 | 0 | 0 | 0 | 2696.2302 | yes |  | 0 | 0 | 0 | 2696.2302 | 0 | no | 0 | 0 | 0 | 2696.2302 | 0
| 18129.5016 | 0 | yes | Deficit |  |  | 0 | 0 | 0 | 0 | 0 |  | 0 | 0 | 0 | 0 | 4860 | no |  | 0 | 24300 | no | 18129.5016 | 0 | no | no | 0 | 0 | 0 | 0 | 0 |  | 0 | 0 | 0 | 0 | 0 | 18129.5016 | 17497.253 | 14691.6544 | 0 | yes | Deficit |  |  | 0 | 0 | 0 | 0 | 0 |  | 0 | 0 | 0 | 0 | 3786.6242 | yes |  | 0 | 0 | 0 | 3786.6242 | 0 | no | 0 | 0 | 0 | 3786.6242 | 0
| 15199.9705 | 0 | no | Surplus | yes |  | 0 | 0 | 0 | 2929.5311 | 0 | no | 0 | 0 | 0 | 2929.5311 | 4860 | no | 15199.9705 | 0 | 24300 |  |  | 0 |  |  | 0 | 0 | 0 | 0 | 0 |  | 0 | 0 | 0 | 0 | 0 | 15199.9705 | 17220.9399 | 12317.6422 | 0 | yes | Deficit |  |  | 0 | 0 | 0 | 0 | 0 |  | 0 | 0 | 0 | 0 | 2529.2854 | yes |  | 0 | 0 | 0 | 2529.2854 | 0 | no | 0 | 0 | 0 | 2529.2854 | 0
| 14741.333 | 0 | no | Surplus | yes |  | 0 | 0 | 0 | 458.6375 | 0 | no | 0 | 0 | 0 | 458.6375 | 4860 | no | 14741.333 | 0 | 24300 |  |  | 0 |  |  | 0 | 0 | 0 | 0 | 0 |  | 0 | 0 | 0 | 0 | 0 | 14741.333 | 16716.83 | 11945.9749 | 0 | yes | Deficit |  |  | 0 | 0 | 0 | 0 | 0 |  | 0 | 0 | 0 | 0 | 4399.1878 | yes |  | 0 | 0 | 0 | 4399.1878 | 0 | no | 0 | 0 | 0 | 4399.1878 | 0
| 15453.4842 | 0 | yes | Deficit |  |  | 0 | 0 | 0 | 0 | 0 |  | 0 | 0 | 0 | 0 | 4860 | no |  | 0 | 24300 | no | 15453.4842 | 0 | no | no | 0 | 0 | 0 | 0 | 0 |  | 0 | 0 | 0 | 0 | 0 | 15453.4842 | 16277.4658 | 12523.0829 | 0 | yes | Deficit |  |  | 0 | 0 | 0 | 0 | 0 |  | 0 | 0 | 0 | 0 | 4331.4909 | yes |  | 0 | 0 | 0 | 4331.4909 | 0 | no | 0 | 0 | 0 | 4331.4909 | 0
| 14626.2406 | 0 | no | Surplus | yes |  | 0 | 0 | 0 | 827.2436 | 0 | no | 0 | 0 | 0 | 827.2436 | 4860 | no | 14626.2406 | 0 | 24300 |  |  | 0 |  |  | 0 | 0 | 0 | 0 | 0 |  | 0 | 0 | 0 | 0 | 0 | 14626.2406 | 15932.7884 | 11852.7071 | 0 | yes | Deficit |  |  | 0 | 0 | 0 | 0 | 0 |  | 0 | 0 | 0 | 0 | 3409.7055 | yes |  | 0 | 0 | 0 | 3409.7055 | 0 | no | 0 | 0 | 0 | 3409.7055 | 0
| 17258.9601 | 0 | yes | Deficit |  |  | 0 | 0 | 0 | 0 | 0 |  | 0 | 0 | 0 | 0 | 4860 | no |  | 0 | 24300 | no | 17258.9601 | 0 | no | no | 0 | 0 | 0 | 0 | 0 |  | 0 | 0 | 0 | 0 | 0 | 17258.9601 | 16164.6408 | 13986.1914 | 0 | yes | Deficit |  |  | 0 | 0 | 0 | 0 | 0 |  | 0 | 0 | 0 | 0 | 4311.9337 | yes |  | 0 | 0 | 0 | 4311.9337 | 0 | no | 0 | 0 | 0 | 4311.9337 | 0
| 18761.6473 | 0 | yes | Deficit |  |  | 0 | 0 | 0 | 0 | 0 |  | 0 | 0 | 0 | 0 | 4860 | no |  | 0 | 24300 | no | 18761.6473 | 0 | no | no | 0 | 0 | 0 | 0 | 0 |  | 0 | 0 | 0 | 0 | 0 | 18761.6473 | 17606.9816 | 15203.9281 | 0 | yes | Deficit |  |  | 0 | 0 | 0 | 0 | 0 |  | 0 | 0 | 0 | 0 | 3620.7902 | yes |  | 0 | 0 | 0 | 3620.7902 | 0 | no | 0 | 0 | 0 | 3620.7902 | 0
| 17512.6358 | 0 | no | Surplus | yes |  | 0 | 0 | 0 | 1249.0116 | 0 | no | 0 | 0 | 0 | 1249.0116 | 4860 | no | 17512.6358 | 0 | 24300 |  |  | 0 |  |  | 0 | 0 | 0 | 0 | 0 |  | 0 | 0 | 0 | 0 | 0 | 17512.6358 | 17137.1386 | 14191.7632 | 0 | yes | Deficit |  |  | 0 | 0 | 0 | 0 | 0 |  | 0 | 0 | 0 | 0 | 1933.2104 | yes |  | 0 | 0 | 0 | 1933.2104 | 0 | no | 0 | 0 | 0 | 1933.2104 | 0
| 17128.1876 | 0 | no | Surplus | yes |  | 0 | 0 | 0 | 384.4482 | 0 | no | 0 | 0 | 0 | 384.4482 | 4860 | no | 17128.1876 | 0 | 24300 |  |  | 0 |  |  | 0 | 0 | 0 | 0 | 0 |  | 0 | 0 | 0 | 0 | 0 | 17128.1876 | 17881.5829 | 13880.2168 | 0 | yes | Deficit |  |  | 0 | 0 | 0 | 0 | 0 |  | 0 | 0 | 0 | 0 | 3689.8197 | yes |  | 0 | 0 | 0 | 3689.8197 | 0 | no | 0 | 0 | 0 | 3689.8197 | 0
| 17127.6101 | 0 | no | Surplus | yes |  | 0 | 0 | 0 | 0.57745 | 0 | no | 0 | 0 | 0 | 0.57745 | 4860 | no | 17127.6101 | 0 | 24300 |  |  | 0 |  |  | 0 | 0 | 0 | 0 | 0 |  | 0 | 0 | 0 | 0 | 0 | 17127.6101 | 18564.2901 | 13879.7489 | 0 | yes | Deficit |  |  | 0 | 0 | 0 | 0 | 0 |  | 0 | 0 | 0 | 0 | 4684.0733 | yes |  | 0 | 0 | 0 | 4684.0733 | 0 | no | 0 | 0 | 0 | 4684.0733 | 0
| 17766.2099 | 0 | yes | Deficit |  |  | 0 | 0 | 0 | 0 | 0 |  | 0 | 0 | 0 | 0 | 4860 | no |  | 0 | 24300 | no | 17766.2099 | 0 | no | no | 0 | 0 | 0 | 0 | 0 |  | 0 | 0 | 0 | 0 | 0 | 17766.2099 | 16265.9768 | 14397.2527 | 0 | yes | Deficit |  |  | 0 | 0 | 0 | 0 | 0 |  | 0 | 0 | 0 | 0 | 2386.2279 | yes |  | 0 | 0 | 0 | 2386.2279 | 0 | no | 0 | 0 | 0 | 2386.2279 | 0
| 20720.4632 | 0 | yes | Deficit |  |  | 0 | 0 | 0 | 0 | 0 |  | 0 | 0 | 0 | 0 | 4860 | no |  | 0 | 24300 | no | 20720.4632 | 0 | no | no | 0 | 0 | 0 | 0 | 0 |  | 0 | 0 | 0 | 0 | 0 | 20720.4632 | 15293.406 | 16791.2992 | 0 | yes | Deficit |  |  | 0 | 0 | 0 | 0 | 0 |  | 0 | 0 | 0 | 0 | 896.1533 | yes |  | 0 | 0 | 0 | 896.1533 | 0 | no | 0 | 0 | 0 | 896.1533 | 0
| 15854.1334 | 0 | no | Surplus | yes |  | 0 | 0 | 0 | 4866.3299 | 0 | no | 0 | 0 | 0 | 4866.3299 | 4860 | no | 15854.1334 | 0 | 24300 |  |  | 0 |  |  | 0 | 0 | 0 | 0 | 0 |  | 0 | 0 | 0 | 0 | 0 | 15854.1334 | 17421.2292 | 12847.758 | 0 | yes | Deficit |  |  | 0 | 0 | 0 | 0 | 0 |  | 0 | 0 | 0 | 0 | 629.93 | yes |  | 0 | 0 | 0 | 629.93 | 0 | no | 0 | 0 | 0 | 629.93 | 0
| 15203.6501 | 0 | no | Surplus | yes |  | 0 | 0 | 0 | 650.4833 | 0 | no | 0 | 0 | 0 | 650.4833 | 4860 | no | 15203.6501 | 0 | 24300 |  |  | 0 |  |  | 0 | 0 | 0 | 0 | 0 |  | 0 | 0 | 0 | 0 | 0 | 15203.6501 | 17971.2107 | 12320.624 | 0 | yes | Deficit |  |  | 0 | 0 | 0 | 0 | 0 |  | 0 | 0 | 0 | 0 | 5123.4527 | yes |  | 0 | 0 | 0 | 5123.4527 | 0 | no | 0 | 0 | 0 | 5123.4527 | 0
| 16778.9205 | 0 | yes | Deficit |  |  | 0 | 0 | 0 | 0 | 0 |  | 0 | 0 | 0 | 0 | 4860 | no |  | 0 | 24300 | no | 16778.9205 | 0 | no | no | 0 | 0 | 0 | 0 | 0 |  | 0 | 0 | 0 | 0 | 0 | 16778.9205 | 17796.337 | 13597.1803 | 0 | yes | Deficit |  |  | 0 | 0 | 0 | 0 | 0 |  | 0 | 0 | 0 | 0 | 5475.7129 | yes |  | 0 | 0 | 0 | 5475.7129 | 0 | no | 0 | 0 | 0 | 5475.7129 | 0
| 16734.7289 | 0 | no | Surplus | yes |  | 0 | 0 | 0 | 44.1916 | 0 | no | 0 | 0 | 0 | 44.1916 | 4860 | no | 16734.7289 | 0 | 24300 |  |  | 0 |  |  | 0 | 0 | 0 | 0 | 0 |  | 0 | 0 | 0 | 0 | 0 | 16734.7289 | 17321.5844 | 13561.3687 | 0 | yes | Deficit |  |  | 0 | 0 | 0 | 0 | 0 |  | 0 | 0 | 0 | 0 | 3724.4041 | yes |  | 0 | 0 | 0 | 3724.4041 | 0 | no | 0 | 0 | 0 | 3724.4041 | 0
| 18156.0568 | 0 | yes | Deficit |  |  | 0 | 0 | 0 | 0 | 0 |  | 0 | 0 | 0 | 0 | 4860 | no |  | 0 | 24300 | no | 18156.0568 | 0 | no | no | 0 | 0 | 0 | 0 | 0 |  | 0 | 0 | 0 | 0 | 0 | 18156.0568 | 17954.8177 | 14713.1741 | 0 | yes | Deficit |  |  | 0 | 0 | 0 | 0 | 0 |  | 0 | 0 | 0 | 0 | 4393.449 | yes |  | 0 | 0 | 0 | 4393.449 | 0 | no | 0 | 0 | 0 | 4393.449 | 0
| 21393.2201 | 0 | yes | Deficit |  |  | 0 | 0 | 0 | 0 | 0 |  | 0 | 0 | 0 | 0 | 4860 | no |  | 0 | 24300 | no | 21393.2201 | 0 | no | no | 0 | 0 | 0 | 0 | 0 |  | 0 | 0 | 0 | 0 | 0 | 21393.2201 | 17620.0029 | 17336.4831 | 0 | yes | Deficit |  |  | 0 | 0 | 0 | 0 | 0 |  | 0 | 0 | 0 | 0 | 2906.8288 | yes |  | 0 | 0 | 0 | 2906.8288 | 0 | no | 0 | 0 | 0 | 2906.8288 | 0
| 17862.5906 | 0 | no | Surplus | yes |  | 0 | 0 | 0 | 3530.6295 | 0 | no | 0 | 0 | 0 | 3530.6295 | 4860 | no | 17862.5906 | 0 | 24300 |  |  | 0 |  |  | 0 | 0 | 0 | 0 | 0 |  | 0 | 0 | 0 | 0 | 0 | 17862.5906 | 17665.4489 | 14475.3571 | 0 | yes | Deficit |  |  | 0 | 0 | 0 | 0 | 0 |  | 0 | 0 | 0 | 0 | 328.9658 | yes |  | 0 | 0 | 0 | 328.9658 | 0 | no | 0 | 0 | 0 | 328.9658 | 0
| 17183.7835 | 0 | no | Surplus | yes |  | 0 | 0 | 0 | 678.8071 | 0 | no | 0 | 0 | 0 | 678.8071 | 4860 | no | 17183.7835 | 0 | 24300 |  |  | 0 |  |  | 0 | 0 | 0 | 0 | 0 |  | 0 | 0 | 0 | 0 | 0 | 17183.7835 | 17626.1107 | 13925.2703 | 0 | yes | Deficit |  |  | 0 | 0 | 0 | 0 | 0 |  | 0 | 0 | 0 | 0 | 3150.7536 | yes |  | 0 | 0 | 0 | 3150.7536 | 0 | no | 0 | 0 | 0 | 3150.7536 | 0
| 17086.3075 | 0 | no | Surplus | yes |  | 0 | 0 | 0 | 97.4761 | 0 | no | 0 | 0 | 0 | 97.4761 | 4860 | no | 17086.3075 | 0 | 24300 |  |  | 0 |  |  | 0 | 0 | 0 | 0 | 0 |  | 0 | 0 | 0 | 0 | 0 | 17086.3075 | 18455.1109 | 13846.2783 | 0 | yes | Deficit |  |  | 0 | 0 | 0 | 0 | 0 |  | 0 | 0 | 0 | 0 | 4529.8406 | yes |  | 0 | 0 | 0 | 4529.8406 | 0 | no | 0 | 0 | 0 | 4529.8406 | 0
| 17508.7019 | 0 | yes | Deficit |  |  | 0 | 0 | 0 | 0 | 0 |  | 0 | 0 | 0 | 0 | 4860 | no |  | 0 | 24300 | no | 17508.7019 | 0 | no | no | 0 | 0 | 0 | 0 | 0 |  | 0 | 0 | 0 | 0 | 0 | 17508.7019 | 18277.7805 | 14188.5753 | 0 | yes | Deficit |  |  | 0 | 0 | 0 | 0 | 0 |  | 0 | 0 | 0 | 0 | 4431.5022 | yes |  | 0 | 0 | 0 | 4431.5022 | 0 | no | 0 | 0 | 0 | 4431.5022 | 0
| 18382.4321 | 0 | yes | Deficit |  |  | 0 | 0 | 0 | 0 | 0 |  | 0 | 0 | 0 | 0 | 4860 | no |  | 0 | 24300 | no | 18382.4321 | 0 | no | no | 0 | 0 | 0 | 0 | 0 |  | 0 | 0 | 0 | 0 | 0 | 18382.4321 | 17219.9024 | 14896.6225 | 0 | yes | Deficit |  |  | 0 | 0 | 0 | 0 | 0 |  | 0 | 0 | 0 | 0 | 3031.3271 | yes |  | 0 | 0 | 0 | 3031.3271 | 0 | no | 0 | 0 | 0 | 3031.3271 | 0
| 19348.6515 | 0 | yes | Deficit |  |  | 0 | 0 | 0 | 0 | 0 |  | 0 | 0 | 0 | 0 | 4860 | no |  | 0 | 24300 | no | 19348.6515 | 0 | no | no | 0 | 0 | 0 | 0 | 0 |  | 0 | 0 | 0 | 0 | 0 | 19348.6515 | 16278.3971 | 15679.6203 | 0 | yes | Deficit |  |  | 0 | 0 | 0 | 0 | 0 |  | 0 | 0 | 0 | 0 | 1381.7746 | yes |  | 0 | 0 | 0 | 1381.7746 | 0 | no | 0 | 0 | 0 | 1381.7746 | 0
| 19963.3421 | 0 | yes | Deficit |  |  | 0 | 0 | 0 | 0 | 0 |  | 0 | 0 | 0 | 0 | 4860 | no |  | 0 | 24300 | no | 19963.3421 | 0 | no | no | 0 | 0 | 0 | 0 | 0 |  | 0 | 0 | 0 | 0 | 0 | 19963.3421 | 16251.3621 | 16177.7489 | 0 | yes | Deficit |  |  | 0 | 0 | 0 | 0 | 0 |  | 0 | 0 | 0 | 0 | 571.7418 | yes |  | 0 | 0 | 0 | 571.7418 | 0 | no | 0 | 0 | 0 | 571.7418 | 0
| 19230.4416 | 0 | no | Surplus | yes |  | 0 | 0 | 0 | 732.9006 | 0 | no | 0 | 0 | 0 | 732.9006 | 4860 | no | 19230.4416 | 0 | 24300 |  |  | 0 |  |  | 0 | 0 | 0 | 0 | 0 |  | 0 | 0 | 0 | 0 | 0 | 19230.4416 | 16322.5305 | 15583.8263 | 0 | yes | Deficit |  |  | 0 | 0 | 0 | 0 | 0 |  | 0 | 0 | 0 | 0 | 144.7816 | yes |  | 0 | 0 | 0 | 144.7816 | 0 | no | 0 | 0 | 0 | 144.7816 | 0
| 18619.4511 | 0 | no | Surplus | yes |  | 0 | 0 | 0 | 610.9905 | 0 | no | 0 | 0 | 0 | 610.9905 | 4860 | no | 18619.4511 | 0 | 24300 |  |  | 0 |  |  | 0 | 0 | 0 | 0 | 0 |  | 0 | 0 | 0 | 0 | 0 | 18619.4511 | 15817.7661 | 15088.6962 | 0 | yes | Deficit |  |  | 0 | 0 | 0 | 0 | 0 |  | 0 | 0 | 0 | 0 | 233.9398 | yes |  | 0 | 0 | 0 | 233.9398 | 0 | no | 0 | 0 | 0 | 233.9398 | 0
| 19068.379 | 0 | yes | Deficit |  |  | 0 | 0 | 0 | 0 | 0 |  | 0 | 0 | 0 | 0 | 4860 | no |  | 0 | 24300 | no | 19068.379 | 0 | no | no | 0 | 0 | 0 | 0 | 0 |  | 0 | 0 | 0 | 0 | 0 | 19068.379 | 14773.6716 | 15452.4951 | 0 | no | Surplus | yes |  | 0 | 0 | 0 | 315.0246 | 0 | no | 0 | 0 | 0 | 315.0246 | 0 |  |  | 0 | 0 | 0 | 0 | 0 |  | 0 | 0 | 0 | 0 | 0
| 18803.4927 | 0 | no | Surplus | yes |  | 0 | 0 | 0 | 264.8863 | 0 | no | 0 | 0 | 0 | 264.8863 | 4860 | no | 18803.4927 | 0 | 24300 |  |  | 0 |  |  | 0 | 0 | 0 | 0 | 0 |  | 0 | 0 | 0 | 0 | 0 | 18803.4927 | 14769.4107 | 15237.8385 | 0 | no | Surplus | yes |  | 0 | 0 | 0 | 683.0845 | 0 | no | 0 | 0 | 0 | 683.0845 | 0 |  |  | 0 | 0 | 0 | 0 | 0 |  | 0 | 0 | 0 | 0 | 0
| 21570.0712 | 0 | yes | Deficit |  |  | 0 | 0 | 0 | 0 | 0 |  | 0 | 0 | 0 | 0 | 4860 | no |  | 0 | 24300 | no | 21570.0712 | 0 | no | no | 0 | 0 | 0 | 0 | 0 |  | 0 | 0 | 0 | 0 | 0 | 21570.0712 | 14329.9704 | 17479.7984 | 0 | no | Surplus | yes |  | 0 | 0 | 0 | 907.8681 | 0 | no | 0 | 0 | 0 | 907.8681 | 0 |  |  | 0 | 0 | 0 | 0 | 0 |  | 0 | 0 | 0 | 0 | 0
| 19256.9434 | 0 | no | Surplus | yes |  | 0 | 0 | 0 | 2313.1278 | 0 | no | 0 | 0 | 0 | 2313.1278 | 4860 | no | 19256.9434 | 0 | 24300 |  |  | 0 |  |  | 0 | 0 | 0 | 0 | 0 |  | 0 | 0 | 0 | 0 | 0 | 19256.9434 | 14619.264 | 15605.3026 | 0 | no | Surplus | yes |  | 0 | 0 | 0 | 2860.5344 | 0 | no | 0 | 0 | 0 | 2860.5344 | 0 |  |  | 0 | 0 | 0 | 0 | 0 |  | 0 | 0 | 0 | 0 | 0
| 20068.0479 | 0 | yes | Deficit |  |  | 0 | 0 | 0 | 0 | 0 |  | 0 | 0 | 0 | 0 | 4860 | no |  | 0 | 24300 | no | 20068.0479 | 0 | no | no | 0 | 0 | 0 | 0 | 0 |  | 0 | 0 | 0 | 0 | 0 | 20068.0479 | 13995.0692 | 16262.5996 | 0 | no | Surplus | yes |  | 0 | 0 | 0 | 1610.2334 | 0 | no | 0 | 0 | 0 | 1610.2334 | 0 |  |  | 0 | 0 | 0 | 0 | 0 |  | 0 | 0 | 0 | 0 | 0
| 19906.5924 | 0 | no | Surplus | yes |  | 0 | 0 | 0 | 161.4556 | 0 | no | 0 | 0 | 0 | 161.4556 | 4860 | no | 19906.5924 | 0 | 24300 |  |  | 0 |  |  | 0 | 0 | 0 | 0 | 0 |  | 0 | 0 | 0 | 0 | 0 | 19906.5924 | 15999.0931 | 16131.7604 | 0 | no | Surplus | yes |  | 0 | 0 | 0 | 263.5065 | 0 | no | 0 | 0 | 0 | 263.5065 | 0 |  |  | 0 | 0 | 0 | 0 | 0 |  | 0 | 0 | 0 | 0 | 0
| 19876.1197 | 0 | no | Surplus | yes |  | 0 | 0 | 0 | 30.4727 | 0 | no | 0 | 0 | 0 | 30.4727 | 4860 | no | 19876.1197 | 0 | 24300 |  |  | 0 |  |  | 0 | 0 | 0 | 0 | 0 |  | 0 | 0 | 0 | 0 | 0 | 19876.1197 | 15811.1702 | 16107.0662 | 0 | no | Surplus | yes |  | 0 | 0 | 0 | 320.5902 | 0 | no | 0 | 0 | 0 | 320.5902 | 0 |  |  | 0 | 0 | 0 | 0 | 0 |  | 0 | 0 | 0 | 0 | 0
| 21393.6977 | 0 | yes | Deficit |  |  | 0 | 0 | 0 | 0 | 0 |  | 0 | 0 | 0 | 0 | 4860 | no |  | 0 | 24300 | no | 21393.6977 | 0 | no | no | 0 | 0 | 0 | 0 | 0 |  | 0 | 0 | 0 | 0 | 0 | 21393.6977 | 15747.8318 | 17336.8701 | 0 | no | Surplus | yes |  | 0 | 0 | 0 | 359.2343 | 0 | no | 0 | 0 | 0 | 359.2343 | 0 |  |  | 0 | 0 | 0 | 0 | 0 |  | 0 | 0 | 0 | 0 | 0
| 22765.1434 | 0 | yes | Deficit |  |  | 0 | 0 | 0 | 0 | 0 |  | 0 | 0 | 0 | 0 | 4860 | no |  | 0 | 24300 | no | 22765.1434 | 0 | no | no | 0 | 0 | 0 | 0 | 0 |  | 0 | 0 | 0 | 0 | 0 | 22765.1434 | 14361.678 | 18448.2523 | 0 | no | Surplus | yes |  | 0 | 0 | 0 | 2975.1921 | 0 | no | 0 | 0 | 0 | 2975.1921 | 0 |  |  | 0 | 0 | 0 | 0 | 0 |  | 0 | 0 | 0 | 0 | 0
| 21107.0526 | 0 | no | Surplus | yes |  | 0 | 0 | 0 | 1658.0908 | 0 | no | 0 | 0 | 0 | 1658.0908 | 4860 | no | 21107.0526 | 0 | 24300 |  |  | 0 |  |  | 0 | 0 | 0 | 0 | 0 |  | 0 | 0 | 0 | 0 | 0 | 21107.0526 | 17515.0611 | 17104.5807 | 0 | no | Surplus | yes |  | 0 | 0 | 0 | 933.1912 | 0 | no | 0 | 0 | 0 | 933.1912 | 0 |  |  | 0 | 0 | 0 | 0 | 0 |  | 0 | 0 | 0 | 0 | 0
| 20742.1227 | 0 | no | Surplus | yes |  | 0 | 0 | 0 | 364.9299 | 0 | no | 0 | 0 | 0 | 364.9299 | 4860 | no | 20742.1227 | 0 | 24300 |  |  | 0 |  |  | 0 | 0 | 0 | 0 | 0 |  | 0 | 0 | 0 | 0 | 0 | 20742.1227 | 16411.5022 | 16808.8514 | 0 | no | Surplus | yes |  | 0 | 0 | 0 | 693.0785 | 0 | no | 0 | 0 | 0 | 693.0785 | 0 |  |  | 0 | 0 | 0 | 0 | 0 |  | 0 | 0 | 0 | 0 | 0
| 21442.299 | 0 | yes | Deficit |  |  | 0 | 0 | 0 | 0 | 0 |  | 0 | 0 | 0 | 0 | 4860 | no |  | 0 | 24300 | no | 21442.299 | 0 | no | no | 0 | 0 | 0 | 0 | 0 |  | 0 | 0 | 0 | 0 | 0 | 21442.299 | 17777.6835 | 17376.2553 | 0 | yes | Deficit |  |  | 0 | 0 | 0 | 0 | 0 |  | 0 | 0 | 0 | 0 | 968.8321 | yes |  | 0 | 0 | 0 | 968.8321 | 0 | no | 0 | 0 | 0 | 968.8321 | 0
| 23678.7578 | 0 | yes | Deficit |  |  | 0 | 0 | 0 | 0 | 0 |  | 0 | 0 | 0 | 0 | 4860 | no |  | 0 | 24300 | no | 23678.7578 | 0 | no | no | 0 | 0 | 0 | 0 | 0 |  | 0 | 0 | 0 | 0 | 0 | 23678.7578 | 17712.223 | 19188.6206 | 0 | yes | Deficit |  |  | 0 | 0 | 0 | 0 | 0 |  | 0 | 0 | 0 | 0 | 335.9677 | yes |  | 0 | 0 | 0 | 335.9677 | 0 | no | 0 | 0 | 0 | 335.9677 | 0
| 23327.9577 | 0 | no | Surplus | yes |  | 0 | 0 | 0 | 350.8001 | 0 | no | 0 | 0 | 0 | 350.8001 | 4860 | no | 23327.9577 | 0 | 24300 |  |  | 0 |  |  | 0 | 0 | 0 | 0 | 0 |  | 0 | 0 | 0 | 0 | 0 | 23327.9577 | 17253.1512 | 18904.3417 | 0 | no | Surplus | yes |  | 0 | 0 | 0 | 1935.4694 | 0 | no | 0 | 0 | 0 | 1935.4694 | 0 |  |  | 0 | 0 | 0 | 0 | 0 |  | 0 | 0 | 0 | 0 | 0
| 21616.8248 | 0 | no | Surplus | yes |  | 0 | 0 | 0 | 1711.1329 | 0 | no | 0 | 0 | 0 | 1711.1329 | 4860 | no | 21616.8248 | 0 | 24300 |  |  | 0 |  |  | 0 | 0 | 0 | 0 | 0 |  | 0 | 0 | 0 | 0 | 0 | 21616.8248 | 16533.4194 | 17517.6862 | 0 | no | Surplus | yes |  | 0 | 0 | 0 | 2370.9223 | 0 | no | 0 | 0 | 0 | 2370.9223 | 0 |  |  | 0 | 0 | 0 | 0 | 0 |  | 0 | 0 | 0 | 0 | 0
| 21171.887 | 0 | no | Surplus | yes |  | 0 | 0 | 0 | 444.9378 | 0 | no | 0 | 0 | 0 | 444.9378 | 4860 | no | 21171.887 | 0 | 24300 |  |  | 0 |  |  | 0 | 0 | 0 | 0 | 0 |  | 0 | 0 | 0 | 0 | 0 | 21171.887 | 18160.0431 | 17157.1207 | 0 | yes | Deficit |  |  | 0 | 0 | 0 | 0 | 0 |  | 0 | 0 | 0 | 0 | 642.3569 | yes |  | 0 | 0 | 0 | 642.3569 | 0 | no | 0 | 0 | 0 | 642.3569 | 0
| 21474.0859 | 0 | yes | Deficit |  |  | 0 | 0 | 0 | 0 | 0 |  | 0 | 0 | 0 | 0 | 4860 | no |  | 0 | 24300 | no | 21474.0859 | 0 | no | no | 0 | 0 | 0 | 0 | 0 |  | 0 | 0 | 0 | 0 | 0 | 21474.0859 | 18639.0308 | 17402.0145 | 0 | yes | Deficit |  |  | 0 | 0 | 0 | 0 | 0 |  | 0 | 0 | 0 | 0 | 1481.9101 | yes |  | 0 | 0 | 0 | 1481.9101 | 0 | no | 0 | 0 | 0 | 1481.9101 | 0
| 21311.1472 | 0 | no | Surplus | yes |  | 0 | 0 | 0 | 162.9387 | 0 | no | 0 | 0 | 0 | 162.9387 | 4860 | no | 21311.1472 | 0 | 24300 |  |  | 0 |  |  | 0 | 0 | 0 | 0 | 0 |  | 0 | 0 | 0 | 0 | 0 | 21311.1472 | 17539.6623 | 17269.9734 | 0 | yes | Deficit |  |  | 0 | 0 | 0 | 0 | 0 |  | 0 | 0 | 0 | 0 | 137.6478 | yes |  | 0 | 0 | 0 | 137.6478 | 0 | no | 0 | 0 | 0 | 137.6478 | 0
| 20643.8659 | 0 | no | Surplus | yes |  | 0 | 0 | 0 | 667.2813 | 0 | no | 0 | 0 | 0 | 667.2813 | 4860 | no | 20643.8659 | 0 | 24300 |  |  | 0 |  |  | 0 | 0 | 0 | 0 | 0 |  | 0 | 0 | 0 | 0 | 0 | 20643.8659 | 19078.2633 | 16729.2268 | 0 | yes | Deficit |  |  | 0 | 0 | 0 | 0 | 0 |  | 0 | 0 | 0 | 0 | 1808.2899 | yes |  | 0 | 0 | 0 | 1808.2899 | 0 | no | 0 | 0 | 0 | 1808.2899 | 0
| 19778.2757 | 0 | no | Surplus | yes |  | 0 | 0 | 0 | 865.5902 | 0 | no | 0 | 0 | 0 | 865.5902 | 4860 | no | 19778.2757 | 0 | 24300 |  |  | 0 |  |  | 0 | 0 | 0 | 0 | 0 |  | 0 | 0 | 0 | 0 | 0 | 19778.2757 | 18495.4477 | 16027.7761 | 0 | yes | Deficit |  |  | 0 | 0 | 0 | 0 | 0 |  | 0 | 0 | 0 | 0 | 1766.2209 | yes |  | 0 | 0 | 0 | 1766.2209 | 0 | no | 0 | 0 | 0 | 1766.2209 | 0
| 22721.2062 | 0 | yes | Deficit |  |  | 0 | 0 | 0 | 0 | 0 |  | 0 | 0 | 0 | 0 | 4860 | no |  | 0 | 24300 | no | 22721.2062 | 0 | no | no | 0 | 0 | 0 | 0 | 0 |  | 0 | 0 | 0 | 0 | 0 | 22721.2062 | 17408.4131 | 18412.6469 | 0 | yes | Deficit |  |  | 0 | 0 | 0 | 0 | 0 |  | 0 | 0 | 0 | 0 | 1380.6369 | yes |  | 0 | 0 | 0 | 1380.6369 | 0 | no | 0 | 0 | 0 | 1380.6369 | 0
| 23474.5061 | 0 | yes | Deficit |  |  | 0 | 0 | 0 | 0 | 0 |  | 0 | 0 | 0 | 0 | 4860 | no |  | 0 | 24300 | no | 23474.5061 | 0 | no | no | 0 | 0 | 0 | 0 | 0 |  | 0 | 0 | 0 | 0 | 0 | 23474.5061 | 18811.4941 | 19023.1006 | 0 | yes | Deficit |  |  | 0 | 0 | 0 | 0 | 0 |  | 0 | 0 | 0 | 0 | 398.8472 | yes |  | 0 | 0 | 0 | 398.8472 | 0 | no | 0 | 0 | 0 | 398.8472 | 0
| 19950.9211 | 0 | no | Surplus | yes |  | 0 | 0 | 0 | 3523.585 | 0 | no | 0 | 0 | 0 | 3523.585 | 4860 | no | 19950.9211 | 0 | 24300 |  |  | 0 |  |  | 0 | 0 | 0 | 0 | 0 |  | 0 | 0 | 0 | 0 | 0 | 19950.9211 | 18298.6128 | 16167.6832 | 0 | no | Surplus | yes |  | 0 | 0 | 0 | 724.4878 | 0 | no | 0 | 0 | 0 | 724.4878 | 0 |  |  | 0 | 0 | 0 | 0 | 0 |  | 0 | 0 | 0 | 0 | 0
| 21100.9201 | 0 | yes | Deficit |  |  | 0 | 0 | 0 | 0 | 0 |  | 0 | 0 | 0 | 0 | 4860 | no |  | 0 | 24300 | no | 21100.9201 | 0 | no | no | 0 | 0 | 0 | 0 | 0 |  | 0 | 0 | 0 | 0 | 0 | 21100.9201 | 17287.3515 | 17099.6111 | 0 | yes | Deficit |  |  | 0 | 0 | 0 | 0 | 0 |  | 0 | 0 | 0 | 0 | 1119.6683 | yes |  | 0 | 0 | 0 | 1119.6683 | 0 | no | 0 | 0 | 0 | 1119.6683 | 0
| 20892.9982 | 0 | no | Surplus | yes |  | 0 | 0 | 0 | 207.9219 | 0 | no | 0 | 0 | 0 | 207.9219 | 4860 | no | 20892.9982 | 0 | 24300 |  |  | 0 |  |  | 0 | 0 | 0 | 0 | 0 |  | 0 | 0 | 0 | 0 | 0 | 20892.9982 | 17672.3905 | 16931.1168 | 0 | yes | Deficit |  |  | 0 | 0 | 0 | 0 | 0 |  | 0 | 0 | 0 | 0 | 572.7794 | yes |  | 0 | 0 | 0 | 572.7794 | 0 | no | 0 | 0 | 0 | 572.7794 | 0
| 20682.4123 | 0 | no | Surplus | yes |  | 0 | 0 | 0 | 210.5859 | 0 | no | 0 | 0 | 0 | 210.5859 | 4860 | no | 20682.4123 | 0 | 24300 |  |  | 0 |  |  | 0 | 0 | 0 | 0 | 0 |  | 0 | 0 | 0 | 0 | 0 | 20682.4123 | 17434.2748 | 16760.4638 | 0 | yes | Deficit |  |  | 0 | 0 | 0 | 0 | 0 |  | 0 | 0 | 0 | 0 | 503.158 | yes |  | 0 | 0 | 0 | 503.158 | 0 | no | 0 | 0 | 0 | 503.158 | 0
| 23552.5308 | 0 | yes | Deficit |  |  | 0 | 0 | 0 | 0 | 0 |  | 0 | 0 | 0 | 0 | 4860 | no |  | 0 | 24300 | no | 23552.5308 | 0 | no | no | 0 | 0 | 0 | 0 | 0 |  | 0 | 0 | 0 | 0 | 0 | 23552.5308 | 16921.5697 | 19086.3296 | 0 | yes | Deficit |  |  | 0 | 0 | 0 | 0 | 0 |  | 0 | 0 | 0 | 0 | 161.106 | yes |  | 0 | 0 | 0 | 161.106 | 0 | no | 0 | 0 | 0 | 161.106 | 0
| 21552.6727 | 0 | no | Surplus | yes |  | 0 | 0 | 0 | 1999.858 | 0 | no | 0 | 0 | 0 | 1999.858 | 4860 | no | 21552.6727 | 0 | 24300 |  |  | 0 |  |  | 0 | 0 | 0 | 0 | 0 |  | 0 | 0 | 0 | 0 | 0 | 21552.6727 | 16637.8166 | 17465.6991 | 0 | no | Surplus | yes |  | 0 | 0 | 0 | 2448.5131 | 0 | no | 0 | 0 | 0 | 2448.5131 | 0 |  |  | 0 | 0 | 0 | 0 | 0 |  | 0 | 0 | 0 | 0 | 0
| 20128.3039 | 0 | no | Surplus | yes |  | 0 | 0 | 0 | 1424.3688 | 0 | no | 0 | 0 | 0 | 1424.3688 | 4860 | no | 20128.3039 | 0 | 24300 |  |  | 0 |  |  | 0 | 0 | 0 | 0 | 0 |  | 0 | 0 | 0 | 0 | 0 | 20128.3039 | 16021.7803 | 16311.4294 | 0 | no | Surplus | yes |  | 0 | 0 | 0 | 1443.9189 | 0 | no | 0 | 0 | 0 | 1443.9189 | 0 |  |  | 0 | 0 | 0 | 0 | 0 |  | 0 | 0 | 0 | 0 | 0
| 20600.2712 | 0 | yes | Deficit |  |  | 0 | 0 | 0 | 0 | 0 |  | 0 | 0 | 0 | 0 | 4860 | no |  | 0 | 24300 | no | 20600.2712 | 0 | no | no | 0 | 0 | 0 | 0 | 0 |  | 0 | 0 | 0 | 0 | 0 | 20600.2712 | 15233.9401 | 16693.8988 | 0 | no | Surplus | yes |  | 0 | 0 | 0 | 1077.4893 | 0 | no | 0 | 0 | 0 | 1077.4893 | 0 |  |  | 0 | 0 | 0 | 0 | 0 |  | 0 | 0 | 0 | 0 | 0
| 22190.7154 | 0 | yes | Deficit |  |  | 0 | 0 | 0 | 0 | 0 |  | 0 | 0 | 0 | 0 | 4860 | no |  | 0 | 24300 | no | 22190.7154 | 0 | no | no | 0 | 0 | 0 | 0 | 0 |  | 0 | 0 | 0 | 0 | 0 | 22190.7154 | 16018.4335 | 17982.7516 | 0 | no | Surplus | yes |  | 0 | 0 | 0 | 675.4653 | 0 | no | 0 | 0 | 0 | 675.4653 | 0 |  |  | 0 | 0 | 0 | 0 | 0 |  | 0 | 0 | 0 | 0 | 0
| 22580.8069 | 0 | yes | Deficit |  |  | 0 | 0 | 0 | 0 | 0 |  | 0 | 0 | 0 | 0 | 4860 | no |  | 0 | 24300 | no | 22580.8069 | 0 | no | no | 0 | 0 | 0 | 0 | 0 |  | 0 | 0 | 0 | 0 | 0 | 22580.8069 | 16229.6993 | 18298.8711 | 0 | no | Surplus | yes |  | 0 | 0 | 0 | 1753.0522 | 0 | no | 0 | 0 | 0 | 1753.0522 | 0 |  |  | 0 | 0 | 0 | 0 | 0 |  | 0 | 0 | 0 | 0 | 0
| 21740.9659 | 0 | no | Surplus | yes |  | 0 | 0 | 0 | 839.841 | 0 | no | 0 | 0 | 0 | 839.841 | 4860 | no | 21740.9659 | 0 | 24300 |  |  | 0 |  |  | 0 | 0 | 0 | 0 | 0 |  | 0 | 0 | 0 | 0 | 0 | 21740.9659 | 17310.9852 | 17618.2868 | 0 | no | Surplus | yes |  | 0 | 0 | 0 | 987.8859 | 0 | no | 0 | 0 | 0 | 987.8859 | 0 |  |  | 0 | 0 | 0 | 0 | 0 |  | 0 | 0 | 0 | 0 | 0
| 21700.6421 | 0 | no | Surplus | yes |  | 0 | 0 | 0 | 40.3238 | 0 | no | 0 | 0 | 0 | 40.3238 | 4860 | no | 21700.6421 | 0 | 24300 |  |  | 0 |  |  | 0 | 0 | 0 | 0 | 0 |  | 0 | 0 | 0 | 0 | 0 | 21700.6421 | 17528.5471 | 17585.6095 | 0 | no | Surplus | yes |  | 0 | 0 | 0 | 89.7397 | 0 | no | 0 | 0 | 0 | 89.7397 | 0 |  |  | 0 | 0 | 0 | 0 | 0 |  | 0 | 0 | 0 | 0 | 0
| 21922.4258 | 0 | yes | Deficit |  |  | 0 | 0 | 0 | 0 | 0 |  | 0 | 0 | 0 | 0 | 4860 | no |  | 0 | 24300 | no | 21922.4258 | 0 | no | no | 0 | 0 | 0 | 0 | 0 |  | 0 | 0 | 0 | 0 | 0 | 21922.4258 | 13362.1757 | 17765.337 | 0 | no | Surplus | yes |  | 0 | 0 | 0 | 4223.4338 | 0 | no | 0 | 0 | 0 | 4223.4338 | 0 |  |  | 0 | 0 | 0 | 0 | 0 |  | 0 | 0 | 0 | 0 | 0
| 20306.548 | 0 | no | Surplus | yes |  | 0 | 0 | 0 | 1615.8778 | 0 | no | 0 | 0 | 0 | 1615.8778 | 4860 | no | 20306.548 | 0 | 24300 |  |  | 0 |  |  | 0 | 0 | 0 | 0 | 0 |  | 0 | 0 | 0 | 0 | 0 | 20306.548 | 16809.3605 | 16455.8736 | 0 | no | Surplus | yes |  | 0 | 0 | 0 | 955.9764 | 0 | no | 0 | 0 | 0 | 955.9764 | 0 |  |  | 0 | 0 | 0 | 0 | 0 |  | 0 | 0 | 0 | 0 | 0
| 21467.4131 | 0 | yes | Deficit |  |  | 0 | 0 | 0 | 0 | 0 |  | 0 | 0 | 0 | 0 | 4860 | no |  | 0 | 24300 | no | 21467.4131 | 0 | no | no | 0 | 0 | 0 | 0 | 0 |  | 0 | 0 | 0 | 0 | 0 | 21467.4131 | 17480.6819 | 17396.6071 | 0 | yes | Deficit |  |  | 0 | 0 | 0 | 0 | 0 |  | 0 | 0 | 0 | 0 | 1024.8083 | yes |  | 0 | 0 | 0 | 1024.8083 | 0 | no | 0 | 0 | 0 | 1024.8083 | 0
| 20322.2372 | 0 | no | Surplus | yes |  | 0 | 0 | 0 | 1145.1759 | 0 | no | 0 | 0 | 0 | 1145.1759 | 4860 | no | 20322.2372 | 0 | 24300 |  |  | 0 |  |  | 0 | 0 | 0 | 0 | 0 |  | 0 | 0 | 0 | 0 | 0 | 20322.2372 | 16317.3889 | 16468.5877 | 0 | no | Surplus | yes |  | 0 | 0 | 0 | 1079.2181 | 0 | no | 0 | 0 | 0 | 1079.2181 | 0 |  |  | 0 | 0 | 0 | 0 | 0 |  | 0 | 0 | 0 | 0 | 0
| 19292.5096 | 0 | no | Surplus | yes |  | 0 | 0 | 0 | 1029.7276 | 0 | no | 0 | 0 | 0 | 1029.7276 | 4860 | no | 19292.5096 | 0 | 24300 |  |  | 0 |  |  | 0 | 0 | 0 | 0 | 0 |  | 0 | 0 | 0 | 0 | 0 | 19292.5096 | 17355.6783 | 15634.1245 | 0 | yes | Deficit |  |  | 0 | 0 | 0 | 0 | 0 |  | 0 | 0 | 0 | 0 | 887.0907 | yes |  | 0 | 0 | 0 | 887.0907 | 0 | no | 0 | 0 | 0 | 887.0907 | 0
| 19985.5638 | 0 | yes | Deficit |  |  | 0 | 0 | 0 | 0 | 0 |  | 0 | 0 | 0 | 0 | 4860 | no |  | 0 | 24300 | no | 19985.5638 | 0 | no | no | 0 | 0 | 0 | 0 | 0 |  | 0 | 0 | 0 | 0 | 0 | 19985.5638 | 17230.8122 | 16195.7567 | 0 | yes | Deficit |  |  | 0 | 0 | 0 | 0 | 0 |  | 0 | 0 | 0 | 0 | 1596.6878 | yes |  | 0 | 0 | 0 | 1596.6878 | 0 | no | 0 | 0 | 0 | 1596.6878 | 0
| 17834.5485 | 0 | no | Surplus | yes |  | 0 | 0 | 0 | 2151.0153 | 0 | no | 0 | 0 | 0 | 2151.0153 | 4860 | no | 17834.5485 | 0 | 24300 |  |  | 0 |  |  | 0 | 0 | 0 | 0 | 0 |  | 0 | 0 | 0 | 0 | 0 | 17834.5485 | 16819.9527 | 14452.6325 | 0 | yes | Deficit |  |  | 0 | 0 | 0 | 0 | 0 |  | 0 | 0 | 0 | 0 | 624.196 | yes |  | 0 | 0 | 0 | 624.196 | 0 | no | 0 | 0 | 0 | 624.196 | 0
| 24428.739 | 0 | yes | Deficit |  |  | 0 | 0 | 0 | 0 | 0 |  | 0 | 0 | 0 | 0 | 4860 | no |  | 0 | 24300 | yes | 24300 | 128.739 | yes |  | 0 | 0 | 0 | 128.739 | 0 | no | 0 | 0 | 0 | 128.739 | 0 | 24300 | 17395.9328 | 19692.0583 | 0 | yes | Deficit |  |  | 0 | 0 | 0 | 0 | 0 |  | 0 | 0 | 0 | 0 | 2943.3003 | yes |  | 0 | 0 | 0 | 2943.3003 | 0 | no | 0 | 0 | 0 | 2943.3003 | 0
| 20777.1255 | 0 | no | Surplus | yes |  | 0 | 0 | 0 | 3522.8745 | 0 | no | 0 | 0 | 0 | 3522.8745 | 4860 | no | 20777.1255 | 0 | 24300 |  |  | 0 |  |  | 0 | 0 | 0 | 0 | 0 |  | 0 | 0 | 0 | 0 | 0 | 20777.1255 | 15978.348 | 16837.2168 | 0 | no | Surplus | yes |  | 0 | 0 | 0 | 3713.7104 | 0 | no | 0 | 0 | 0 | 3713.7104 | 0 |  |  | 0 | 0 | 0 | 0 | 0 |  | 0 | 0 | 0 | 0 | 0
| 20407.1331 | 0 | no | Surplus | yes |  | 0 | 0 | 0 | 369.9924 | 0 | no | 0 | 0 | 0 | 369.9924 | 4860 | no | 20407.1331 | 0 | 24300 |  |  | 0 |  |  | 0 | 0 | 0 | 0 | 0 |  | 0 | 0 | 0 | 0 | 0 | 20407.1331 | 16699.3199 | 16537.385 | 0 | no | Surplus | yes |  | 0 | 0 | 0 | 137.8969 | 0 | no | 0 | 0 | 0 | 137.8969 | 0 |  |  | 0 | 0 | 0 | 0 | 0 |  | 0 | 0 | 0 | 0 | 0
| 22860.5259 | 0 | yes | Deficit |  |  | 0 | 0 | 0 | 0 | 0 |  | 0 | 0 | 0 | 0 | 4860 | no |  | 0 | 24300 | no | 22860.5259 | 0 | no | no | 0 | 0 | 0 | 0 | 0 |  | 0 | 0 | 0 | 0 | 0 | 22860.5259 | 15839.7338 | 18525.5478 | 0 | no | Surplus | yes |  | 0 | 0 | 0 | 697.6512 | 0 | no | 0 | 0 | 0 | 697.6512 | 0 |  |  | 0 | 0 | 0 | 0 | 0 |  | 0 | 0 | 0 | 0 | 0
| 19649.0431 | 0 | no | Surplus | yes |  | 0 | 0 | 0 | 3211.4828 | 0 | no | 0 | 0 | 0 | 3211.4828 | 4860 | no | 19649.0431 | 0 | 24300 |  |  | 0 |  |  | 0 | 0 | 0 | 0 | 0 |  | 0 | 0 | 0 | 0 | 0 | 19649.0431 | 13968.5398 | 15923.0495 | 0 | no | Surplus | yes |  | 0 | 0 | 0 | 4557.008 | 0 | no | 0 | 0 | 0 | 4557.008 | 0 |  |  | 0 | 0 | 0 | 0 | 0 |  | 0 | 0 | 0 | 0 | 0
| 18845.4923 | 0 | no | Surplus | yes |  | 0 | 0 | 0 | 803.5508 | 0 | no | 0 | 0 | 0 | 803.5508 | 4860 | no | 18845.4923 | 0 | 24300 |  |  | 0 |  |  | 0 | 0 | 0 | 0 | 0 |  | 0 | 0 | 0 | 0 | 0 | 18845.4923 | 15335.4445 | 15271.8738 | 0 | no | Surplus | yes |  | 0 | 0 | 0 | 587.605 | 0 | no | 0 | 0 | 0 | 587.605 | 0 |  |  | 0 | 0 | 0 | 0 | 0 |  | 0 | 0 | 0 | 0 | 0
| 18736.1539 | 0 | no | Surplus | yes |  | 0 | 0 | 0 | 109.3384 | 0 | no | 0 | 0 | 0 | 109.3384 | 4860 | no | 18736.1539 | 0 | 24300 |  |  | 0 |  |  | 0 | 0 | 0 | 0 | 0 |  | 0 | 0 | 0 | 0 | 0 | 18736.1539 | 12573.2885 | 15183.269 | 0 | no | Surplus | yes |  | 0 | 0 | 0 | 2698.5853 | 0 | no | 0 | 0 | 0 | 2698.5853 | 0 |  |  | 0 | 0 | 0 | 0 | 0 |  | 0 | 0 | 0 | 0 | 0
| 19250.2349 | 0 | yes | Deficit |  |  | 0 | 0 | 0 | 0 | 0 |  | 0 | 0 | 0 | 0 | 4860 | no |  | 0 | 24300 | no | 19250.2349 | 0 | no | no | 0 | 0 | 0 | 0 | 0 |  | 0 | 0 | 0 | 0 | 0 | 19250.2349 | 13219.8905 | 15599.8662 | 0 | no | Surplus | yes |  | 0 | 0 | 0 | 1963.3784 | 0 | no | 0 | 0 | 0 | 1963.3784 | 0 |  |  | 0 | 0 | 0 | 0 | 0 |  | 0 | 0 | 0 | 0 | 0
| 24251.9673 | 0 | yes | Deficit |  |  | 0 | 0 | 0 | 0 | 0 |  | 0 | 0 | 0 | 0 | 4860 | no |  | 0 | 24300 | no | 24251.9673 | 0 | no | no | 0 | 0 | 0 | 0 | 0 |  | 0 | 0 | 0 | 0 | 0 | 24251.9673 | 13363.305 | 19653.134 | 0 | no | Surplus | yes |  | 0 | 0 | 0 | 2236.5612 | 0 | no | 0 | 0 | 0 | 2236.5612 | 0 |  |  | 0 | 0 | 0 | 0 | 0 |  | 0 | 0 | 0 | 0 | 0
| 20474.6901 | 0 | no | Surplus | yes |  | 0 | 0 | 0 | 3777.2772 | 0 | no | 0 | 0 | 0 | 3777.2772 | 4860 | no | 20474.6901 | 0 | 24300 |  |  | 0 |  |  | 0 | 0 | 0 | 0 | 0 |  | 0 | 0 | 0 | 0 | 0 | 20474.6901 | 13077.33 | 16592.1314 | 0 | no | Surplus | yes |  | 0 | 0 | 0 | 6575.804 | 0 | no | 0 | 0 | 0 | 6575.804 | 0 |  |  | 0 | 0 | 0 | 0 | 0 |  | 0 | 0 | 0 | 0 | 0
| 20373.6322 | 0 | no | Surplus | yes |  | 0 | 0 | 0 | 101.0579 | 0 | no | 0 | 0 | 0 | 101.0579 | 4860 | no | 20373.6322 | 0 | 24300 |  |  | 0 |  |  | 0 | 0 | 0 | 0 | 0 |  | 0 | 0 | 0 | 0 | 0 | 20373.6322 | 15185.4449 | 16510.2368 | 0 | no | Surplus | yes |  | 0 | 0 | 0 | 1406.6865 | 0 | no | 0 | 0 | 0 | 1406.6865 | 0 |  |  | 0 | 0 | 0 | 0 | 0 |  | 0 | 0 | 0 | 0 | 0
| 18886.1812 | 0 | no | Surplus | yes |  | 0 | 0 | 0 | 1487.451 | 0 | no | 0 | 0 | 0 | 1487.451 | 4860 | no | 18886.1812 | 0 | 24300 |  |  | 0 |  |  | 0 | 0 | 0 | 0 | 0 |  | 0 | 0 | 0 | 0 | 0 | 18886.1812 | 12954.4223 | 15304.847 | 0 | no | Surplus | yes |  | 0 | 0 | 0 | 3555.8145 | 0 | no | 0 | 0 | 0 | 3555.8145 | 0 |  |  | 0 | 0 | 0 | 0 | 0 |  | 0 | 0 | 0 | 0 | 0
| 19422.1008 | 0 | yes | Deficit |  |  | 0 | 0 | 0 | 0 | 0 |  | 0 | 0 | 0 | 0 | 4860 | no |  | 0 | 24300 | no | 19422.1008 | 0 | no | no | 0 | 0 | 0 | 0 | 0 |  | 0 | 0 | 0 | 0 | 0 | 19422.1008 | 13147.1599 | 15739.1416 | 0 | no | Surplus | yes |  | 0 | 0 | 0 | 2157.6871 | 0 | no | 0 | 0 | 0 | 2157.6871 | 0 |  |  | 0 | 0 | 0 | 0 | 0 |  | 0 | 0 | 0 | 0 | 0
| 18784.1221 | 0 | no | Surplus | yes |  | 0 | 0 | 0 | 637.9787 | 0 | no | 0 | 0 | 0 | 637.9787 | 4860 | no | 18784.1221 | 0 | 24300 |  |  | 0 |  |  | 0 | 0 | 0 | 0 | 0 |  | 0 | 0 | 0 | 0 | 0 | 18784.1221 | 13963.8815 | 15222.1411 | 0 | no | Surplus | yes |  | 0 | 0 | 0 | 1775.2602 | 0 | no | 0 | 0 | 0 | 1775.2602 | 0 |  |  | 0 | 0 | 0 | 0 | 0 |  | 0 | 0 | 0 | 0 | 0
| 19826.3686 | 0 | yes | Deficit |  |  | 0 | 0 | 0 | 0 | 0 |  | 0 | 0 | 0 | 0 | 4860 | no |  | 0 | 24300 | no | 19826.3686 | 0 | no | no | 0 | 0 | 0 | 0 | 0 |  | 0 | 0 | 0 | 0 | 0 | 19826.3686 | 13077.9548 | 16066.7493 | 0 | no | Surplus | yes |  | 0 | 0 | 0 | 2144.1863 | 0 | no | 0 | 0 | 0 | 2144.1863 | 0 |  |  | 0 | 0 | 0 | 0 | 0 |  | 0 | 0 | 0 | 0 | 0
| 21404.8857 | 0 | yes | Deficit |  |  | 0 | 0 | 0 | 0 | 0 |  | 0 | 0 | 0 | 0 | 4860 | no |  | 0 | 24300 | no | 21404.8857 | 0 | no | no | 0 | 0 | 0 | 0 | 0 |  | 0 | 0 | 0 | 0 | 0 | 21404.8857 | 15281.3734 | 17345.9365 | 0 | no | Surplus | yes |  | 0 | 0 | 0 | 785.3759 | 0 | no | 0 | 0 | 0 | 785.3759 | 0 |  |  | 0 | 0 | 0 | 0 | 0 |  | 0 | 0 | 0 | 0 | 0
| 20256.7186 | 0 | no | Surplus | yes |  | 0 | 0 | 0 | 1148.1671 | 0 | no | 0 | 0 | 0 | 1148.1671 | 4860 | no | 20256.7186 | 0 | 24300 |  |  | 0 |  |  | 0 | 0 | 0 | 0 | 0 |  | 0 | 0 | 0 | 0 | 0 | 20256.7186 | 13304.0206 | 16415.4932 | 0 | no | Surplus | yes |  | 0 | 0 | 0 | 4041.916 | 0 | no | 0 | 0 | 0 | 4041.916 | 0 |  |  | 0 | 0 | 0 | 0 | 0 |  | 0 | 0 | 0 | 0 | 0
| 22105.6055 | 0 | yes | Deficit |  |  | 0 | 0 | 0 | 0 | 0 |  | 0 | 0 | 0 | 0 | 4860 | no |  | 0 | 24300 | no | 22105.6055 | 0 | no | no | 0 | 0 | 0 | 0 | 0 |  | 0 | 0 | 0 | 0 | 0 | 22105.6055 | 15024.7705 | 17913.7808 | 0 | no | Surplus | yes |  | 0 | 0 | 0 | 1390.7226 | 0 | no | 0 | 0 | 0 | 1390.7226 | 0 |  |  | 0 | 0 | 0 | 0 | 0 |  | 0 | 0 | 0 | 0 | 0
| 23550.2567 | 0 | yes | Deficit |  |  | 0 | 0 | 0 | 0 | 0 |  | 0 | 0 | 0 | 0 | 4860 | no |  | 0 | 24300 | no | 23550.2567 | 0 | no | no | 0 | 0 | 0 | 0 | 0 |  | 0 | 0 | 0 | 0 | 0 | 23550.2567 | 15046.9301 | 19084.4868 | 0 | no | Surplus | yes |  | 0 | 0 | 0 | 2866.8507 | 0 | no | 0 | 0 | 0 | 2866.8507 | 0 |  |  | 0 | 0 | 0 | 0 | 0 |  | 0 | 0 | 0 | 0 | 0
| 22736.7291 | 0 | no | Surplus | yes |  | 0 | 0 | 0 | 813.5276 | 0 | no | 0 | 0 | 0 | 813.5276 | 4860 | no | 22736.7291 | 0 | 24300 |  |  | 0 |  |  | 0 | 0 | 0 | 0 | 0 |  | 0 | 0 | 0 | 0 | 0 | 22736.7291 | 13926.44 | 18425.2262 | 0 | no | Surplus | yes |  | 0 | 0 | 0 | 5158.0468 | 0 | no | 0 | 0 | 0 | 5158.0468 | 0 |  |  | 0 | 0 | 0 | 0 | 0 |  | 0 | 0 | 0 | 0 | 0
| 22089.7228 | 0 | no | Surplus | yes |  | 0 | 0 | 0 | 647.0063 | 0 | no | 0 | 0 | 0 | 647.0063 | 4860 | no | 22089.7228 | 0 | 24300 |  |  | 0 |  |  | 0 | 0 | 0 | 0 | 0 |  | 0 | 0 | 0 | 0 | 0 | 22089.7228 | 14974.7483 | 17900.9099 | 0 | no | Surplus | yes |  | 0 | 0 | 0 | 3450.4779 | 0 | no | 0 | 0 | 0 | 3450.4779 | 0 |  |  | 0 | 0 | 0 | 0 | 0 |  | 0 | 0 | 0 | 0 | 0
| 27462.2545 | 0 | yes | Deficit |  |  | 0 | 0 | 0 | 0 | 0 |  | 0 | 0 | 0 | 0 | 4860 | no |  | 0 | 24300 | yes | 24300 | 3162.2545 | yes |  | 0 | 0 | 0 | 3162.2545 | 0 | no | 0 | 0 | 0 | 3162.2545 | 0 | 24300 | 15985.0531 | 19692.0583 | 0 | no | Surplus | yes |  | 0 | 0 | 0 | 1915.8569 | 0 | no | 0 | 0 | 0 | 1915.8569 | 0 |  |  | 0 | 0 | 0 | 0 | 0 |  | 0 | 0 | 0 | 0 | 0
| 22361.3761 | 0 | no | Surplus | yes |  | 0 | 0 | 0 | 1938.6239 | 0 | no | 0 | 0 | 0 | 1938.6239 | 4860 | no | 22361.3761 | 0 | 24300 |  |  | 0 |  |  | 0 | 0 | 0 | 0 | 0 |  | 0 | 0 | 0 | 0 | 0 | 22361.3761 | 13665.2288 | 18121.0503 | 0 | no | Surplus | yes |  | 0 | 0 | 0 | 6026.8296 | 0 | no | 0 | 0 | 0 | 6026.8296 | 0 |  |  | 0 | 0 | 0 | 0 | 0 |  | 0 | 0 | 0 | 0 | 0
| 21981.3885 | 0 | no | Surplus | yes |  | 0 | 0 | 0 | 379.9876 | 0 | no | 0 | 0 | 0 | 379.9876 | 4860 | no | 21981.3885 | 0 | 24300 |  |  | 0 |  |  | 0 | 0 | 0 | 0 | 0 |  | 0 | 0 | 0 | 0 | 0 | 21981.3885 | 14835.4688 | 17813.1187 | 0 | no | Surplus | yes |  | 0 | 0 | 0 | 3285.5816 | 0 | no | 0 | 0 | 0 | 3285.5816 | 0 |  |  | 0 | 0 | 0 | 0 | 0 |  | 0 | 0 | 0 | 0 | 0
| 20772.4175 | 0 | no | Surplus | yes |  | 0 | 0 | 0 | 1208.971 | 0 | no | 0 | 0 | 0 | 1208.971 | 4860 | no | 20772.4175 | 0 | 24300 |  |  | 0 |  |  | 0 | 0 | 0 | 0 | 0 |  | 0 | 0 | 0 | 0 | 0 | 20772.4175 | 15303.7454 | 16833.4016 | 0 | no | Surplus | yes |  | 0 | 0 | 0 | 2509.3733 | 0 | no | 0 | 0 | 0 | 2509.3733 | 0 |  |  | 0 | 0 | 0 | 0 | 0 |  | 0 | 0 | 0 | 0 | 0
| 19648.3409 | 0 | no | Surplus | yes |  | 0 | 0 | 0 | 1124.0766 | 0 | no | 0 | 0 | 0 | 1124.0766 | 4860 | no | 19648.3409 | 0 | 24300 |  |  | 0 |  |  | 0 | 0 | 0 | 0 | 0 |  | 0 | 0 | 0 | 0 | 0 | 19648.3409 | 15366.9805 | 15922.4805 | 0 | no | Surplus | yes |  | 0 | 0 | 0 | 1466.4211 | 0 | no | 0 | 0 | 0 | 1466.4211 | 0 |  |  | 0 | 0 | 0 | 0 | 0 |  | 0 | 0 | 0 | 0 | 0
| 18277.2606 | 0 | no | Surplus | yes |  | 0 | 0 | 0 | 1371.0804 | 0 | no | 0 | 0 | 0 | 1371.0804 | 4860 | no | 18277.2606 | 0 | 24300 |  |  | 0 |  |  | 0 | 0 | 0 | 0 | 0 |  | 0 | 0 | 0 | 0 | 0 | 18277.2606 | 16447.6624 | 14811.3943 | 0 | yes | Deficit |  |  | 0 | 0 | 0 | 0 | 0 |  | 0 | 0 | 0 | 0 | 525.1819 | yes |  | 0 | 0 | 0 | 525.1819 | 0 | no | 0 | 0 | 0 | 525.1819 | 0
| 21222.6727 | 0 | yes | Deficit |  |  | 0 | 0 | 0 | 0 | 0 |  | 0 | 0 | 0 | 0 | 4860 | no |  | 0 | 24300 | no | 21222.6727 | 0 | no | no | 0 | 0 | 0 | 0 | 0 |  | 0 | 0 | 0 | 0 | 0 | 21222.6727 | 16458.2096 | 17198.2761 | 0 | yes | Deficit |  |  | 0 | 0 | 0 | 0 | 0 |  | 0 | 0 | 0 | 0 | 1646.8153 | yes |  | 0 | 0 | 0 | 1646.8153 | 0 | no | 0 | 0 | 0 | 1646.8153 | 0
| 19496.2959 | 0 | no | Surplus | yes |  | 0 | 0 | 0 | 1726.3768 | 0 | no | 0 | 0 | 0 | 1726.3768 | 4860 | no | 19496.2959 | 0 | 24300 |  |  | 0 |  |  | 0 | 0 | 0 | 0 | 0 |  | 0 | 0 | 0 | 0 | 0 | 19496.2959 | 17101.3242 | 15799.2673 | 0 | no | Surplus | yes |  | 0 | 0 | 0 | 96.9519 | 0 | no | 0 | 0 | 0 | 96.9519 | 0 |  |  | 0 | 0 | 0 | 0 | 0 |  | 0 | 0 | 0 | 0 | 0
| 19420.2461 | 0 | no | Surplus | yes |  | 0 | 0 | 0 | 76.0498 | 0 | no | 0 | 0 | 0 | 76.0498 | 4860 | no | 19420.2461 | 0 | 24300 |  |  | 0 |  |  | 0 | 0 | 0 | 0 | 0 |  | 0 | 0 | 0 | 0 | 0 | 19420.2461 | 17533.5145 | 15737.6387 | 0 | yes | Deficit |  |  | 0 | 0 | 0 | 0 | 0 |  | 0 | 0 | 0 | 0 | 1734.2471 | yes |  | 0 | 0 | 0 | 1734.2471 | 0 | no | 0 | 0 | 0 | 1734.2471 | 0
| 18143.0677 | 0 | no | Surplus | yes |  | 0 | 0 | 0 | 1277.1784 | 0 | no | 0 | 0 | 0 | 1277.1784 | 4860 | no | 18143.0677 | 0 | 24300 |  |  | 0 |  |  | 0 | 0 | 0 | 0 | 0 |  | 0 | 0 | 0 | 0 | 0 | 18143.0677 | 18051.0631 | 14702.6481 | 0 | yes | Deficit |  |  | 0 | 0 | 0 | 0 | 0 |  | 0 | 0 | 0 | 0 | 2313.4245 | yes |  | 0 | 0 | 0 | 2313.4245 | 0 | no | 0 | 0 | 0 | 2313.4245 | 0
| 18088.3273 | 0 | no | Surplus | yes |  | 0 | 0 | 0 | 54.7404 | 0 | no | 0 | 0 | 0 | 54.7404 | 4860 | no | 18088.3273 | 0 | 24300 |  |  | 0 |  |  | 0 | 0 | 0 | 0 | 0 |  | 0 | 0 | 0 | 0 | 0 | 18088.3273 | 17656.9139 | 14658.2879 | 0 | yes | Deficit |  |  | 0 | 0 | 0 | 0 | 0 |  | 0 | 0 | 0 | 0 | 2954.2659 | yes |  | 0 | 0 | 0 | 2954.2659 | 0 | no | 0 | 0 | 0 | 2954.2659 | 0
| 20332.059 | 0 | yes | Deficit |  |  | 0 | 0 | 0 | 0 | 0 |  | 0 | 0 | 0 | 0 | 4860 | no |  | 0 | 24300 | no | 20332.059 | 0 | no | no | 0 | 0 | 0 | 0 | 0 |  | 0 | 0 | 0 | 0 | 0 | 20332.059 | 17311.3666 | 16476.547 | 0 | yes | Deficit |  |  | 0 | 0 | 0 | 0 | 0 |  | 0 | 0 | 0 | 0 | 2653.0787 | yes |  | 0 | 0 | 0 | 2653.0787 | 0 | no | 0 | 0 | 0 | 2653.0787 | 0
| 21320.7927 | 0 | yes | Deficit |  |  | 0 | 0 | 0 | 0 | 0 |  | 0 | 0 | 0 | 0 | 4860 | no |  | 0 | 24300 | no | 21320.7927 | 0 | no | no | 0 | 0 | 0 | 0 | 0 |  | 0 | 0 | 0 | 0 | 0 | 21320.7927 | 17226.6439 | 17277.7899 | 0 | yes | Deficit |  |  | 0 | 0 | 0 | 0 | 0 |  | 0 | 0 | 0 | 0 | 750.0969 | yes |  | 0 | 0 | 0 | 750.0969 | 0 | no | 0 | 0 | 0 | 750.0969 | 0
| 18336.1943 | 0 | no | Surplus | yes |  | 0 | 0 | 0 | 2984.5984 | 0 | no | 0 | 0 | 0 | 2984.5984 | 4860 | no | 18336.1943 | 0 | 24300 |  |  | 0 |  |  | 0 | 0 | 0 | 0 | 0 |  | 0 | 0 | 0 | 0 | 0 | 18336.1943 | 16577.4219 | 14859.1526 | 0 | no | Surplus | yes |  | 0 | 0 | 0 | 700.368 | 0 | no | 0 | 0 | 0 | 700.368 | 0 |  |  | 0 | 0 | 0 | 0 | 0 |  | 0 | 0 | 0 | 0 | 0
| 19096.5809 | 0 | yes | Deficit |  |  | 0 | 0 | 0 | 0 | 0 |  | 0 | 0 | 0 | 0 | 4860 | no |  | 0 | 24300 | no | 19096.5809 | 0 | no | no | 0 | 0 | 0 | 0 | 0 |  | 0 | 0 | 0 | 0 | 0 | 19096.5809 | 15300.6812 | 15475.3492 | 0 | yes | Deficit |  |  | 0 | 0 | 0 | 0 | 0 |  | 0 | 0 | 0 | 0 | 441.5286 | yes |  | 0 | 0 | 0 | 441.5286 | 0 | no | 0 | 0 | 0 | 441.5286 | 0
| 19876.0314 | 0 | yes | Deficit |  |  | 0 | 0 | 0 | 0 | 0 |  | 0 | 0 | 0 | 0 | 4860 | no |  | 0 | 24300 | no | 19876.0314 | 0 | no | no | 0 | 0 | 0 | 0 | 0 |  | 0 | 0 | 0 | 0 | 0 | 19876.0314 | 15068.1855 | 16106.9947 | 0 | no | Surplus | yes |  | 0 | 0 | 0 | 407.1637 | 0 | no | 0 | 0 | 0 | 407.1637 | 0 |  |  | 0 | 0 | 0 | 0 | 0 |  | 0 | 0 | 0 | 0 | 0
| 19028.8036 | 0 | no | Surplus | yes |  | 0 | 0 | 0 | 847.2278 | 0 | no | 0 | 0 | 0 | 847.2278 | 4860 | no | 19028.8036 | 0 | 24300 |  |  | 0 |  |  | 0 | 0 | 0 | 0 | 0 |  | 0 | 0 | 0 | 0 | 0 | 19028.8036 | 14857.9564 | 15420.4243 | 0 | no | Surplus | yes |  | 0 | 0 | 0 | 1249.0382 | 0 | no | 0 | 0 | 0 | 1249.0382 | 0 |  |  | 0 | 0 | 0 | 0 | 0 |  | 0 | 0 | 0 | 0 | 0
| 17194.5776 | 0 | no | Surplus | yes |  | 0 | 0 | 0 | 1834.226 | 0 | no | 0 | 0 | 0 | 1834.226 | 4860 | no | 17194.5776 | 0 | 24300 |  |  | 0 |  |  | 0 | 0 | 0 | 0 | 0 |  | 0 | 0 | 0 | 0 | 0 | 17194.5776 | 14820.6768 | 13934.0175 | 0 | no | Surplus | yes |  | 0 | 0 | 0 | 599.7475 | 0 | no | 0 | 0 | 0 | 599.7475 | 0 |  |  | 0 | 0 | 0 | 0 | 0 |  | 0 | 0 | 0 | 0 | 0
| 16593.3179 | 0 | no | Surplus | yes |  | 0 | 0 | 0 | 601.2596 | 0 | no | 0 | 0 | 0 | 601.2596 | 4860 | no | 16593.3179 | 0 | 24300 |  |  | 0 |  |  | 0 | 0 | 0 | 0 | 0 |  | 0 | 0 | 0 | 0 | 0 | 16593.3179 | 15839.0264 | 13446.773 | 0 | yes | Deficit |  |  | 0 | 0 | 0 | 0 | 0 |  | 0 | 0 | 0 | 0 | 1905.0089 | yes |  | 0 | 0 | 0 | 1905.0089 | 0 | no | 0 | 0 | 0 | 1905.0089 | 0
| 19201.6821 | 0 | yes | Deficit |  |  | 0 | 0 | 0 | 0 | 0 |  | 0 | 0 | 0 | 0 | 4860 | no |  | 0 | 24300 | no | 19201.6821 | 0 | no | no | 0 | 0 | 0 | 0 | 0 |  | 0 | 0 | 0 | 0 | 0 | 19201.6821 | 14193.5967 | 15560.5204 | 0 | yes | Deficit |  |  | 0 | 0 | 0 | 0 | 0 |  | 0 | 0 | 0 | 0 | 746.8237 | yes |  | 0 | 0 | 0 | 746.8237 | 0 | no | 0 | 0 | 0 | 746.8237 | 0
| 19180.1374 | 0 | no | Surplus | yes |  | 0 | 0 | 0 | 21.5447 | 0 | no | 0 | 0 | 0 | 21.5447 | 4860 | no | 19180.1374 | 0 | 24300 |  |  | 0 |  |  | 0 | 0 | 0 | 0 | 0 |  | 0 | 0 | 0 | 0 | 0 | 19180.1374 | 16368.0398 | 15543.0611 | 0 | yes | Deficit |  |  | 0 | 0 | 0 | 0 | 0 |  | 0 | 0 | 0 | 0 | 807.5195 | yes |  | 0 | 0 | 0 | 807.5195 | 0 | no | 0 | 0 | 0 | 807.5195 | 0
| 17994.1425 | 0 | no | Surplus | yes |  | 0 | 0 | 0 | 1185.9949 | 0 | no | 0 | 0 | 0 | 1185.9949 | 4860 | no | 17994.1425 | 0 | 24300 |  |  | 0 |  |  | 0 | 0 | 0 | 0 | 0 |  | 0 | 0 | 0 | 0 | 0 | 17994.1425 | 16990.0409 | 14581.9631 | 0 | yes | Deficit |  |  | 0 | 0 | 0 | 0 | 0 |  | 0 | 0 | 0 | 0 | 1446.9798 | yes |  | 0 | 0 | 0 | 1446.9798 | 0 | no | 0 | 0 | 0 | 1446.9798 | 0
| 17304.5666 | 0 | no | Surplus | yes |  | 0 | 0 | 0 | 689.5759 | 0 | no | 0 | 0 | 0 | 689.5759 | 4860 | no | 17304.5666 | 0 | 24300 |  |  | 0 |  |  | 0 | 0 | 0 | 0 | 0 |  | 0 | 0 | 0 | 0 | 0 | 17304.5666 | 17045.2535 | 14023.1496 | 0 | yes | Deficit |  |  | 0 | 0 | 0 | 0 | 0 |  | 0 | 0 | 0 | 0 | 2463.2904 | yes |  | 0 | 0 | 0 | 2463.2904 | 0 | no | 0 | 0 | 0 | 2463.2904 | 0
| 18538.4144 | 0 | yes | Deficit |  |  | 0 | 0 | 0 | 0 | 0 |  | 0 | 0 | 0 | 0 | 4860 | no |  | 0 | 24300 | no | 18538.4144 | 0 | no | no | 0 | 0 | 0 | 0 | 0 |  | 0 | 0 | 0 | 0 | 0 | 18538.4144 | 17721.5915 | 15023.0263 | 0 | yes | Deficit |  |  | 0 | 0 | 0 | 0 | 0 |  | 0 | 0 | 0 | 0 | 3698.4419 | yes |  | 0 | 0 | 0 | 3698.4419 | 0 | no | 0 | 0 | 0 | 3698.4419 | 0
| 21051.7443 | 0 | yes | Deficit |  |  | 0 | 0 | 0 | 0 | 0 |  | 0 | 0 | 0 | 0 | 4860 | no |  | 0 | 24300 | no | 21051.7443 | 0 | no | no | 0 | 0 | 0 | 0 | 0 |  | 0 | 0 | 0 | 0 | 0 | 21051.7443 | 17334.3543 | 17059.7604 | 0 | yes | Deficit |  |  | 0 | 0 | 0 | 0 | 0 |  | 0 | 0 | 0 | 0 | 2311.328 | yes |  | 0 | 0 | 0 | 2311.328 | 0 | no | 0 | 0 | 0 | 2311.328 | 0
| 16557.9132 | 0 | no | Surplus | yes |  | 0 | 0 | 0 | 4493.8311 | 0 | no | 0 | 0 | 0 | 4493.8311 | 4860 | no | 16557.9132 | 0 | 24300 |  |  | 0 |  |  | 0 | 0 | 0 | 0 | 0 |  | 0 | 0 | 0 | 0 | 0 | 16557.9132 | 17694.3658 | 13418.082 | 0 | yes | Deficit |  |  | 0 | 0 | 0 | 0 | 0 |  | 0 | 0 | 0 | 0 | 634.6055 | yes |  | 0 | 0 | 0 | 634.6055 | 0 | no | 0 | 0 | 0 | 634.6055 | 0
| 17515.5872 | 0 | yes | Deficit |  |  | 0 | 0 | 0 | 0 | 0 |  | 0 | 0 | 0 | 0 | 4860 | no |  | 0 | 24300 | no | 17515.5872 | 0 | no | no | 0 | 0 | 0 | 0 | 0 |  | 0 | 0 | 0 | 0 | 0 | 17515.5872 | 17810.1698 | 14194.155 | 0 | yes | Deficit |  |  | 0 | 0 | 0 | 0 | 0 |  | 0 | 0 | 0 | 0 | 4392.0878 | yes |  | 0 | 0 | 0 | 4392.0878 | 0 | no | 0 | 0 | 0 | 4392.0878 | 0
| 16272.6135 | 0 | no | Surplus | yes |  | 0 | 0 | 0 | 1242.9738 | 0 | no | 0 | 0 | 0 | 1242.9738 | 4860 | no | 16272.6135 | 0 | 24300 |  |  | 0 |  |  | 0 | 0 | 0 | 0 | 0 |  | 0 | 0 | 0 | 0 | 0 | 16272.6135 | 17869.0197 | 13186.8829 | 0 | yes | Deficit |  |  | 0 | 0 | 0 | 0 | 0 |  | 0 | 0 | 0 | 0 | 3674.8648 | yes |  | 0 | 0 | 0 | 3674.8648 | 0 | no | 0 | 0 | 0 | 3674.8648 | 0
| 18797.9806 | 0 | yes | Deficit |  |  | 0 | 0 | 0 | 0 | 0 |  | 0 | 0 | 0 | 0 | 4860 | no |  | 0 | 24300 | no | 18797.9806 | 0 | no | no | 0 | 0 | 0 | 0 | 0 |  | 0 | 0 | 0 | 0 | 0 | 18797.9806 | 18161.0441 | 15233.3716 | 0 | yes | Deficit |  |  | 0 | 0 | 0 | 0 | 0 |  | 0 | 0 | 0 | 0 | 4974.1612 | yes |  | 0 | 0 | 0 | 4974.1612 | 0 | no | 0 | 0 | 0 | 4974.1612 | 0
| 21078.1317 | 0 | yes | Deficit |  |  | 0 | 0 | 0 | 0 | 0 |  | 0 | 0 | 0 | 0 | 4860 | no |  | 0 | 24300 | no | 21078.1317 | 0 | no | no | 0 | 0 | 0 | 0 | 0 |  | 0 | 0 | 0 | 0 | 0 | 21078.1317 | 17984.6393 | 17081.144 | 0 | yes | Deficit |  |  | 0 | 0 | 0 | 0 | 0 |  | 0 | 0 | 0 | 0 | 2751.2676 | yes |  | 0 | 0 | 0 | 2751.2676 | 0 | no | 0 | 0 | 0 | 2751.2676 | 0
| 18016.3127 | 0 | no | Surplus | yes |  | 0 | 0 | 0 | 3061.819 | 0 | no | 0 | 0 | 0 | 3061.819 | 4860 | no | 18016.3127 | 0 | 24300 |  |  | 0 |  |  | 0 | 0 | 0 | 0 | 0 |  | 0 | 0 | 0 | 0 | 0 | 18016.3127 | 17549.4236 | 14599.9293 | 0 | yes | Deficit |  |  | 0 | 0 | 0 | 0 | 0 |  | 0 | 0 | 0 | 0 | 468.2795 | yes |  | 0 | 0 | 0 | 468.2795 | 0 | no | 0 | 0 | 0 | 468.2795 | 0
| 16862.8687 | 0 | no | Surplus | yes |  | 0 | 0 | 0 | 1153.444 | 0 | no | 0 | 0 | 0 | 1153.444 | 4860 | no | 16862.8687 | 0 | 24300 |  |  | 0 |  |  | 0 | 0 | 0 | 0 | 0 |  | 0 | 0 | 0 | 0 | 0 | 16862.8687 | 17403.4291 | 13665.2097 | 0 | yes | Deficit |  |  | 0 | 0 | 0 | 0 | 0 |  | 0 | 0 | 0 | 0 | 2803.4998 | yes |  | 0 | 0 | 0 | 2803.4998 | 0 | no | 0 | 0 | 0 | 2803.4998 | 0
| 17261.7999 | 0 | yes | Deficit |  |  | 0 | 0 | 0 | 0 | 0 |  | 0 | 0 | 0 | 0 | 4860 | no |  | 0 | 24300 | no | 17261.7999 | 0 | no | no | 0 | 0 | 0 | 0 | 0 |  | 0 | 0 | 0 | 0 | 0 | 17261.7999 | 17442.5965 | 13988.4926 | 0 | yes | Deficit |  |  | 0 | 0 | 0 | 0 | 0 |  | 0 | 0 | 0 | 0 | 3777.3868 | yes |  | 0 | 0 | 0 | 3777.3868 | 0 | no | 0 | 0 | 0 | 3777.3868 | 0
| 15880.3577 | 0 | no | Surplus | yes |  | 0 | 0 | 0 | 1381.4422 | 0 | no | 0 | 0 | 0 | 1381.4422 | 4860 | no | 15880.3577 | 0 | 24300 |  |  | 0 |  |  | 0 | 0 | 0 | 0 | 0 |  | 0 | 0 | 0 | 0 | 0 | 15880.3577 | 17276.4414 | 12869.0094 | 0 | yes | Deficit |  |  | 0 | 0 | 0 | 0 | 0 |  | 0 | 0 | 0 | 0 | 3287.9488 | yes |  | 0 | 0 | 0 | 3287.9488 | 0 | no | 0 | 0 | 0 | 3287.9488 | 0
| 16430.1069 | 0 | yes | Deficit |  |  | 0 | 0 | 0 | 0 | 0 |  | 0 | 0 | 0 | 0 | 4860 | no |  | 0 | 24300 | no | 16430.1069 | 0 | no | no | 0 | 0 | 0 | 0 | 0 |  | 0 | 0 | 0 | 0 | 0 | 16430.1069 | 16844.5036 | 13314.5113 | 0 | yes | Deficit |  |  | 0 | 0 | 0 | 0 | 0 |  | 0 | 0 | 0 | 0 | 3975.4941 | yes |  | 0 | 0 | 0 | 3975.4941 | 0 | no | 0 | 0 | 0 | 3975.4941 | 0
| 16054.7535 | 0 | no | Surplus | yes |  | 0 | 0 | 0 | 375.3534 | 0 | no | 0 | 0 | 0 | 375.3534 | 4860 | no | 16054.7535 | 0 | 24300 |  |  | 0 |  |  | 0 | 0 | 0 | 0 | 0 |  | 0 | 0 | 0 | 0 | 0 | 16054.7535 | 17153.8321 | 13010.3351 | 0 | yes | Deficit |  |  | 0 | 0 | 0 | 0 | 0 |  | 0 | 0 | 0 | 0 | 3839.3208 | yes |  | 0 | 0 | 0 | 3839.3208 | 0 | no | 0 | 0 | 0 | 3839.3208 | 0
| 15408.5831 | 0 | no | Surplus | yes |  | 0 | 0 | 0 | 646.1704 | 0 | no | 0 | 0 | 0 | 646.1704 | 4860 | no | 15408.5831 | 0 | 24300 |  |  | 0 |  |  | 0 | 0 | 0 | 0 | 0 |  | 0 | 0 | 0 | 0 | 0 | 15408.5831 | 16703.3258 | 12486.6962 | 0 | yes | Deficit |  |  | 0 | 0 | 0 | 0 | 0 |  | 0 | 0 | 0 | 0 | 3692.9907 | yes |  | 0 | 0 | 0 | 3692.9907 | 0 | no | 0 | 0 | 0 | 3692.9907 | 0
| 15313.244 | 0 | no | Surplus | yes |  | 0 | 0 | 0 | 95.3391 | 0 | no | 0 | 0 | 0 | 95.3391 | 4860 | no | 15313.244 | 0 | 24300 |  |  | 0 |  |  | 0 | 0 | 0 | 0 | 0 |  | 0 | 0 | 0 | 0 | 0 | 15313.244 | 14914.7577 | 12409.436 | 0 | yes | Deficit |  |  | 0 | 0 | 0 | 0 | 0 |  | 0 | 0 | 0 | 0 | 2428.0615 | yes |  | 0 | 0 | 0 | 2428.0615 | 0 | no | 0 | 0 | 0 | 2428.0615 | 0
| 12722.8999 | 0 | no | Surplus | yes |  | 0 | 0 | 0 | 2590.3442 | 0 | no | 0 | 0 | 0 | 2590.3442 | 4860 | no | 12722.8999 | 0 | 24300 |  |  | 0 |  |  | 0 | 0 | 0 | 0 | 0 |  | 0 | 0 | 0 | 0 | 0 | 12722.8999 | 15752.691 | 10310.2916 | 0 | yes | Deficit |  |  | 0 | 0 | 0 | 0 | 0 |  | 0 | 0 | 0 | 0 | 3343.255 | yes |  | 0 | 0 | 0 | 3343.255 | 0 | no | 0 | 0 | 0 | 3343.255 | 0
| 13709.166 | 0 | yes | Deficit |  |  | 0 | 0 | 0 | 0 | 0 |  | 0 | 0 | 0 | 0 | 4860 | no |  | 0 | 24300 | no | 13709.166 | 0 | no | no | 0 | 0 | 0 | 0 | 0 |  | 0 | 0 | 0 | 0 | 0 | 13709.166 | 15793.3721 | 11109.5349 | 0 | yes | Deficit |  |  | 0 | 0 | 0 | 0 | 0 |  | 0 | 0 | 0 | 0 | 5483.0804 | yes |  | 0 | 0 | 0 | 5483.0804 | 0 | no | 0 | 0 | 0 | 5483.0804 | 0
| 14185.659 | 0 | yes | Deficit |  |  | 0 | 0 | 0 | 0 | 0 |  | 0 | 0 | 0 | 0 | 4860 | no |  | 0 | 24300 | no | 14185.659 | 0 | no | no | 0 | 0 | 0 | 0 | 0 |  | 0 | 0 | 0 | 0 | 0 | 14185.659 | 15222.5143 | 11495.6718 | 0 | yes | Deficit |  |  | 0 | 0 | 0 | 0 | 0 |  | 0 | 0 | 0 | 0 | 4112.9794 | yes |  | 0 | 0 | 0 | 4112.9794 | 0 | no | 0 | 0 | 0 | 4112.9794 | 0
| 13077.2568 | 0 | no | Surplus | yes |  | 0 | 0 | 0 | 1108.4022 | 0 | no | 0 | 0 | 0 | 1108.4022 | 4860 | no | 13077.2568 | 0 | 24300 |  |  | 0 |  |  | 0 | 0 | 0 | 0 | 0 |  | 0 | 0 | 0 | 0 | 0 | 13077.2568 | 15623.8094 | 10597.4529 | 0 | yes | Deficit |  |  | 0 | 0 | 0 | 0 | 0 |  | 0 | 0 | 0 | 0 | 4128.1376 | yes |  | 0 | 0 | 0 | 4128.1376 | 0 | no | 0 | 0 | 0 | 4128.1376 | 0
| 12335.2385 | 0 | no | Surplus | yes |  | 0 | 0 | 0 | 742.0184 | 0 | no | 0 | 0 | 0 | 742.0184 | 4860 | no | 12335.2385 | 0 | 24300 |  |  | 0 |  |  | 0 | 0 | 0 | 0 | 0 |  | 0 | 0 | 0 | 0 | 0 | 12335.2385 | 15762.5025 | 9996.1414 | 0 | yes | Deficit |  |  | 0 | 0 | 0 | 0 | 0 |  | 0 | 0 | 0 | 0 | 5165.0496 | yes |  | 0 | 0 | 0 | 5165.0496 | 0 | no | 0 | 0 | 0 | 5165.0496 | 0
| 11031.9952 | 0 | no | Surplus | yes |  | 0 | 0 | 0 | 1303.2433 | 0 | no | 0 | 0 | 0 | 1303.2433 | 4860 | no | 11031.9952 | 0 | 24300 |  |  | 0 |  |  | 0 | 0 | 0 | 0 | 0 |  | 0 | 0 | 0 | 0 | 0 | 11031.9952 | 15886.9914 | 8940.0285 | 0 | yes | Deficit |  |  | 0 | 0 | 0 | 0 | 0 |  | 0 | 0 | 0 | 0 | 5890.8501 | yes |  | 0 | 0 | 0 | 5890.8501 | 0 | no | 0 | 0 | 0 | 5890.8501 | 0
| 11125.5592 | 0 | yes | Deficit |  |  | 0 | 0 | 0 | 0 | 0 |  | 0 | 0 | 0 | 0 | 4860 | no |  | 0 | 22063.9904 | no | 11125.5592 | 0 | no | no | 0 | 0 | 0 | 0 | 0 |  | 0 | 0 | 0 | 0 | 0 | 11125.5592 | 13508.542 | 9015.8502 | 0 | yes | Deficit |  |  | 0 | 0 | 0 | 0 | 0 |  | 0 | 0 | 0 | 0 | 4568.5135 | yes |  | 0 | 0 | 0 | 4568.5135 | 0 | no | 0 | 0 | 0 | 4568.5135 | 0
| 13030.9644 | 0 | yes | Deficit |  |  | 0 | 0 | 0 | 0 | 0 |  | 0 | 0 | 0 | 0 | 4860 | no |  | 0 | 22251.1183 | no | 13030.9644 | 0 | no | no | 0 | 0 | 0 | 0 | 0 |  | 0 | 0 | 0 | 0 | 0 | 13030.9644 | 15722.7415 | 10559.9387 | 0 | yes | Deficit |  |  | 0 | 0 | 0 | 0 | 0 |  | 0 | 0 | 0 | 0 | 6706.8913 | yes |  | 0 | 0 | 0 | 6706.8913 | 0 | no | 0 | 0 | 0 | 6706.8913 | 0
| 13693.4731 | 0 | yes | Deficit |  |  | 0 | 0 | 0 | 0 | 0 |  | 0 | 0 | 0 | 0 | 4860 | no |  | 0 | 24300 | no | 13693.4731 | 0 | no | no | 0 | 0 | 0 | 0 | 0 |  | 0 | 0 | 0 | 0 | 0 | 13693.4731 | 16990.36 | 11096.8177 | 0 | yes | Deficit |  |  | 0 | 0 | 0 | 0 | 0 |  | 0 | 0 | 0 | 0 | 6430.4213 | yes |  | 0 | 0 | 0 | 6430.4213 | 0 | no | 0 | 0 | 0 | 6430.4213 | 0
| 15717.0219 | 0 | yes | Deficit |  |  | 0 | 0 | 0 | 0 | 0 |  | 0 | 0 | 0 | 0 | 4860 | no |  | 0 | 24300 | no | 15717.0219 | 0 | no | no | 0 | 0 | 0 | 0 | 0 |  | 0 | 0 | 0 | 0 | 0 | 15717.0219 | 15465.1098 | 12736.6466 | 0 | yes | Deficit |  |  | 0 | 0 | 0 | 0 | 0 |  | 0 | 0 | 0 | 0 | 4368.2921 | yes |  | 0 | 0 | 0 | 4368.2921 | 0 | no | 0 | 0 | 0 | 4368.2921 | 0
| 13491.7547 | 0 | no | Surplus | yes |  | 0 | 0 | 0 | 2225.2672 | 0 | no | 0 | 0 | 0 | 2225.2672 | 4860 | no | 13491.7547 | 0 | 24300 |  |  | 0 |  |  | 0 | 0 | 0 | 0 | 0 |  | 0 | 0 | 0 | 0 | 0 | 13491.7547 | 15781.2412 | 10933.3506 | 0 | yes | Deficit |  |  | 0 | 0 | 0 | 0 | 0 |  | 0 | 0 | 0 | 0 | 3044.5947 | yes |  | 0 | 0 | 0 | 3044.5947 | 0 | no | 0 | 0 | 0 | 3044.5947 | 0
| 12216.574 | 0 | no | Surplus | yes |  | 0 | 0 | 0 | 1275.1807 | 0 | no | 0 | 0 | 0 | 1275.1807 | 4860 | no | 12216.574 | 0 | 24300 |  |  | 0 |  |  | 0 | 0 | 0 | 0 | 0 |  | 0 | 0 | 0 | 0 | 0 | 12216.574 | 15686.2257 | 9899.9789 | 0 | yes | Deficit |  |  | 0 | 0 | 0 | 0 | 0 |  | 0 | 0 | 0 | 0 | 4752.875 | yes |  | 0 | 0 | 0 | 4752.875 | 0 | no | 0 | 0 | 0 | 4752.875 | 0
| 13938.3242 | 0 | yes | Deficit |  |  | 0 | 0 | 0 | 0 | 0 |  | 0 | 0 | 0 | 0 | 4860 | no |  | 0 | 24300 | no | 13938.3242 | 0 | no | no | 0 | 0 | 0 | 0 | 0 |  | 0 | 0 | 0 | 0 | 0 | 13938.3242 | 14725.4905 | 11295.2384 | 0 | yes | Deficit |  |  | 0 | 0 | 0 | 0 | 0 |  | 0 | 0 | 0 | 0 | 4825.5116 | yes |  | 0 | 0 | 0 | 4825.5116 | 0 | no | 0 | 0 | 0 | 4825.5116 | 0
| 14830.2676 | 0 | yes | Deficit |  |  | 0 | 0 | 0 | 0 | 0 |  | 0 | 0 | 0 | 0 | 4860 | no |  | 0 | 24300 | no | 14830.2676 | 0 | no | no | 0 | 0 | 0 | 0 | 0 |  | 0 | 0 | 0 | 0 | 0 | 14830.2676 | 16300.1518 | 12018.045 | 0 | yes | Deficit |  |  | 0 | 0 | 0 | 0 | 0 |  | 0 | 0 | 0 | 0 | 5004.9134 | yes |  | 0 | 0 | 0 | 5004.9134 | 0 | no | 0 | 0 | 0 | 5004.9134 | 0
| 12980.4496 | 0 | no | Surplus | yes |  | 0 | 0 | 0 | 1849.8179 | 0 | no | 0 | 0 | 0 | 1849.8179 | 4860 | no | 12980.4496 | 0 | 24300 |  |  | 0 |  |  | 0 | 0 | 0 | 0 | 0 |  | 0 | 0 | 0 | 0 | 0 | 12980.4496 | 16362.8838 | 10519.003 | 0 | yes | Deficit |  |  | 0 | 0 | 0 | 0 | 0 |  | 0 | 0 | 0 | 0 | 4344.8388 | yes |  | 0 | 0 | 0 | 4344.8388 | 0 | no | 0 | 0 | 0 | 4344.8388 | 0
| 14782.9924 | 0 | yes | Deficit |  |  | 0 | 0 | 0 | 0 | 0 |  | 0 | 0 | 0 | 0 | 4860 | no |  | 0 | 24300 | no | 14782.9924 | 0 | no | no | 0 | 0 | 0 | 0 | 0 |  | 0 | 0 | 0 | 0 | 0 | 14782.9924 | 17862.3714 | 11979.7345 | 0 | yes | Deficit |  |  | 0 | 0 | 0 | 0 | 0 |  | 0 | 0 | 0 | 0 | 7343.3684 | yes |  | 0 | 0 | 0 | 7343.3684 | 0 | no | 0 | 0 | 0 | 7343.3684 | 0
| 15351.6346 | 0 | yes | Deficit |  |  | 0 | 0 | 0 | 0 | 0 |  | 0 | 0 | 0 | 0 | 4860 | no |  | 0 | 24300 | no | 15351.6346 | 0 | no | no | 0 | 0 | 0 | 0 | 0 |  | 0 | 0 | 0 | 0 | 0 | 15351.6346 | 15039.3272 | 12440.5467 | 0 | yes | Deficit |  |  | 0 | 0 | 0 | 0 | 0 |  | 0 | 0 | 0 | 0 | 3059.5927 | yes |  | 0 | 0 | 0 | 3059.5927 | 0 | no | 0 | 0 | 0 | 3059.5927 | 0
| 17603.4902 | 0 | yes | Deficit |  |  | 0 | 0 | 0 | 0 | 0 |  | 0 | 0 | 0 | 0 | 4860 | no |  | 0 | 24300 | no | 17603.4902 | 0 | no | no | 0 | 0 | 0 | 0 | 0 |  | 0 | 0 | 0 | 0 | 0 | 17603.4902 | 16425.0926 | 14265.3891 | 0 | yes | Deficit |  |  | 0 | 0 | 0 | 0 | 0 |  | 0 | 0 | 0 | 0 | 3984.5459 | yes |  | 0 | 0 | 0 | 3984.5459 | 0 | no | 0 | 0 | 0 | 3984.5459 | 0
| 18434.1071 | 0 | yes | Deficit |  |  | 0 | 0 | 0 | 0 | 0 |  | 0 | 0 | 0 | 0 | 4860 | no |  | 0 | 24300 | no | 18434.1071 | 0 | no | no | 0 | 0 | 0 | 0 | 0 |  | 0 | 0 | 0 | 0 | 0 | 18434.1071 | 16666.9355 | 14938.4985 | 0 | yes | Deficit |  |  | 0 | 0 | 0 | 0 | 0 |  | 0 | 0 | 0 | 0 | 2401.5463 | yes |  | 0 | 0 | 0 | 2401.5463 | 0 | no | 0 | 0 | 0 | 2401.5463 | 0
| 19408.6652 | 0 | yes | Deficit |  |  | 0 | 0 | 0 | 0 | 0 |  | 0 | 0 | 0 | 0 | 4860 | no |  | 0 | 24300 | no | 19408.6652 | 0 | no | no | 0 | 0 | 0 | 0 | 0 |  | 0 | 0 | 0 | 0 | 0 | 19408.6652 | 15974.5564 | 15728.2538 | 0 | yes | Deficit |  |  | 0 | 0 | 0 | 0 | 0 |  | 0 | 0 | 0 | 0 | 1036.058 | yes |  | 0 | 0 | 0 | 1036.058 | 0 | no | 0 | 0 | 0 | 1036.058 | 0
| 18315.1533 | 0 | no | Surplus | yes |  | 0 | 0 | 0 | 1093.512 | 0 | no | 0 | 0 | 0 | 1093.512 | 4860 | no | 18315.1533 | 0 | 24300 |  |  | 0 |  |  | 0 | 0 | 0 | 0 | 0 |  | 0 | 0 | 0 | 0 | 0 | 18315.1533 | 14194.4531 | 14842.1015 | 0 | no | Surplus | yes |  | 0 | 0 | 0 | 1533.8008 | 0 | no | 0 | 0 | 0 | 1533.8008 | 0 |  |  | 0 | 0 | 0 | 0 | 0 |  | 0 | 0 | 0 | 0 | 0
| 18285.2934 | 0 | no | Surplus | yes |  | 0 | 0 | 0 | 29.8598 | 0 | no | 0 | 0 | 0 | 29.8598 | 4860 | no | 18285.2934 | 0 | 24300 |  |  | 0 |  |  | 0 | 0 | 0 | 0 | 0 |  | 0 | 0 | 0 | 0 | 0 | 18285.2934 | 14680.1501 | 14817.9039 | 0 | no | Surplus | yes |  | 0 | 0 | 0 | 161.9514 | 0 | no | 0 | 0 | 0 | 161.9514 | 0 |  |  | 0 | 0 | 0 | 0 | 0 |  | 0 | 0 | 0 | 0 | 0
| 16522.4216 | 0 | no | Surplus | yes |  | 0 | 0 | 0 | 1762.8718 | 0 | no | 0 | 0 | 0 | 1762.8718 | 4860 | no | 16522.4216 | 0 | 24300 |  |  | 0 |  |  | 0 | 0 | 0 | 0 | 0 |  | 0 | 0 | 0 | 0 | 0 | 16522.4216 | 15286.2061 | 13389.3206 | 0 | yes | Deficit |  |  | 0 | 0 | 0 | 0 | 0 |  | 0 | 0 | 0 | 0 | 468.3021 | yes |  | 0 | 0 | 0 | 468.3021 | 0 | no | 0 | 0 | 0 | 468.3021 | 0
| 16511.4256 | 0 | no | Surplus | yes |  | 0 | 0 | 0 | 10.996 | 0 | no | 0 | 0 | 0 | 10.996 | 4860 | no | 16511.4256 | 0 | 24300 |  |  | 0 |  |  | 0 | 0 | 0 | 0 | 0 |  | 0 | 0 | 0 | 0 | 0 | 16511.4256 | 13673.7391 | 13380.4097 | 0 | yes | Deficit |  |  | 0 | 0 | 0 | 0 | 0 |  | 0 | 0 | 0 | 0 | 284.4185 | yes |  | 0 | 0 | 0 | 284.4185 | 0 | no | 0 | 0 | 0 | 284.4185 | 0
| 18807.5243 | 0 | yes | Deficit |  |  | 0 | 0 | 0 | 0 | 0 |  | 0 | 0 | 0 | 0 | 4860 | no |  | 0 | 24300 | no | 18807.5243 | 0 | no | no | 0 | 0 | 0 | 0 | 0 |  | 0 | 0 | 0 | 0 | 0 | 18807.5243 | 15598.5187 | 15241.1056 | 0 | yes | Deficit |  |  | 0 | 0 | 0 | 0 | 0 |  | 0 | 0 | 0 | 0 | 2218.109 | yes |  | 0 | 0 | 0 | 2218.109 | 0 | no | 0 | 0 | 0 | 2218.109 | 0
| 17123.7543 | 0 | no | Surplus | yes |  | 0 | 0 | 0 | 1683.77 | 0 | no | 0 | 0 | 0 | 1683.77 | 4860 | no | 17123.7543 | 0 | 24300 |  |  | 0 |  |  | 0 | 0 | 0 | 0 | 0 |  | 0 | 0 | 0 | 0 | 0 | 17123.7543 | 14744.9392 | 13876.6242 | 0 | no | Surplus | yes |  | 0 | 0 | 0 | 496.1664 | 0 | no | 0 | 0 | 0 | 496.1664 | 0 |  |  | 0 | 0 | 0 | 0 | 0 |  | 0 | 0 | 0 | 0 | 0
| 16556.034 | 0 | no | Surplus | yes |  | 0 | 0 | 0 | 567.7203 | 0 | no | 0 | 0 | 0 | 567.7203 | 4860 | no | 16556.034 | 0 | 24300 |  |  | 0 |  |  | 0 | 0 | 0 | 0 | 0 |  | 0 | 0 | 0 | 0 | 0 | 16556.034 | 16557.582 | 13416.5592 | 0 | yes | Deficit |  |  | 0 | 0 | 0 | 0 | 0 |  | 0 | 0 | 0 | 0 | 2680.9578 | yes |  | 0 | 0 | 0 | 2680.9578 | 0 | no | 0 | 0 | 0 | 2680.9578 | 0
| 16003.9486 | 0 | no | Surplus | yes |  | 0 | 0 | 0 | 552.0854 | 0 | no | 0 | 0 | 0 | 552.0854 | 4860 | no | 16003.9486 | 0 | 24300 |  |  | 0 |  |  | 0 | 0 | 0 | 0 | 0 |  | 0 | 0 | 0 | 0 | 0 | 16003.9486 | 13003.6033 | 12969.1642 | 0 | no | Surplus | yes |  | 0 | 0 | 0 | 412.9559 | 0 | no | 0 | 0 | 0 | 412.9559 | 0 |  |  | 0 | 0 | 0 | 0 | 0 |  | 0 | 0 | 0 | 0 | 0
| 17112.5769 | 0 | yes | Deficit |  |  | 0 | 0 | 0 | 0 | 0 |  | 0 | 0 | 0 | 0 | 4860 | no |  | 0 | 24300 | no | 17112.5769 | 0 | no | no | 0 | 0 | 0 | 0 | 0 |  | 0 | 0 | 0 | 0 | 0 | 17112.5769 | 15770.9254 | 13867.5664 | 0 | yes | Deficit |  |  | 0 | 0 | 0 | 0 | 0 |  | 0 | 0 | 0 | 0 | 2801.7612 | yes |  | 0 | 0 | 0 | 2801.7612 | 0 | no | 0 | 0 | 0 | 2801.7612 | 0
| 19805.4218 | 0 | yes | Deficit |  |  | 0 | 0 | 0 | 0 | 0 |  | 0 | 0 | 0 | 0 | 4860 | no |  | 0 | 24300 | no | 19805.4218 | 0 | no | no | 0 | 0 | 0 | 0 | 0 |  | 0 | 0 | 0 | 0 | 0 | 19805.4218 | 16343.1043 | 16049.7745 | 0 | yes | Deficit |  |  | 0 | 0 | 0 | 0 | 0 |  | 0 | 0 | 0 | 0 | 2475.5379 | yes |  | 0 | 0 | 0 | 2475.5379 | 0 | no | 0 | 0 | 0 | 2475.5379 | 0
| 17138.5576 | 0 | no | Surplus | yes |  | 0 | 0 | 0 | 2666.8641 | 0 | no | 0 | 0 | 0 | 2666.8641 | 4860 | no | 17138.5576 | 0 | 24300 |  |  | 0 |  |  | 0 | 0 | 0 | 0 | 0 |  | 0 | 0 | 0 | 0 | 0 | 17138.5576 | 16744.2297 | 13888.6204 | 0 | yes | Deficit |  |  | 0 | 0 | 0 | 0 | 0 |  | 0 | 0 | 0 | 0 | 694.4552 | yes |  | 0 | 0 | 0 | 694.4552 | 0 | no | 0 | 0 | 0 | 694.4552 | 0
| 17148.8921 | 0 | yes | Deficit |  |  | 0 | 0 | 0 | 0 | 0 |  | 0 | 0 | 0 | 0 | 4860 | no |  | 0 | 24300 | no | 17148.8921 | 0 | no | no | 0 | 0 | 0 | 0 | 0 |  | 0 | 0 | 0 | 0 | 0 | 17148.8921 | 13706.0672 | 13896.9952 | 0 | no | Surplus | yes |  | 0 | 0 | 0 | 182.5532 | 0 | no | 0 | 0 | 0 | 182.5532 | 0 |  |  | 0 | 0 | 0 | 0 | 0 |  | 0 | 0 | 0 | 0 | 0
| 17610.4736 | 0 | yes | Deficit |  |  | 0 | 0 | 0 | 0 | 0 |  | 0 | 0 | 0 | 0 | 4860 | no |  | 0 | 24300 | no | 17610.4736 | 0 | no | no | 0 | 0 | 0 | 0 | 0 |  | 0 | 0 | 0 | 0 | 0 | 17610.4736 | 13056.967 | 14271.0483 | 0 | no | Surplus | yes |  | 0 | 0 | 0 | 840.0282 | 0 | no | 0 | 0 | 0 | 840.0282 | 0 |  |  | 0 | 0 | 0 | 0 | 0 |  | 0 | 0 | 0 | 0 | 0
| 17848.7916 | 0 | yes | Deficit |  |  | 0 | 0 | 0 | 0 | 0 |  | 0 | 0 | 0 | 0 | 4860 | no |  | 0 | 24300 | no | 17848.7916 | 0 | no | no | 0 | 0 | 0 | 0 | 0 |  | 0 | 0 | 0 | 0 | 0 | 17848.7916 | 13194.9127 | 14464.1747 | 0 | no | Surplus | yes |  | 0 | 0 | 0 | 1076.1356 | 0 | no | 0 | 0 | 0 | 1076.1356 | 0 |  |  | 0 | 0 | 0 | 0 | 0 |  | 0 | 0 | 0 | 0 | 0
| 16557.3081 | 0 | no | Surplus | yes |  | 0 | 0 | 0 | 1291.4834 | 0 | no | 0 | 0 | 0 | 1291.4834 | 4860 | no | 16557.3081 | 0 | 24300 |  |  | 0 |  |  | 0 | 0 | 0 | 0 | 0 |  | 0 | 0 | 0 | 0 | 0 | 16557.3081 | 11736.6619 | 13417.5917 | 0 | no | Surplus | yes |  | 0 | 0 | 0 | 2727.5128 | 0 | no | 0 | 0 | 0 | 2727.5128 | 0 |  |  | 0 | 0 | 0 | 0 | 0 |  | 0 | 0 | 0 | 0 | 0
| 20311.9811 | 0 | yes | Deficit |  |  | 0 | 0 | 0 | 0 | 0 |  | 0 | 0 | 0 | 0 | 4860 | no |  | 0 | 24300 | no | 20311.9811 | 0 | no | no | 0 | 0 | 0 | 0 | 0 |  | 0 | 0 | 0 | 0 | 0 | 20311.9811 | 12012.0814 | 16460.2764 | 0 | no | Surplus | yes |  | 0 | 0 | 0 | 1405.5102 | 0 | no | 0 | 0 | 0 | 1405.5102 | 0 |  |  | 0 | 0 | 0 | 0 | 0 |  | 0 | 0 | 0 | 0 | 0
| 20769.5569 | 0 | yes | Deficit |  |  | 0 | 0 | 0 | 0 | 0 |  | 0 | 0 | 0 | 0 | 4860 | no |  | 0 | 24300 | no | 20769.5569 | 0 | no | no | 0 | 0 | 0 | 0 | 0 |  | 0 | 0 | 0 | 0 | 0 | 20769.5569 | 12810.8822 | 16831.0834 | 0 | no | Surplus | yes |  | 0 | 0 | 0 | 3649.3942 | 0 | no | 0 | 0 | 0 | 3649.3942 | 0 |  |  | 0 | 0 | 0 | 0 | 0 |  | 0 | 0 | 0 | 0 | 0
| 18813.9153 | 0 | no | Surplus | yes |  | 0 | 0 | 0 | 1955.6416 | 0 | no | 0 | 0 | 0 | 1955.6416 | 4860 | no | 18813.9153 | 0 | 24300 |  |  | 0 |  |  | 0 | 0 | 0 | 0 | 0 |  | 0 | 0 | 0 | 0 | 0 | 18813.9153 | 12849.9272 | 15246.2847 | 0 | no | Surplus | yes |  | 0 | 0 | 0 | 3981.1563 | 0 | no | 0 | 0 | 0 | 3981.1563 | 0 |  |  | 0 | 0 | 0 | 0 | 0 |  | 0 | 0 | 0 | 0 | 0
| 18625.7122 | 0 | no | Surplus | yes |  | 0 | 0 | 0 | 188.2031 | 0 | no | 0 | 0 | 0 | 188.2031 | 4860 | no | 18625.7122 | 0 | 24300 |  |  | 0 |  |  | 0 | 0 | 0 | 0 | 0 |  | 0 | 0 | 0 | 0 | 0 | 18625.7122 | 12188.8566 | 15093.77 | 0 | no | Surplus | yes |  | 0 | 0 | 0 | 3057.4281 | 0 | no | 0 | 0 | 0 | 3057.4281 | 0 |  |  | 0 | 0 | 0 | 0 | 0 |  | 0 | 0 | 0 | 0 | 0
| 19125.475 | 0 | yes | Deficit |  |  | 0 | 0 | 0 | 0 | 0 |  | 0 | 0 | 0 | 0 | 4860 | no |  | 0 | 24300 | no | 19125.475 | 0 | no | no | 0 | 0 | 0 | 0 | 0 |  | 0 | 0 | 0 | 0 | 0 | 19125.475 | 12447.0803 | 15498.7642 | 0 | no | Surplus | yes |  | 0 | 0 | 0 | 2646.6898 | 0 | no | 0 | 0 | 0 | 2646.6898 | 0 |  |  | 0 | 0 | 0 | 0 | 0 |  | 0 | 0 | 0 | 0 | 0
| 19401.7075 | 0 | yes | Deficit |  |  | 0 | 0 | 0 | 0 | 0 |  | 0 | 0 | 0 | 0 | 4860 | no |  | 0 | 24300 | no | 19401.7075 | 0 | no | no | 0 | 0 | 0 | 0 | 0 |  | 0 | 0 | 0 | 0 | 0 | 19401.7075 | 12361.987 | 15722.6154 | 0 | no | Surplus | yes |  | 0 | 0 | 0 | 3136.7772 | 0 | no | 0 | 0 | 0 | 3136.7772 | 0 |  |  | 0 | 0 | 0 | 0 | 0 |  | 0 | 0 | 0 | 0 | 0
| 20841.6642 | 0 | yes | Deficit |  |  | 0 | 0 | 0 | 0 | 0 |  | 0 | 0 | 0 | 0 | 4860 | no |  | 0 | 24300 | no | 20841.6642 | 0 | no | no | 0 | 0 | 0 | 0 | 0 |  | 0 | 0 | 0 | 0 | 0 | 20841.6642 | 13414.4105 | 16889.5172 | 0 | no | Surplus | yes |  | 0 | 0 | 0 | 2308.2049 | 0 | no | 0 | 0 | 0 | 2308.2049 | 0 |  |  | 0 | 0 | 0 | 0 | 0 |  | 0 | 0 | 0 | 0 | 0
| 22876.8297 | 0 | yes | Deficit |  |  | 0 | 0 | 0 | 0 | 0 |  | 0 | 0 | 0 | 0 | 4860 | no |  | 0 | 24300 | no | 22876.8297 | 0 | no | no | 0 | 0 | 0 | 0 | 0 |  | 0 | 0 | 0 | 0 | 0 | 22876.8297 | 12304.8397 | 18538.7599 | 0 | no | Surplus | yes |  | 0 | 0 | 0 | 4584.6775 | 0 | no | 0 | 0 | 0 | 4584.6775 | 0 |  |  | 0 | 0 | 0 | 0 | 0 |  | 0 | 0 | 0 | 0 | 0
| 20340.9382 | 0 | no | Surplus | yes |  | 0 | 0 | 0 | 2535.8915 | 0 | no | 0 | 0 | 0 | 2535.8915 | 4860 | no | 20340.9382 | 0 | 24300 |  |  | 0 |  |  | 0 | 0 | 0 | 0 | 0 |  | 0 | 0 | 0 | 0 | 0 | 20340.9382 | 12044.2352 | 16483.7424 | 0 | no | Surplus | yes |  | 0 | 0 | 0 | 6494.5246 | 0 | no | 0 | 0 | 0 | 6494.5246 | 0 |  |  | 0 | 0 | 0 | 0 | 0 |  | 0 | 0 | 0 | 0 | 0
| 18811.8834 | 0 | no | Surplus | yes |  | 0 | 0 | 0 | 1529.0547 | 0 | no | 0 | 0 | 0 | 1529.0547 | 4860 | no | 18811.8834 | 0 | 24300 |  |  | 0 |  |  | 0 | 0 | 0 | 0 | 0 |  | 0 | 0 | 0 | 0 | 0 | 18811.8834 | 12846.6908 | 15244.6381 | 0 | no | Surplus | yes |  | 0 | 0 | 0 | 3637.0516 | 0 | no | 0 | 0 | 0 | 3637.0516 | 0 |  |  | 0 | 0 | 0 | 0 | 0 |  | 0 | 0 | 0 | 0 | 0
| 19932.8835 | 0 | yes | Deficit |  |  | 0 | 0 | 0 | 0 | 0 |  | 0 | 0 | 0 | 0 | 4860 | no |  | 0 | 24300 | no | 19932.8835 | 0 | no | no | 0 | 0 | 0 | 0 | 0 |  | 0 | 0 | 0 | 0 | 0 | 19932.8835 | 14966.0658 | 16153.0661 | 0 | no | Surplus | yes |  | 0 | 0 | 0 | 278.5724 | 0 | no | 0 | 0 | 0 | 278.5724 | 0 |  |  | 0 | 0 | 0 | 0 | 0 |  | 0 | 0 | 0 | 0 | 0
| 17555.2375 | 0 | no | Surplus | yes |  | 0 | 0 | 0 | 2377.646 | 0 | no | 0 | 0 | 0 | 2377.646 | 4860 | no | 17555.2375 | 0 | 24300 |  |  | 0 |  |  | 0 | 0 | 0 | 0 | 0 |  | 0 | 0 | 0 | 0 | 0 | 17555.2375 | 14543.9864 | 14226.2865 | 0 | no | Surplus | yes |  | 0 | 0 | 0 | 1609.0797 | 0 | no | 0 | 0 | 0 | 1609.0797 | 0 |  |  | 0 | 0 | 0 | 0 | 0 |  | 0 | 0 | 0 | 0 | 0
| 19913.0592 | 0 | yes | Deficit |  |  | 0 | 0 | 0 | 0 | 0 |  | 0 | 0 | 0 | 0 | 4860 | no |  | 0 | 24300 | no | 19913.0592 | 0 | no | no | 0 | 0 | 0 | 0 | 0 |  | 0 | 0 | 0 | 0 | 0 | 19913.0592 | 14746.2691 | 16137.001 | 0 | yes | Deficit |  |  | 0 | 0 | 0 | 0 | 0 |  | 0 | 0 | 0 | 0 | 519.9826 | yes |  | 0 | 0 | 0 | 519.9826 | 0 | no | 0 | 0 | 0 | 519.9826 | 0
| 22133.2239 | 0 | yes | Deficit |  |  | 0 | 0 | 0 | 0 | 0 |  | 0 | 0 | 0 | 0 | 4860 | no |  | 0 | 24300 | no | 22133.2239 | 0 | no | no | 0 | 0 | 0 | 0 | 0 |  | 0 | 0 | 0 | 0 | 0 | 22133.2239 | 14324.7383 | 17936.162 | 0 | no | Surplus | yes |  | 0 | 0 | 0 | 1812.2627 | 0 | no | 0 | 0 | 0 | 1812.2627 | 0 |  |  | 0 | 0 | 0 | 0 | 0 |  | 0 | 0 | 0 | 0 | 0
| 19465.4396 | 0 | no | Surplus | yes |  | 0 | 0 | 0 | 2667.7843 | 0 | no | 0 | 0 | 0 | 2667.7843 | 4860 | no | 19465.4396 | 0 | 24300 |  |  | 0 |  |  | 0 | 0 | 0 | 0 | 0 |  | 0 | 0 | 0 | 0 | 0 | 19465.4396 | 13073.9866 | 15774.2622 | 0 | no | Surplus | yes |  | 0 | 0 | 0 | 4862.1753 | 0 | no | 0 | 0 | 0 | 4862.1753 | 0 |  |  | 0 | 0 | 0 | 0 | 0 |  | 0 | 0 | 0 | 0 | 0
| 19280.6815 | 0 | no | Surplus | yes |  | 0 | 0 | 0 | 184.7581 | 0 | no | 0 | 0 | 0 | 184.7581 | 4860 | no | 19280.6815 | 0 | 24300 |  |  | 0 |  |  | 0 | 0 | 0 | 0 | 0 |  | 0 | 0 | 0 | 0 | 0 | 19280.6815 | 16167.3418 | 15624.5393 | 0 | yes | Deficit |  |  | 0 | 0 | 0 | 0 | 0 |  | 0 | 0 | 0 | 0 | 393.0795 | yes |  | 0 | 0 | 0 | 393.0795 | 0 | no | 0 | 0 | 0 | 393.0795 | 0
| 18339.0699 | 0 | no | Surplus | yes |  | 0 | 0 | 0 | 941.6116 | 0 | no | 0 | 0 | 0 | 941.6116 | 4860 | no | 18339.0699 | 0 | 24300 |  |  | 0 |  |  | 0 | 0 | 0 | 0 | 0 |  | 0 | 0 | 0 | 0 | 0 | 18339.0699 | 12720.1042 | 14861.4829 | 0 | no | Surplus | yes |  | 0 | 0 | 0 | 2904.4351 | 0 | no | 0 | 0 | 0 | 2904.4351 | 0 |  |  | 0 | 0 | 0 | 0 | 0 |  | 0 | 0 | 0 | 0 | 0
| 19337.5297 | 0 | yes | Deficit |  |  | 0 | 0 | 0 | 0 | 0 |  | 0 | 0 | 0 | 0 | 4860 | no |  | 0 | 24300 | no | 19337.5297 | 0 | no | no | 0 | 0 | 0 | 0 | 0 |  | 0 | 0 | 0 | 0 | 0 | 19337.5297 | 14079.624 | 15670.6076 | 0 | no | Surplus | yes |  | 0 | 0 | 0 | 781.859 | 0 | no | 0 | 0 | 0 | 781.859 | 0 |  |  | 0 | 0 | 0 | 0 | 0 |  | 0 | 0 | 0 | 0 | 0
| 22948.5998 | 0 | yes | Deficit |  |  | 0 | 0 | 0 | 0 | 0 |  | 0 | 0 | 0 | 0 | 4860 | no |  | 0 | 24300 | no | 22948.5998 | 0 | no | no | 0 | 0 | 0 | 0 | 0 |  | 0 | 0 | 0 | 0 | 0 | 22948.5998 | 15313.7849 | 18596.9204 | 0 | no | Surplus | yes |  | 0 | 0 | 0 | 356.8227 | 0 | no | 0 | 0 | 0 | 356.8227 | 0 |  |  | 0 | 0 | 0 | 0 | 0 |  | 0 | 0 | 0 | 0 | 0
| 20417.0664 | 0 | no | Surplus | yes |  | 0 | 0 | 0 | 2531.5334 | 0 | no | 0 | 0 | 0 | 2531.5334 | 4860 | no | 20417.0664 | 0 | 24300 |  |  | 0 |  |  | 0 | 0 | 0 | 0 | 0 |  | 0 | 0 | 0 | 0 | 0 | 20417.0664 | 15493.3924 | 16545.4347 | 0 | no | Surplus | yes |  | 0 | 0 | 0 | 3103.5279 | 0 | no | 0 | 0 | 0 | 3103.5279 | 0 |  |  | 0 | 0 | 0 | 0 | 0 |  | 0 | 0 | 0 | 0 | 0
| 20077.9837 | 0 | no | Surplus | yes |  | 0 | 0 | 0 | 339.0827 | 0 | no | 0 | 0 | 0 | 339.0827 | 4860 | no | 20077.9837 | 0 | 24300 |  |  | 0 |  |  | 0 | 0 | 0 | 0 | 0 |  | 0 | 0 | 0 | 0 | 0 | 20077.9837 | 16802.0102 | 16270.6513 | 0 | yes | Deficit |  |  | 0 | 0 | 0 | 0 | 0 |  | 0 | 0 | 0 | 0 | 256.5755 | yes |  | 0 | 0 | 0 | 256.5755 | 0 | no | 0 | 0 | 0 | 256.5755 | 0
| 18654.508 | 0 | no | Surplus | yes |  | 0 | 0 | 0 | 1423.4757 | 0 | no | 0 | 0 | 0 | 1423.4757 | 4860 | no | 18654.508 | 0 | 24300 |  |  | 0 |  |  | 0 | 0 | 0 | 0 | 0 |  | 0 | 0 | 0 | 0 | 0 | 18654.508 | 16519.7682 | 15117.1054 | 0 | yes | Deficit |  |  | 0 | 0 | 0 | 0 | 0 |  | 0 | 0 | 0 | 0 | 249.1169 | yes |  | 0 | 0 | 0 | 249.1169 | 0 | no | 0 | 0 | 0 | 249.1169 | 0
| 19412.692 | 0 | yes | Deficit |  |  | 0 | 0 | 0 | 0 | 0 |  | 0 | 0 | 0 | 0 | 4860 | no |  | 0 | 24300 | no | 19412.692 | 0 | no | no | 0 | 0 | 0 | 0 | 0 |  | 0 | 0 | 0 | 0 | 0 | 19412.692 | 16762.5046 | 15731.517 | 0 | yes | Deficit |  |  | 0 | 0 | 0 | 0 | 0 |  | 0 | 0 | 0 | 0 | 1645.3992 | yes |  | 0 | 0 | 0 | 1645.3992 | 0 | no | 0 | 0 | 0 | 1645.3992 | 0
| 21006.3495 | 0 | yes | Deficit |  |  | 0 | 0 | 0 | 0 | 0 |  | 0 | 0 | 0 | 0 | 4860 | no |  | 0 | 24300 | no | 21006.3495 | 0 | no | no | 0 | 0 | 0 | 0 | 0 |  | 0 | 0 | 0 | 0 | 0 | 21006.3495 | 16591.3996 | 17022.9737 | 0 | yes | Deficit |  |  | 0 | 0 | 0 | 0 | 0 |  | 0 | 0 | 0 | 0 | 859.8826 | yes |  | 0 | 0 | 0 | 859.8826 | 0 | no | 0 | 0 | 0 | 859.8826 | 0
| 22688.933 | 0 | yes | Deficit |  |  | 0 | 0 | 0 | 0 | 0 |  | 0 | 0 | 0 | 0 | 4860 | no |  | 0 | 24300 | no | 22688.933 | 0 | no | no | 0 | 0 | 0 | 0 | 0 |  | 0 | 0 | 0 | 0 | 0 | 22688.933 | 15870.6989 | 18386.4935 | 0 | no | Surplus | yes |  | 0 | 0 | 0 | 1152.2748 | 0 | no | 0 | 0 | 0 | 1152.2748 | 0 |  |  | 0 | 0 | 0 | 0 | 0 |  | 0 | 0 | 0 | 0 | 0
| 21092.2387 | 0 | no | Surplus | yes |  | 0 | 0 | 0 | 1596.6943 | 0 | no | 0 | 0 | 0 | 1596.6943 | 4860 | no | 21092.2387 | 0 | 24300 |  |  | 0 |  |  | 0 | 0 | 0 | 0 | 0 |  | 0 | 0 | 0 | 0 | 0 | 21092.2387 | 17692.874 | 17092.5759 | 0 | no | Surplus | yes |  | 0 | 0 | 0 | 693.6195 | 0 | no | 0 | 0 | 0 | 693.6195 | 0 |  |  | 0 | 0 | 0 | 0 | 0 |  | 0 | 0 | 0 | 0 | 0
| 21046.3637 | 0 | no | Surplus | yes |  | 0 | 0 | 0 | 45.8749 | 0 | no | 0 | 0 | 0 | 45.8749 | 4860 | no | 21046.3637 | 0 | 24300 |  |  | 0 |  |  | 0 | 0 | 0 | 0 | 0 |  | 0 | 0 | 0 | 0 | 0 | 21046.3637 | 17752.4116 | 17055.4001 | 0 | yes | Deficit |  |  | 0 | 0 | 0 | 0 | 0 |  | 0 | 0 | 0 | 0 | 659.8357 | yes |  | 0 | 0 | 0 | 659.8357 | 0 | no | 0 | 0 | 0 | 659.8357 | 0
| 21116.9251 | 0 | yes | Deficit |  |  | 0 | 0 | 0 | 0 | 0 |  | 0 | 0 | 0 | 0 | 4860 | no |  | 0 | 24300 | no | 21116.9251 | 0 | no | no | 0 | 0 | 0 | 0 | 0 |  | 0 | 0 | 0 | 0 | 0 | 21116.9251 | 17404.0717 | 17112.5811 | 0 | yes | Deficit |  |  | 0 | 0 | 0 | 0 | 0 |  | 0 | 0 | 0 | 0 | 348.6716 | yes |  | 0 | 0 | 0 | 348.6716 | 0 | no | 0 | 0 | 0 | 348.6716 | 0
| 21125.7749 | 0 | yes | Deficit |  |  | 0 | 0 | 0 | 0 | 0 |  | 0 | 0 | 0 | 0 | 4860 | no |  | 0 | 24300 | no | 21125.7749 | 0 | no | no | 0 | 0 | 0 | 0 | 0 |  | 0 | 0 | 0 | 0 | 0 | 21125.7749 | 17144.3004 | 17119.7528 | 0 | yes | Deficit |  |  | 0 | 0 | 0 | 0 | 0 |  | 0 | 0 | 0 | 0 | 31.7193 | yes |  | 0 | 0 | 0 | 31.7193 | 0 | no | 0 | 0 | 0 | 31.7193 | 0
| 22331.8377 | 0 | yes | Deficit |  |  | 0 | 0 | 0 | 0 | 0 |  | 0 | 0 | 0 | 0 | 4860 | no |  | 0 | 24300 | no | 22331.8377 | 0 | no | no | 0 | 0 | 0 | 0 | 0 |  | 0 | 0 | 0 | 0 | 0 | 22331.8377 | 16114.2675 | 18097.1132 | 0 | no | Surplus | yes |  | 0 | 0 | 0 | 1005.4852 | 0 | no | 0 | 0 | 0 | 1005.4852 | 0 |  |  | 0 | 0 | 0 | 0 | 0 |  | 0 | 0 | 0 | 0 | 0
| 19322.3047 | 0 | no | Surplus | yes |  | 0 | 0 | 0 | 3009.533 | 0 | no | 0 | 0 | 0 | 3009.533 | 4860 | no | 19322.3047 | 0 | 24300 |  |  | 0 |  |  | 0 | 0 | 0 | 0 | 0 |  | 0 | 0 | 0 | 0 | 0 | 19322.3047 | 16867.1809 | 15658.2696 | 0 | no | Surplus | yes |  | 0 | 0 | 0 | 1229.9323 | 0 | no | 0 | 0 | 0 | 1229.9323 | 0 |  |  | 0 | 0 | 0 | 0 | 0 |  | 0 | 0 | 0 | 0 | 0
| 18760.9434 | 0 | no | Surplus | yes |  | 0 | 0 | 0 | 561.3614 | 0 | no | 0 | 0 | 0 | 561.3614 | 4860 | no | 18760.9434 | 0 | 24300 |  |  | 0 |  |  | 0 | 0 | 0 | 0 | 0 |  | 0 | 0 | 0 | 0 | 0 | 18760.9434 | 18052.4729 | 15203.3577 | 0 | yes | Deficit |  |  | 0 | 0 | 0 | 0 | 0 |  | 0 | 0 | 0 | 0 | 2394.2032 | yes |  | 0 | 0 | 0 | 2394.2032 | 0 | no | 0 | 0 | 0 | 2394.2032 | 0
| 16170.9126 | 0 | no | Surplus | yes |  | 0 | 0 | 0 | 2590.0307 | 0 | no | 0 | 0 | 0 | 2590.0307 | 4860 | no | 16170.9126 | 0 | 24300 |  |  | 0 |  |  | 0 | 0 | 0 | 0 | 0 |  | 0 | 0 | 0 | 0 | 0 | 16170.9126 | 17204.0371 | 13104.4673 | 0 | yes | Deficit |  |  | 0 | 0 | 0 | 0 | 0 |  | 0 | 0 | 0 | 0 | 2000.6795 | yes |  | 0 | 0 | 0 | 2000.6795 | 0 | no | 0 | 0 | 0 | 2000.6795 | 0
| 16998.9413 | 0 | yes | Deficit |  |  | 0 | 0 | 0 | 0 | 0 |  | 0 | 0 | 0 | 0 | 4860 | no |  | 0 | 24300 | no | 16998.9413 | 0 | no | no | 0 | 0 | 0 | 0 | 0 |  | 0 | 0 | 0 | 0 | 0 | 16998.9413 | 17532.7884 | 13775.4792 | 0 | yes | Deficit |  |  | 0 | 0 | 0 | 0 | 0 |  | 0 | 0 | 0 | 0 | 4428.3212 | yes |  | 0 | 0 | 0 | 4428.3212 | 0 | no | 0 | 0 | 0 | 4428.3212 | 0
| 16826.1178 | 0 | no | Surplus | yes |  | 0 | 0 | 0 | 172.8235 | 0 | no | 0 | 0 | 0 | 172.8235 | 4860 | no | 16826.1178 | 0 | 24300 |  |  | 0 |  |  | 0 | 0 | 0 | 0 | 0 |  | 0 | 0 | 0 | 0 | 0 | 16826.1178 | 15697.7674 | 13635.4277 | 0 | yes | Deficit |  |  | 0 | 0 | 0 | 0 | 0 |  | 0 | 0 | 0 | 0 | 1922.2883 | yes |  | 0 | 0 | 0 | 1922.2883 | 0 | no | 0 | 0 | 0 | 1922.2883 | 0
| 17625.7267 | 0 | yes | Deficit |  |  | 0 | 0 | 0 | 0 | 0 |  | 0 | 0 | 0 | 0 | 4860 | no |  | 0 | 24300 | no | 17625.7267 | 0 | no | no | 0 | 0 | 0 | 0 | 0 |  | 0 | 0 | 0 | 0 | 0 | 17625.7267 | 15529.1102 | 14283.409 | 0 | yes | Deficit |  |  | 0 | 0 | 0 | 0 | 0 |  | 0 | 0 | 0 | 0 | 1893.6825 | yes |  | 0 | 0 | 0 | 1893.6825 | 0 | no | 0 | 0 | 0 | 1893.6825 | 0
| 18464.4431 | 0 | yes | Deficit |  |  | 0 | 0 | 0 | 0 | 0 |  | 0 | 0 | 0 | 0 | 4860 | no |  | 0 | 24300 | no | 18464.4431 | 0 | no | no | 0 | 0 | 0 | 0 | 0 |  | 0 | 0 | 0 | 0 | 0 | 18464.4431 | 14309.4073 | 14963.0819 | 0 | yes | Deficit |  |  | 0 | 0 | 0 | 0 | 0 |  | 0 | 0 | 0 | 0 | 25.9983 | yes |  | 0 | 0 | 0 | 25.9983 | 0 | no | 0 | 0 | 0 | 25.9983 | 0
| 19673.9193 | 0 | yes | Deficit |  |  | 0 | 0 | 0 | 0 | 0 |  | 0 | 0 | 0 | 0 | 4860 | no |  | 0 | 24300 | no | 19673.9193 | 0 | no | no | 0 | 0 | 0 | 0 | 0 |  | 0 | 0 | 0 | 0 | 0 | 19673.9193 | 14620.3622 | 15943.2085 | 0 | no | Surplus | yes |  | 0 | 0 | 0 | 342.7197 | 0 | no | 0 | 0 | 0 | 342.7197 | 0 |  |  | 0 | 0 | 0 | 0 | 0 |  | 0 | 0 | 0 | 0 | 0
| 20334.2957 | 0 | yes | Deficit |  |  | 0 | 0 | 0 | 0 | 0 |  | 0 | 0 | 0 | 0 | 4860 | no |  | 0 | 24300 | no | 20334.2957 | 0 | no | no | 0 | 0 | 0 | 0 | 0 |  | 0 | 0 | 0 | 0 | 0 | 20334.2957 | 14872.5603 | 16478.3596 | 0 | no | Surplus | yes |  | 0 | 0 | 0 | 1070.6482 | 0 | no | 0 | 0 | 0 | 1070.6482 | 0 |  |  | 0 | 0 | 0 | 0 | 0 |  | 0 | 0 | 0 | 0 | 0
| 20521.3884 | 0 | yes | Deficit |  |  | 0 | 0 | 0 | 0 | 0 |  | 0 | 0 | 0 | 0 | 4860 | no |  | 0 | 24300 | no | 20521.3884 | 0 | no | no | 0 | 0 | 0 | 0 | 0 |  | 0 | 0 | 0 | 0 | 0 | 20521.3884 | 15311.7938 | 16629.9744 | 0 | no | Surplus | yes |  | 0 | 0 | 0 | 1166.5658 | 0 | no | 0 | 0 | 0 | 1166.5658 | 0 |  |  | 0 | 0 | 0 | 0 | 0 |  | 0 | 0 | 0 | 0 | 0
| 21300.5203 | 0 | yes | Deficit |  |  | 0 | 0 | 0 | 0 | 0 |  | 0 | 0 | 0 | 0 | 4860 | no |  | 0 | 24300 | no | 21300.5203 | 0 | no | no | 0 | 0 | 0 | 0 | 0 |  | 0 | 0 | 0 | 0 | 0 | 21300.5203 | 15273.5253 | 17261.3617 | 0 | no | Surplus | yes |  | 0 | 0 | 0 | 1356.449 | 0 | no | 0 | 0 | 0 | 1356.449 | 0 |  |  | 0 | 0 | 0 | 0 | 0 |  | 0 | 0 | 0 | 0 | 0
| 22732.8431 | 0 | yes | Deficit |  |  | 0 | 0 | 0 | 0 | 0 |  | 0 | 0 | 0 | 0 | 4860 | no |  | 0 | 24300 | no | 22732.8431 | 0 | no | no | 0 | 0 | 0 | 0 | 0 |  | 0 | 0 | 0 | 0 | 0 | 22732.8431 | 14638.5767 | 18422.0771 | 0 | no | Surplus | yes |  | 0 | 0 | 0 | 2622.7849 | 0 | no | 0 | 0 | 0 | 2622.7849 | 0 |  |  | 0 | 0 | 0 | 0 | 0 |  | 0 | 0 | 0 | 0 | 0
| 20085.0051 | 0 | no | Surplus | yes |  | 0 | 0 | 0 | 2647.838 | 0 | no | 0 | 0 | 0 | 2647.838 | 4860 | no | 20085.0051 | 0 | 24300 |  |  | 0 |  |  | 0 | 0 | 0 | 0 | 0 |  | 0 | 0 | 0 | 0 | 0 | 20085.0051 | 14779.6622 | 16276.3413 | 0 | no | Surplus | yes |  | 0 | 0 | 0 | 3642.4148 | 0 | no | 0 | 0 | 0 | 3642.4148 | 0 |  |  | 0 | 0 | 0 | 0 | 0 |  | 0 | 0 | 0 | 0 | 0
| 18413.9962 | 0 | no | Surplus | yes |  | 0 | 0 | 0 | 1671.0089 | 0 | no | 0 | 0 | 0 | 1671.0089 | 4860 | no | 18413.9962 | 0 | 24300 |  |  | 0 |  |  | 0 | 0 | 0 | 0 | 0 |  | 0 | 0 | 0 | 0 | 0 | 18413.9962 | 15696.225 | 14922.2012 | 0 | no | Surplus | yes |  | 0 | 0 | 0 | 580.1163 | 0 | no | 0 | 0 | 0 | 580.1163 | 0 |  |  | 0 | 0 | 0 | 0 | 0 |  | 0 | 0 | 0 | 0 | 0
| 20700.7472 | 0 | yes | Deficit |  |  | 0 | 0 | 0 | 0 | 0 |  | 0 | 0 | 0 | 0 | 4860 | no |  | 0 | 24300 | no | 20700.7472 | 0 | no | no | 0 | 0 | 0 | 0 | 0 |  | 0 | 0 | 0 | 0 | 0 | 20700.7472 | 14456.1502 | 16775.3219 | 0 | no | Surplus | yes |  | 0 | 0 | 0 | 466.051 | 0 | no | 0 | 0 | 0 | 466.051 | 0 |  |  | 0 | 0 | 0 | 0 | 0 |  | 0 | 0 | 0 | 0 | 0
| 20299.2413 | 0 | no | Surplus | yes |  | 0 | 0 | 0 | 401.5058 | 0 | no | 0 | 0 | 0 | 401.5058 | 4860 | no | 20299.2413 | 0 | 24300 |  |  | 0 |  |  | 0 | 0 | 0 | 0 | 0 |  | 0 | 0 | 0 | 0 | 0 | 20299.2413 | 14414.0194 | 16449.9525 | 0 | no | Surplus | yes |  | 0 | 0 | 0 | 2361.3024 | 0 | no | 0 | 0 | 0 | 2361.3024 | 0 |  |  | 0 | 0 | 0 | 0 | 0 |  | 0 | 0 | 0 | 0 | 0
| 22258.9966 | 0 | yes | Deficit |  |  | 0 | 0 | 0 | 0 | 0 |  | 0 | 0 | 0 | 0 | 4860 | no |  | 0 | 24300 | no | 22258.9966 | 0 | no | no | 0 | 0 | 0 | 0 | 0 |  | 0 | 0 | 0 | 0 | 0 | 22258.9966 | 14993.647 | 18038.0848 | 0 | no | Surplus | yes |  | 0 | 0 | 0 | 1456.3055 | 0 | no | 0 | 0 | 0 | 1456.3055 | 0 |  |  | 0 | 0 | 0 | 0 | 0 |  | 0 | 0 | 0 | 0 | 0
| 19421.0967 | 0 | no | Surplus | yes |  | 0 | 0 | 0 | 2837.8998 | 0 | no | 0 | 0 | 0 | 2837.8998 | 4860 | no | 19421.0967 | 0 | 24300 |  |  | 0 |  |  | 0 | 0 | 0 | 0 | 0 |  | 0 | 0 | 0 | 0 | 0 | 19421.0967 | 11263.6818 | 15738.328 | 0 | no | Surplus | yes |  | 0 | 0 | 0 | 6774.4029 | 0 | no | 0 | 0 | 0 | 6774.4029 | 0 |  |  | 0 | 0 | 0 | 0 | 0 |  | 0 | 0 | 0 | 0 | 0
| 19480.3203 | 0 | yes | Deficit |  |  | 0 | 0 | 0 | 0 | 0 |  | 0 | 0 | 0 | 0 | 4860 | no |  | 0 | 24300 | no | 19480.3203 | 0 | no | no | 0 | 0 | 0 | 0 | 0 |  | 0 | 0 | 0 | 0 | 0 | 19480.3203 | 12052.7959 | 15786.3212 | 0 | no | Surplus | yes |  | 0 | 0 | 0 | 3685.5321 | 0 | no | 0 | 0 | 0 | 3685.5321 | 0 |  |  | 0 | 0 | 0 | 0 | 0 |  | 0 | 0 | 0 | 0 | 0
| 19489.4083 | 0 | yes | Deficit |  |  | 0 | 0 | 0 | 0 | 0 |  | 0 | 0 | 0 | 0 | 4860 | no |  | 0 | 24300 | no | 19489.4083 | 0 | no | no | 0 | 0 | 0 | 0 | 0 |  | 0 | 0 | 0 | 0 | 0 | 19489.4083 | 11025.1454 | 15793.6858 | 0 | no | Surplus | yes |  | 0 | 0 | 0 | 4761.1757 | 0 | no | 0 | 0 | 0 | 4761.1757 | 0 |  |  | 0 | 0 | 0 | 0 | 0 |  | 0 | 0 | 0 | 0 | 0
| 19059.4507 | 0 | no | Surplus | yes |  | 0 | 0 | 0 | 429.9576 | 0 | no | 0 | 0 | 0 | 429.9576 | 4860 | no | 19059.4507 | 0 | 24300 |  |  | 0 |  |  | 0 | 0 | 0 | 0 | 0 |  | 0 | 0 | 0 | 0 | 0 | 19059.4507 | 11598.6829 | 15445.2599 | 0 | no | Surplus | yes |  | 0 | 0 | 0 | 4195.0029 | 0 | no | 0 | 0 | 0 | 4195.0029 | 0 |  |  | 0 | 0 | 0 | 0 | 0 |  | 0 | 0 | 0 | 0 | 0
| 19485.8621 | 0 | yes | Deficit |  |  | 0 | 0 | 0 | 0 | 0 |  | 0 | 0 | 0 | 0 | 4860 | no |  | 0 | 24300 | no | 19485.8621 | 0 | no | no | 0 | 0 | 0 | 0 | 0 |  | 0 | 0 | 0 | 0 | 0 | 19485.8621 | 11423.25 | 15790.8121 | 0 | no | Surplus | yes |  | 0 | 0 | 0 | 4022.0099 | 0 | no | 0 | 0 | 0 | 4022.0099 | 0 |  |  | 0 | 0 | 0 | 0 | 0 |  | 0 | 0 | 0 | 0 | 0
| 19645.177 | 0 | yes | Deficit |  |  | 0 | 0 | 0 | 0 | 0 |  | 0 | 0 | 0 | 0 | 4860 | no |  | 0 | 24300 | no | 19645.177 | 0 | no | no | 0 | 0 | 0 | 0 | 0 |  | 0 | 0 | 0 | 0 | 0 | 19645.177 | 10156.6499 | 15919.9165 | 0 | no | Surplus | yes |  | 0 | 0 | 0 | 5634.1621 | 0 | no | 0 | 0 | 0 | 5634.1621 | 0 |  |  | 0 | 0 | 0 | 0 | 0 |  | 0 | 0 | 0 | 0 | 0
| 17160.4967 | 0 | no | Surplus | yes |  | 0 | 0 | 0 | 2484.6803 | 0 | no | 0 | 0 | 0 | 2484.6803 | 4860 | no | 17160.4967 | 0 | 24300 |  |  | 0 |  |  | 0 | 0 | 0 | 0 | 0 |  | 0 | 0 | 0 | 0 | 0 | 17160.4967 | 12245.9127 | 13906.3993 | 0 | no | Surplus | yes |  | 0 | 0 | 0 | 3674.0038 | 0 | no | 0 | 0 | 0 | 3674.0038 | 0 |  |  | 0 | 0 | 0 | 0 | 0 |  | 0 | 0 | 0 | 0 | 0
| 18465.1606 | 0 | yes | Deficit |  |  | 0 | 0 | 0 | 0 | 0 |  | 0 | 0 | 0 | 0 | 4860 | no |  | 0 | 24300 | no | 18465.1606 | 0 | no | no | 0 | 0 | 0 | 0 | 0 |  | 0 | 0 | 0 | 0 | 0 | 18465.1606 | 12028.6808 | 14963.6634 | 0 | no | Surplus | yes |  | 0 | 0 | 0 | 1877.7185 | 0 | no | 0 | 0 | 0 | 1877.7185 | 0 |  |  | 0 | 0 | 0 | 0 | 0 |  | 0 | 0 | 0 | 0 | 0
| 18092.0424 | 0 | no | Surplus | yes |  | 0 | 0 | 0 | 373.1182 | 0 | no | 0 | 0 | 0 | 373.1182 | 4860 | no | 18092.0424 | 0 | 24300 |  |  | 0 |  |  | 0 | 0 | 0 | 0 | 0 |  | 0 | 0 | 0 | 0 | 0 | 18092.0424 | 9522.3252 | 14661.2985 | 0 | no | Surplus | yes |  | 0 | 0 | 0 | 5441.3382 | 0 | no | 0 | 0 | 0 | 5441.3382 | 0 |  |  | 0 | 0 | 0 | 0 | 0 |  | 0 | 0 | 0 | 0 | 0
| 16603.7014 | 0 | no | Surplus | yes |  | 0 | 0 | 0 | 1488.341 | 0 | no | 0 | 0 | 0 | 1488.341 | 4860 | no | 16603.7014 | 0 | 24300 |  |  | 0 |  |  | 0 | 0 | 0 | 0 | 0 |  | 0 | 0 | 0 | 0 | 0 | 16603.7014 | 13108.0495 | 13455.1875 | 0 | no | Surplus | yes |  | 0 | 0 | 0 | 1553.249 | 0 | no | 0 | 0 | 0 | 1553.249 | 0 |  |  | 0 | 0 | 0 | 0 | 0 |  | 0 | 0 | 0 | 0 | 0
| 17644.423 | 0 | yes | Deficit |  |  | 0 | 0 | 0 | 0 | 0 |  | 0 | 0 | 0 | 0 | 4860 | no |  | 0 | 24300 | no | 17644.423 | 0 | no | no | 0 | 0 | 0 | 0 | 0 |  | 0 | 0 | 0 | 0 | 0 | 17644.423 | 14177.5146 | 14298.56 | 0 | yes | Deficit |  |  | 0 | 0 | 0 | 0 | 0 |  | 0 | 0 | 0 | 0 | 722.3271 | yes |  | 0 | 0 | 0 | 722.3271 | 0 | no | 0 | 0 | 0 | 722.3271 | 0
| 22122.8631 | 0 | yes | Deficit |  |  | 0 | 0 | 0 | 0 | 0 |  | 0 | 0 | 0 | 0 | 4860 | no |  | 0 | 24300 | no | 22122.8631 | 0 | no | no | 0 | 0 | 0 | 0 | 0 |  | 0 | 0 | 0 | 0 | 0 | 22122.8631 | 14976.0447 | 17927.7658 | 0 | yes | Deficit |  |  | 0 | 0 | 0 | 0 | 0 |  | 0 | 0 | 0 | 0 | 677.4847 | yes |  | 0 | 0 | 0 | 677.4847 | 0 | no | 0 | 0 | 0 | 677.4847 | 0
| 20598.9493 | 0 | no | Surplus | yes |  | 0 | 0 | 0 | 1523.9138 | 0 | no | 0 | 0 | 0 | 1523.9138 | 4860 | no | 20598.9493 | 0 | 24300 |  |  | 0 |  |  | 0 | 0 | 0 | 0 | 0 |  | 0 | 0 | 0 | 0 | 0 | 20598.9493 | 15001.4199 | 16692.8276 | 0 | no | Surplus | yes |  | 0 | 0 | 0 | 2926.346 | 0 | no | 0 | 0 | 0 | 2926.346 | 0 |  |  | 0 | 0 | 0 | 0 | 0 |  | 0 | 0 | 0 | 0 | 0
| 19723.5443 | 0 | no | Surplus | yes |  | 0 | 0 | 0 | 875.405 | 0 | no | 0 | 0 | 0 | 875.405 | 4860 | no | 19723.5443 | 0 | 24300 |  |  | 0 |  |  | 0 | 0 | 0 | 0 | 0 |  | 0 | 0 | 0 | 0 | 0 | 19723.5443 | 15643.6166 | 15983.4233 | 0 | no | Surplus | yes |  | 0 | 0 | 0 | 1049.211 | 0 | no | 0 | 0 | 0 | 1049.211 | 0 |  |  | 0 | 0 | 0 | 0 | 0 |  | 0 | 0 | 0 | 0 | 0
| 18932.4829 | 0 | no | Surplus | yes |  | 0 | 0 | 0 | 791.0615 | 0 | no | 0 | 0 | 0 | 791.0615 | 4860 | no | 18932.4829 | 0 | 24300 |  |  | 0 |  |  | 0 | 0 | 0 | 0 | 0 |  | 0 | 0 | 0 | 0 | 0 | 18932.4829 | 14390.099 | 15342.3686 | 0 | no | Surplus | yes |  | 0 | 0 | 0 | 1593.3242 | 0 | no | 0 | 0 | 0 | 1593.3242 | 0 |  |  | 0 | 0 | 0 | 0 | 0 |  | 0 | 0 | 0 | 0 | 0
| 18694.5585 | 0 | no | Surplus | yes |  | 0 | 0 | 0 | 237.9243 | 0 | no | 0 | 0 | 0 | 237.9243 | 4860 | no | 18694.5585 | 0 | 24300 |  |  | 0 |  |  | 0 | 0 | 0 | 0 | 0 |  | 0 | 0 | 0 | 0 | 0 | 18694.5585 | 14162.6368 | 15149.5612 | 0 | no | Surplus | yes |  | 0 | 0 | 0 | 1179.7318 | 0 | no | 0 | 0 | 0 | 1179.7318 | 0 |  |  | 0 | 0 | 0 | 0 | 0 |  | 0 | 0 | 0 | 0 | 0
| 21164.7202 | 0 | yes | Deficit |  |  | 0 | 0 | 0 | 0 | 0 |  | 0 | 0 | 0 | 0 | 4860 | no |  | 0 | 24300 | no | 21164.7202 | 0 | no | no | 0 | 0 | 0 | 0 | 0 |  | 0 | 0 | 0 | 0 | 0 | 21164.7202 | 15222.7567 | 17151.313 | 0 | yes | Deficit |  |  | 0 | 0 | 0 | 0 | 0 |  | 0 | 0 | 0 | 0 | 73.1955 | yes |  | 0 | 0 | 0 | 73.1955 | 0 | no | 0 | 0 | 0 | 73.1955 | 0
| 23115.4557 | 0 | yes | Deficit |  |  | 0 | 0 | 0 | 0 | 0 |  | 0 | 0 | 0 | 0 | 4860 | no |  | 0 | 24300 | no | 23115.4557 | 0 | no | no | 0 | 0 | 0 | 0 | 0 |  | 0 | 0 | 0 | 0 | 0 | 23115.4557 | 14550.7557 | 18732.1359 | 0 | no | Surplus | yes |  | 0 | 0 | 0 | 2600.5573 | 0 | no | 0 | 0 | 0 | 2600.5573 | 0 |  |  | 0 | 0 | 0 | 0 | 0 |  | 0 | 0 | 0 | 0 | 0
| 19526.1182 | 0 | no | Surplus | yes |  | 0 | 0 | 0 | 3589.3375 | 0 | no | 0 | 0 | 0 | 3589.3375 | 4860 | no | 19526.1182 | 0 | 24300 |  |  | 0 |  |  | 0 | 0 | 0 | 0 | 0 |  | 0 | 0 | 0 | 0 | 0 | 19526.1182 | 14774.705 | 15823.4345 | 0 | no | Surplus | yes |  | 0 | 0 | 0 | 3957.4309 | 0 | no | 0 | 0 | 0 | 3957.4309 | 0 |  |  | 0 | 0 | 0 | 0 | 0 |  | 0 | 0 | 0 | 0 | 0
| 21413.242 | 0 | yes | Deficit |  |  | 0 | 0 | 0 | 0 | 0 |  | 0 | 0 | 0 | 0 | 4860 | no |  | 0 | 24300 | no | 21413.242 | 0 | no | no | 0 | 0 | 0 | 0 | 0 |  | 0 | 0 | 0 | 0 | 0 | 21413.242 | 13560.934 | 17352.7082 | 0 | no | Surplus | yes |  | 0 | 0 | 0 | 2262.5005 | 0 | no | 0 | 0 | 0 | 2262.5005 | 0 |  |  | 0 | 0 | 0 | 0 | 0 |  | 0 | 0 | 0 | 0 | 0
| 20242.1605 | 0 | no | Surplus | yes |  | 0 | 0 | 0 | 1171.0814 | 0 | no | 0 | 0 | 0 | 1171.0814 | 4860 | no | 20242.1605 | 0 | 24300 |  |  | 0 |  |  | 0 | 0 | 0 | 0 | 0 |  | 0 | 0 | 0 | 0 | 0 | 20242.1605 | 15929.5785 | 16403.6957 | 0 | no | Surplus | yes |  | 0 | 0 | 0 | 1423.1297 | 0 | no | 0 | 0 | 0 | 1423.1297 | 0 |  |  | 0 | 0 | 0 | 0 | 0 |  | 0 | 0 | 0 | 0 | 0
| 17858.7569 | 0 | no | Surplus | yes |  | 0 | 0 | 0 | 2383.4036 | 0 | no | 0 | 0 | 0 | 2383.4036 | 4860 | no | 17858.7569 | 0 | 24300 |  |  | 0 |  |  | 0 | 0 | 0 | 0 | 0 |  | 0 | 0 | 0 | 0 | 0 | 17858.7569 | 14352.437 | 14472.2503 | 0 | no | Surplus | yes |  | 0 | 0 | 0 | 2051.2587 | 0 | no | 0 | 0 | 0 | 2051.2587 | 0 |  |  | 0 | 0 | 0 | 0 | 0 |  | 0 | 0 | 0 | 0 | 0
| 15575.7893 | 0 | no | Surplus | yes |  | 0 | 0 | 0 | 2282.9676 | 0 | no | 0 | 0 | 0 | 2282.9676 | 4860 | no | 15575.7893 | 0 | 24300 |  |  | 0 |  |  | 0 | 0 | 0 | 0 | 0 |  | 0 | 0 | 0 | 0 | 0 | 15575.7893 | 14405.8255 | 12622.1955 | 0 | no | Surplus | yes |  | 0 | 0 | 0 | 66.4248 | 0 | no | 0 | 0 | 0 | 66.4248 | 0 |  |  | 0 | 0 | 0 | 0 | 0 |  | 0 | 0 | 0 | 0 | 0
| 16447.3719 | 0 | yes | Deficit |  |  | 0 | 0 | 0 | 0 | 0 |  | 0 | 0 | 0 | 0 | 4860 | no |  | 0 | 24300 | no | 16447.3719 | 0 | no | no | 0 | 0 | 0 | 0 | 0 |  | 0 | 0 | 0 | 0 | 0 | 16447.3719 | 15683.4448 | 13328.5024 | 0 | yes | Deficit |  |  | 0 | 0 | 0 | 0 | 0 |  | 0 | 0 | 0 | 0 | 3061.2493 | yes |  | 0 | 0 | 0 | 3061.2493 | 0 | no | 0 | 0 | 0 | 3061.2493 | 0
| 16978.9435 | 0 | yes | Deficit |  |  | 0 | 0 | 0 | 0 | 0 |  | 0 | 0 | 0 | 0 | 4860 | no |  | 0 | 24300 | no | 16978.9435 | 0 | no | no | 0 | 0 | 0 | 0 | 0 |  | 0 | 0 | 0 | 0 | 0 | 16978.9435 | 15907.1128 | 13759.2735 | 0 | yes | Deficit |  |  | 0 | 0 | 0 | 0 | 0 |  | 0 | 0 | 0 | 0 | 2578.6104 | yes |  | 0 | 0 | 0 | 2578.6104 | 0 | no | 0 | 0 | 0 | 2578.6104 | 0
| 14952.1344 | 0 | no | Surplus | yes |  | 0 | 0 | 0 | 2026.809 | 0 | no | 0 | 0 | 0 | 2026.809 | 4860 | no | 14952.1344 | 0 | 24300 |  |  | 0 |  |  | 0 | 0 | 0 | 0 | 0 |  | 0 | 0 | 0 | 0 | 0 | 14952.1344 | 15949.8615 | 12116.8026 | 0 | yes | Deficit |  |  | 0 | 0 | 0 | 0 | 0 |  | 0 | 0 | 0 | 0 | 2190.5881 | yes |  | 0 | 0 | 0 | 2190.5881 | 0 | no | 0 | 0 | 0 | 2190.5881 | 0
| 15726.3669 | 0 | yes | Deficit |  |  | 0 | 0 | 0 | 0 | 0 |  | 0 | 0 | 0 | 0 | 4860 | no |  | 0 | 24300 | no | 15726.3669 | 0 | no | no | 0 | 0 | 0 | 0 | 0 |  | 0 | 0 | 0 | 0 | 0 | 15726.3669 | 15680.0424 | 12744.2195 | 0 | yes | Deficit |  |  | 0 | 0 | 0 | 0 | 0 |  | 0 | 0 | 0 | 0 | 3563.2398 | yes |  | 0 | 0 | 0 | 3563.2398 | 0 | no | 0 | 0 | 0 | 3563.2398 | 0
| 17998.7549 | 0 | yes | Deficit |  |  | 0 | 0 | 0 | 0 | 0 |  | 0 | 0 | 0 | 0 | 4860 | no |  | 0 | 24300 | no | 17998.7549 | 0 | no | no | 0 | 0 | 0 | 0 | 0 |  | 0 | 0 | 0 | 0 | 0 | 17998.7549 | 15771.71 | 14585.7009 | 0 | yes | Deficit |  |  | 0 | 0 | 0 | 0 | 0 |  | 0 | 0 | 0 | 0 | 3027.4904 | yes |  | 0 | 0 | 0 | 3027.4904 | 0 | no | 0 | 0 | 0 | 3027.4904 | 0
| 18109.103 | 0 | yes | Deficit |  |  | 0 | 0 | 0 | 0 | 0 |  | 0 | 0 | 0 | 0 | 4860 | no |  | 0 | 24300 | no | 18109.103 | 0 | no | no | 0 | 0 | 0 | 0 | 0 |  | 0 | 0 | 0 | 0 | 0 | 18109.103 | 15376.4931 | 14675.124 | 0 | yes | Deficit |  |  | 0 | 0 | 0 | 0 | 0 |  | 0 | 0 | 0 | 0 | 790.7922 | yes |  | 0 | 0 | 0 | 790.7922 | 0 | no | 0 | 0 | 0 | 790.7922 | 0
| 17051.619 | 0 | no | Surplus | yes |  | 0 | 0 | 0 | 1057.484 | 0 | no | 0 | 0 | 0 | 1057.484 | 4860 | no | 17051.619 | 0 | 24300 |  |  | 0 |  |  | 0 | 0 | 0 | 0 | 0 |  | 0 | 0 | 0 | 0 | 0 | 17051.619 | 15887.7765 | 13818.1678 | 0 | yes | Deficit |  |  | 0 | 0 | 0 | 0 | 0 |  | 0 | 0 | 0 | 0 | 1212.6525 | yes |  | 0 | 0 | 0 | 1212.6525 | 0 | no | 0 | 0 | 0 | 1212.6525 | 0
| 17504.5634 | 0 | yes | Deficit |  |  | 0 | 0 | 0 | 0 | 0 |  | 0 | 0 | 0 | 0 | 4860 | no |  | 0 | 24300 | no | 17504.5634 | 0 | no | no | 0 | 0 | 0 | 0 | 0 |  | 0 | 0 | 0 | 0 | 0 | 17504.5634 | 16031.3213 | 14185.2216 | 0 | yes | Deficit |  |  | 0 | 0 | 0 | 0 | 0 |  | 0 | 0 | 0 | 0 | 2213.1535 | yes |  | 0 | 0 | 0 | 2213.1535 | 0 | no | 0 | 0 | 0 | 2213.1535 | 0
| 18628.3945 | 0 | yes | Deficit |  |  | 0 | 0 | 0 | 0 | 0 |  | 0 | 0 | 0 | 0 | 4860 | no |  | 0 | 24300 | no | 18628.3945 | 0 | no | no | 0 | 0 | 0 | 0 | 0 |  | 0 | 0 | 0 | 0 | 0 | 18628.3945 | 16602.3793 | 15095.9437 | 0 | yes | Deficit |  |  | 0 | 0 | 0 | 0 | 0 |  | 0 | 0 | 0 | 0 | 2417.1577 | yes |  | 0 | 0 | 0 | 2417.1577 | 0 | no | 0 | 0 | 0 | 2417.1577 | 0
| 17976.1213 | 0 | no | Surplus | yes |  | 0 | 0 | 0 | 652.2732 | 0 | no | 0 | 0 | 0 | 652.2732 | 4860 | no | 17976.1213 | 0 | 24300 |  |  | 0 |  |  | 0 | 0 | 0 | 0 | 0 |  | 0 | 0 | 0 | 0 | 0 | 17976.1213 | 16178.7364 | 14567.3593 | 0 | yes | Deficit |  |  | 0 | 0 | 0 | 0 | 0 |  | 0 | 0 | 0 | 0 | 1082.7927 | yes |  | 0 | 0 | 0 | 1082.7927 | 0 | no | 0 | 0 | 0 | 1082.7927 | 0
| 15696.4829 | 0 | no | Surplus | yes |  | 0 | 0 | 0 | 2279.6384 | 0 | no | 0 | 0 | 0 | 2279.6384 | 4860 | no | 15696.4829 | 0 | 24300 |  |  | 0 |  |  | 0 | 0 | 0 | 0 | 0 |  | 0 | 0 | 0 | 0 | 0 | 15696.4829 | 16137.8498 | 12720.0024 | 0 | yes | Deficit |  |  | 0 | 0 | 0 | 0 | 0 |  | 0 | 0 | 0 | 0 | 1570.4905 | yes |  | 0 | 0 | 0 | 1570.4905 | 0 | no | 0 | 0 | 0 | 1570.4905 | 0
| 13728.6125 | 0 | no | Surplus | yes |  | 0 | 0 | 0 | 1967.8705 | 0 | no | 0 | 0 | 0 | 1967.8705 | 4860 | no | 13728.6125 | 0 | 24300 |  |  | 0 |  |  | 0 | 0 | 0 | 0 | 0 |  | 0 | 0 | 0 | 0 | 0 | 13728.6125 | 16978.4849 | 11125.2937 | 0 | yes | Deficit |  |  | 0 | 0 | 0 | 0 | 0 |  | 0 | 0 | 0 | 0 | 4258.4825 | yes |  | 0 | 0 | 0 | 4258.4825 | 0 | no | 0 | 0 | 0 | 4258.4825 | 0
| 17523.8676 | 0 | yes | Deficit |  |  | 0 | 0 | 0 | 0 | 0 |  | 0 | 0 | 0 | 0 | 4860 | no |  | 0 | 24300 | no | 17523.8676 | 0 | no | no | 0 | 0 | 0 | 0 | 0 |  | 0 | 0 | 0 | 0 | 0 | 17523.8676 | 17185.7101 | 14200.8651 | 0 | yes | Deficit |  |  | 0 | 0 | 0 | 0 | 0 |  | 0 | 0 | 0 | 0 | 6060.4164 | yes |  | 0 | 0 | 0 | 6060.4164 | 0 | no | 0 | 0 | 0 | 6060.4164 | 0
| 18477.7887 | 0 | yes | Deficit |  |  | 0 | 0 | 0 | 0 | 0 |  | 0 | 0 | 0 | 0 | 4860 | no |  | 0 | 24300 | no | 18477.7887 | 0 | no | no | 0 | 0 | 0 | 0 | 0 |  | 0 | 0 | 0 | 0 | 0 | 18477.7887 | 16935.4002 | 14973.8968 | 0 | yes | Deficit |  |  | 0 | 0 | 0 | 0 | 0 |  | 0 | 0 | 0 | 0 | 2734.535 | yes |  | 0 | 0 | 0 | 2734.535 | 0 | no | 0 | 0 | 0 | 2734.535 | 0
| 17020.6425 | 0 | no | Surplus | yes |  | 0 | 0 | 0 | 1457.1461 | 0 | no | 0 | 0 | 0 | 1457.1461 | 4860 | no | 17020.6425 | 0 | 24300 |  |  | 0 |  |  | 0 | 0 | 0 | 0 | 0 |  | 0 | 0 | 0 | 0 | 0 | 17020.6425 | 17976.4631 | 13793.0653 | 0 | yes | Deficit |  |  | 0 | 0 | 0 | 0 | 0 |  | 0 | 0 | 0 | 0 | 3002.5663 | yes |  | 0 | 0 | 0 | 3002.5663 | 0 | no | 0 | 0 | 0 | 3002.5663 | 0
| 17463.6573 | 0 | yes | Deficit |  |  | 0 | 0 | 0 | 0 | 0 |  | 0 | 0 | 0 | 0 | 4860 | no |  | 0 | 24300 | no | 17463.6573 | 0 | no | no | 0 | 0 | 0 | 0 | 0 |  | 0 | 0 | 0 | 0 | 0 | 17463.6573 | 16561.8261 | 14152.0724 | 0 | yes | Deficit |  |  | 0 | 0 | 0 | 0 | 0 |  | 0 | 0 | 0 | 0 | 2768.7609 | yes |  | 0 | 0 | 0 | 2768.7609 | 0 | no | 0 | 0 | 0 | 2768.7609 | 0
| 18032.1232 | 0 | yes | Deficit |  |  | 0 | 0 | 0 | 0 | 0 |  | 0 | 0 | 0 | 0 | 4860 | no |  | 0 | 24300 | no | 18032.1232 | 0 | no | no | 0 | 0 | 0 | 0 | 0 |  | 0 | 0 | 0 | 0 | 0 | 18032.1232 | 16123.5015 | 14612.7416 | 0 | yes | Deficit |  |  | 0 | 0 | 0 | 0 | 0 |  | 0 | 0 | 0 | 0 | 1971.4292 | yes |  | 0 | 0 | 0 | 1971.4292 | 0 | no | 0 | 0 | 0 | 1971.4292 | 0
| 17162.683 | 0 | no | Surplus | yes |  | 0 | 0 | 0 | 869.4402 | 0 | no | 0 | 0 | 0 | 869.4402 | 4860 | no | 17162.683 | 0 | 24300 |  |  | 0 |  |  | 0 | 0 | 0 | 0 | 0 |  | 0 | 0 | 0 | 0 | 0 | 17162.683 | 15269.1463 | 13908.171 | 0 | yes | Deficit |  |  | 0 | 0 | 0 | 0 | 0 |  | 0 | 0 | 0 | 0 | 656.4046 | yes |  | 0 | 0 | 0 | 656.4046 | 0 | no | 0 | 0 | 0 | 656.4046 | 0
| 18517.3587 | 0 | yes | Deficit |  |  | 0 | 0 | 0 | 0 | 0 |  | 0 | 0 | 0 | 0 | 4860 | no |  | 0 | 24300 | no | 18517.3587 | 0 | no | no | 0 | 0 | 0 | 0 | 0 |  | 0 | 0 | 0 | 0 | 0 | 18517.3587 | 16120.0966 | 15005.9633 | 0 | yes | Deficit |  |  | 0 | 0 | 0 | 0 | 0 |  | 0 | 0 | 0 | 0 | 2211.9257 | yes |  | 0 | 0 | 0 | 2211.9257 | 0 | no | 0 | 0 | 0 | 2211.9257 | 0
| 16578.9166 | 0 | no | Surplus | yes |  | 0 | 0 | 0 | 1938.4421 | 0 | no | 0 | 0 | 0 | 1938.4421 | 4860 | no | 16578.9166 | 0 | 24300 |  |  | 0 |  |  | 0 | 0 | 0 | 0 | 0 |  | 0 | 0 | 0 | 0 | 0 | 16578.9166 | 16574.6567 | 13435.1026 | 0 | yes | Deficit |  |  | 0 | 0 | 0 | 0 | 0 |  | 0 | 0 | 0 | 0 | 1568.6934 | yes |  | 0 | 0 | 0 | 1568.6934 | 0 | no | 0 | 0 | 0 | 1568.6934 | 0
| 16792.7807 | 0 | yes | Deficit |  |  | 0 | 0 | 0 | 0 | 0 |  | 0 | 0 | 0 | 0 | 4860 | no |  | 0 | 24300 | no | 16792.7807 | 0 | no | no | 0 | 0 | 0 | 0 | 0 |  | 0 | 0 | 0 | 0 | 0 | 16792.7807 | 16173.0024 | 13608.4123 | 0 | yes | Deficit |  |  | 0 | 0 | 0 | 0 | 0 |  | 0 | 0 | 0 | 0 | 2737.8998 | yes |  | 0 | 0 | 0 | 2737.8998 | 0 | no | 0 | 0 | 0 | 2737.8998 | 0
| 14710.4701 | 0 | no | Surplus | yes |  | 0 | 0 | 0 | 2082.3106 | 0 | no | 0 | 0 | 0 | 2082.3106 | 4860 | no | 14710.4701 | 0 | 24300 |  |  | 0 |  |  | 0 | 0 | 0 | 0 | 0 |  | 0 | 0 | 0 | 0 | 0 | 14710.4701 | 16233.8469 | 11920.9644 | 0 | yes | Deficit |  |  | 0 | 0 | 0 | 0 | 0 |  | 0 | 0 | 0 | 0 | 2625.4346 | yes |  | 0 | 0 | 0 | 2625.4346 | 0 | no | 0 | 0 | 0 | 2625.4346 | 0
| 12622.6795 | 0 | no | Surplus | yes |  | 0 | 0 | 0 | 2087.7906 | 0 | no | 0 | 0 | 0 | 2087.7906 | 4860 | no | 12622.6795 | 0 | 24300 |  |  | 0 |  |  | 0 | 0 | 0 | 0 | 0 |  | 0 | 0 | 0 | 0 | 0 | 12622.6795 | 15938.2908 | 10229.0758 | 0 | yes | Deficit |  |  | 0 | 0 | 0 | 0 | 0 |  | 0 | 0 | 0 | 0 | 4017.3263 | yes |  | 0 | 0 | 0 | 4017.3263 | 0 | no | 0 | 0 | 0 | 4017.3263 | 0
| 14653.8425 | 0 | yes | Deficit |  |  | 0 | 0 | 0 | 0 | 0 |  | 0 | 0 | 0 | 0 | 4860 | no |  | 0 | 24300 | no | 14653.8425 | 0 | no | no | 0 | 0 | 0 | 0 | 0 |  | 0 | 0 | 0 | 0 | 0 | 14653.8425 | 16359.6409 | 11875.075 | 0 | yes | Deficit |  |  | 0 | 0 | 0 | 0 | 0 |  | 0 | 0 | 0 | 0 | 6130.5652 | yes |  | 0 | 0 | 0 | 6130.5652 | 0 | no | 0 | 0 | 0 | 6130.5652 | 0
| 13649.575 | 0 | no | Surplus | yes |  | 0 | 0 | 0 | 1004.2675 | 0 | no | 0 | 0 | 0 | 1004.2675 | 4860 | no | 13649.575 | 0 | 24300 |  |  | 0 |  |  | 0 | 0 | 0 | 0 | 0 |  | 0 | 0 | 0 | 0 | 0 | 13649.575 | 16376.5012 | 11061.2439 | 0 | yes | Deficit |  |  | 0 | 0 | 0 | 0 | 0 |  | 0 | 0 | 0 | 0 | 4501.4262 | yes |  | 0 | 0 | 0 | 4501.4262 | 0 | no | 0 | 0 | 0 | 4501.4262 | 0
| 12638.0919 | 0 | no | Surplus | yes |  | 0 | 0 | 0 | 1011.4831 | 0 | no | 0 | 0 | 0 | 1011.4831 | 4860 | no | 12638.0919 | 0 | 24300 |  |  | 0 |  |  | 0 | 0 | 0 | 0 | 0 |  | 0 | 0 | 0 | 0 | 0 | 12638.0919 | 16326.3732 | 10241.5656 | 0 | yes | Deficit |  |  | 0 | 0 | 0 | 0 | 0 |  | 0 | 0 | 0 | 0 | 5265.1293 | yes |  | 0 | 0 | 0 | 5265.1293 | 0 | no | 0 | 0 | 0 | 5265.1293 | 0
| 13034.0008 | 0 | yes | Deficit |  |  | 0 | 0 | 0 | 0 | 0 |  | 0 | 0 | 0 | 0 | 4860 | no |  | 0 | 24300 | no | 13034.0008 | 0 | no | no | 0 | 0 | 0 | 0 | 0 |  | 0 | 0 | 0 | 0 | 0 | 13034.0008 | 16287.9949 | 10562.3994 | 0 | yes | Deficit |  |  | 0 | 0 | 0 | 0 | 0 |  | 0 | 0 | 0 | 0 | 6046.4294 | yes |  | 0 | 0 | 0 | 6046.4294 | 0 | no | 0 | 0 | 0 | 6046.4294 | 0
| 13486.072 | 0 | yes | Deficit |  |  | 0 | 0 | 0 | 0 | 0 |  | 0 | 0 | 0 | 0 | 4860 | no |  | 0 | 24300 | no | 13486.072 | 0 | no | no | 0 | 0 | 0 | 0 | 0 |  | 0 | 0 | 0 | 0 | 0 | 13486.072 | 14713.7945 | 10928.7455 | 0 | yes | Deficit |  |  | 0 | 0 | 0 | 0 | 0 |  | 0 | 0 | 0 | 0 | 4151.3951 | yes |  | 0 | 0 | 0 | 4151.3951 | 0 | no | 0 | 0 | 0 | 4151.3951 | 0
| 14042.093 | 0 | yes | Deficit |  |  | 0 | 0 | 0 | 0 | 0 |  | 0 | 0 | 0 | 0 | 4860 | no |  | 0 | 24300 | no | 14042.093 | 0 | no | no | 0 | 0 | 0 | 0 | 0 |  | 0 | 0 | 0 | 0 | 0 | 14042.093 | 16463.3092 | 11379.3299 | 0 | yes | Deficit |  |  | 0 | 0 | 0 | 0 | 0 |  | 0 | 0 | 0 | 0 | 5534.5637 | yes |  | 0 | 0 | 0 | 5534.5637 | 0 | no | 0 | 0 | 0 | 5534.5637 | 0
| 14627.9916 | 0 | yes | Deficit |  |  | 0 | 0 | 0 | 0 | 0 |  | 0 | 0 | 0 | 0 | 4860 | no |  | 0 | 24300 | no | 14627.9916 | 0 | no | no | 0 | 0 | 0 | 0 | 0 |  | 0 | 0 | 0 | 0 | 0 | 14627.9916 | 16582.7227 | 11854.1261 | 0 | yes | Deficit |  |  | 0 | 0 | 0 | 0 | 0 |  | 0 | 0 | 0 | 0 | 5203.3929 | yes |  | 0 | 0 | 0 | 5203.3929 | 0 | no | 0 | 0 | 0 | 5203.3929 | 0
| 10530.0466 | 0 | no | Surplus | yes |  | 0 | 0 | 0 | 4097.945 | 0 | no | 0 | 0 | 0 | 4097.945 | 4860 | no | 10530.0466 | 0 | 24300 |  |  | 0 |  |  | 0 | 0 | 0 | 0 | 0 |  | 0 | 0 | 0 | 0 | 0 | 10530.0466 | 15262.0155 | 8533.2631 | 0 | yes | Deficit |  |  | 0 | 0 | 0 | 0 | 0 |  | 0 | 0 | 0 | 0 | 3407.8894 | yes |  | 0 | 0 | 0 | 3407.8894 | 0 | no | 0 | 0 | 0 | 3407.8894 | 0
| 8602.8752 | 0 | no | Surplus | yes |  | 0 | 0 | 0 | 1927.1715 | 0 | no | 0 | 0 | 0 | 1927.1715 | 4860 | no | 8602.8752 | 0 | 21060.0932 |  |  | 0 |  |  | 0 | 0 | 0 | 0 | 0 |  | 0 | 0 | 0 | 0 | 0 | 8602.8752 | 16280.7784 | 6971.5358 | 0 | yes | Deficit |  |  | 0 | 0 | 0 | 0 | 0 |  | 0 | 0 | 0 | 0 | 7747.5153 | yes |  | 0 | 0 | 0 | 7747.5153 | 0 | no | 0 | 0 | 0 | 7747.5153 | 0
| 9611.077 | 0 | yes | Deficit |  |  | 0 | 0 | 0 | 0 | 0 |  | 0 | 0 | 0 | 0 | 4860 | no |  | 0 | 17205.7503 | no | 9611.077 | 0 | no | no | 0 | 0 | 0 | 0 | 0 |  | 0 | 0 | 0 | 0 | 0 | 9611.077 | 16202.8038 | 7788.5551 | 0 | yes | Deficit |  |  | 0 | 0 | 0 | 0 | 0 |  | 0 | 0 | 0 | 0 | 9231.268 | yes |  | 0 | 0 | 0 | 9231.268 | 0 | no | 0 | 0 | 0 | 9231.268 | 0
| 10564.9899 | 0 | yes | Deficit |  |  | 0 | 0 | 0 | 0 | 0 |  | 0 | 0 | 0 | 0 | 4860 | no |  | 0 | 19222.1541 | no | 10564.9899 | 0 | no | no | 0 | 0 | 0 | 0 | 0 |  | 0 | 0 | 0 | 0 | 0 | 10564.9899 | 15342.68 | 8561.5802 | 0 | yes | Deficit |  |  | 0 | 0 | 0 | 0 | 0 |  | 0 | 0 | 0 | 0 | 7554.1249 | yes |  | 0 | 0 | 0 | 7554.1249 | 0 | no | 0 | 0 | 0 | 7554.1249 | 0
| 12801.8701 | 0 | yes | Deficit |  |  | 0 | 0 | 0 | 0 | 0 |  | 0 | 0 | 0 | 0 | 4860 | no |  | 0 | 21129.9798 | no | 12801.8701 | 0 | no | no | 0 | 0 | 0 | 0 | 0 |  | 0 | 0 | 0 | 0 | 0 | 12801.8701 | 15256.9318 | 10374.287 | 0 | yes | Deficit |  |  | 0 | 0 | 0 | 0 | 0 |  | 0 | 0 | 0 | 0 | 6695.3517 | yes |  | 0 | 0 | 0 | 6695.3517 | 0 | no | 0 | 0 | 0 | 6695.3517 | 0
| 12917.6409 | 0 | yes | Deficit |  |  | 0 | 0 | 0 | 0 | 0 |  | 0 | 0 | 0 | 0 | 4860 | no |  | 0 | 24300 | no | 12917.6409 | 0 | no | no | 0 | 0 | 0 | 0 | 0 |  | 0 | 0 | 0 | 0 | 0 | 12917.6409 | 15516.6725 | 10468.1045 | 0 | yes | Deficit |  |  | 0 | 0 | 0 | 0 | 0 |  | 0 | 0 | 0 | 0 | 5142.3855 | yes |  | 0 | 0 | 0 | 5142.3855 | 0 | no | 0 | 0 | 0 | 5142.3855 | 0
| 8394.463 | 0 | no | Surplus | yes |  | 0 | 0 | 0 | 4523.1779 | 0 | no | 0 | 0 | 0 | 4523.1779 | 4860 | no | 8394.463 | 0 | 24300 |  |  | 0 |  |  | 0 | 0 | 0 | 0 | 0 |  | 0 | 0 | 0 | 0 | 0 | 8394.463 | 15656.203 | 6802.6443 | 0 | yes | Deficit |  |  | 0 | 0 | 0 | 0 | 0 |  | 0 | 0 | 0 | 0 | 5188.0986 | yes |  | 0 | 0 | 0 | 5188.0986 | 0 | no | 0 | 0 | 0 | 5188.0986 | 0
| 7819.2983 | 0 | no | Surplus | yes |  | 0 | 0 | 0 | 575.1647 | 0 | no | 0 | 0 | 0 | 575.1647 | 4860 | no | 7819.2983 | 0 | 16788.9261 |  |  | 0 |  |  | 0 | 0 | 0 | 0 | 0 |  | 0 | 0 | 0 | 0 | 0 | 7819.2983 | 16356.7335 | 6336.5465 | 0 | yes | Deficit |  |  | 0 | 0 | 0 | 0 | 0 |  | 0 | 0 | 0 | 0 | 9554.0892 | yes |  | 0 | 0 | 0 | 9554.0892 | 0 | no | 0 | 0 | 0 | 9554.0892 | 0
| 5530.5894 | 0 | no | Surplus | yes |  | 0 | 0 | 0 | 2288.709 | 0 | no | 0 | 0 | 0 | 2288.709 | 4860 | no | 5530.5894 | 0 | 15638.5967 |  |  | 0 |  |  | 0 | 0 | 0 | 0 | 0 |  | 0 | 0 | 0 | 0 | 0 | 5530.5894 | 16953.4445 | 4481.839 | 0 | yes | Deficit |  |  | 0 | 0 | 0 | 0 | 0 |  | 0 | 0 | 0 | 0 | 10616.898 | yes |  | 0 | 0 | 0 | 10616.898 | 0 | no | 0 | 0 | 0 | 10616.898 | 0
| 6398.2411 | 0 | yes | Deficit |  |  | 0 | 0 | 0 | 0 | 0 |  | 0 | 0 | 0 | 0 | 4860 | no |  | 0 | 11061.1787 | no | 6398.2411 | 0 | no | no | 0 | 0 | 0 | 0 | 0 |  | 0 | 0 | 0 | 0 | 0 | 6398.2411 | 16712.8513 | 5184.9604 | 0 | yes | Deficit |  |  | 0 | 0 | 0 | 0 | 0 |  | 0 | 0 | 0 | 0 | 12231.0123 | yes |  | 0 | 0 | 0 | 12231.0123 | 0 | no | 0 | 0 | 0 | 12231.0123 | 0
| 10686.5263 | 0 | yes | Deficit |  |  | 0 | 0 | 0 | 0 | 0 |  | 0 | 0 | 0 | 0 | 4860 | no |  | 0 | 12796.4822 | no | 10686.5263 | 0 | no | no | 0 | 0 | 0 | 0 | 0 |  | 0 | 0 | 0 | 0 | 0 | 10686.5263 | 16566.9226 | 8660.0699 | 0 | yes | Deficit |  |  | 0 | 0 | 0 | 0 | 0 |  | 0 | 0 | 0 | 0 | 11381.9622 | yes |  | 0 | 0 | 0 | 11381.9622 | 0 | no | 0 | 0 | 0 | 11381.9622 | 0
| 10379.2624 | 0 | no | Surplus | yes |  | 0 | 0 | 0 | 307.2639 | 0 | no | 0 | 0 | 0 | 307.2639 | 4860 | no | 10379.2624 | 0 | 21373.0526 |  |  | 0 |  |  | 0 | 0 | 0 | 0 | 0 |  | 0 | 0 | 0 | 0 | 0 | 10379.2624 | 16035.6653 | 8411.0716 | 0 | yes | Deficit |  |  | 0 | 0 | 0 | 0 | 0 |  | 0 | 0 | 0 | 0 | 7375.5954 | yes |  | 0 | 0 | 0 | 7375.5954 | 0 | no | 0 | 0 | 0 | 7375.5954 | 0
| 8402.1443 | 0 | no | Surplus | yes |  | 0 | 0 | 0 | 1977.118 | 0 | no | 0 | 0 | 0 | 1977.118 | 4860 | no | 8402.1443 | 0 | 20758.5247 |  |  | 0 |  |  | 0 | 0 | 0 | 0 | 0 |  | 0 | 0 | 0 | 0 | 0 | 8402.1443 | 15432.7718 | 6808.869 | 0 | yes | Deficit |  |  | 0 | 0 | 0 | 0 | 0 |  | 0 | 0 | 0 | 0 | 7021.7002 | yes |  | 0 | 0 | 0 | 7021.7002 | 0 | no | 0 | 0 | 0 | 7021.7002 | 0
| 8292.2015 | 0 | no | Surplus | yes |  | 0 | 0 | 0 | 109.9428 | 0 | no | 0 | 0 | 0 | 109.9428 | 4860 | no | 8292.2015 | 0 | 16804.2886 |  |  | 0 |  |  | 0 | 0 | 0 | 0 | 0 |  | 0 | 0 | 0 | 0 | 0 | 8292.2015 | 15703.2814 | 6719.7743 | 0 | yes | Deficit |  |  | 0 | 0 | 0 | 0 | 0 |  | 0 | 0 | 0 | 0 | 8894.4124 | yes |  | 0 | 0 | 0 | 8894.4124 | 0 | no | 0 | 0 | 0 | 8894.4124 | 0
| 8993.5673 | 0 | yes | Deficit |  |  | 0 | 0 | 0 | 0 | 0 |  | 0 | 0 | 0 | 0 | 4860 | no |  | 0 | 16584.4031 | no | 8993.5673 | 0 | no | no | 0 | 0 | 0 | 0 | 0 |  | 0 | 0 | 0 | 0 | 0 | 8993.5673 | 15138.0905 | 7288.142 | 0 | yes | Deficit |  |  | 0 | 0 | 0 | 0 | 0 |  | 0 | 0 | 0 | 0 | 8418.3161 | yes |  | 0 | 0 | 0 | 8418.3161 | 0 | no | 0 | 0 | 0 | 8418.3161 | 0
| 8730.1411 | 0 | no | Surplus | yes |  | 0 | 0 | 0 | 263.4262 | 0 | no | 0 | 0 | 0 | 263.4262 | 4860 | no | 8730.1411 | 0 | 17987.1345 |  |  | 0 |  |  | 0 | 0 | 0 | 0 | 0 |  | 0 | 0 | 0 | 0 | 0 | 8730.1411 | 17012.4444 | 7074.6686 | 0 | yes | Deficit |  |  | 0 | 0 | 0 | 0 | 0 |  | 0 | 0 | 0 | 0 | 9724.3024 | yes |  | 0 | 0 | 0 | 9724.3024 | 0 | no | 0 | 0 | 0 | 9724.3024 | 0
| 11368.0863 | 0 | yes | Deficit |  |  | 0 | 0 | 0 | 0 | 0 |  | 0 | 0 | 0 | 0 | 4860 | no |  | 0 | 17460.2821 | no | 11368.0863 | 0 | no | no | 0 | 0 | 0 | 0 | 0 |  | 0 | 0 | 0 | 0 | 0 | 11368.0863 | 16704.2938 | 9212.3876 | 0 | yes | Deficit |  |  | 0 | 0 | 0 | 0 | 0 |  | 0 | 0 | 0 | 0 | 9629.6252 | yes |  | 0 | 0 | 0 | 9629.6252 | 0 | no | 0 | 0 | 0 | 9629.6252 | 0
| 10002.51 | 0 | no | Surplus | yes |  | 0 | 0 | 0 | 1365.5763 | 0 | no | 0 | 0 | 0 | 1365.5763 | 4860 | no | 10002.51 | 0 | 22736.1726 |  |  | 0 |  |  | 0 | 0 | 0 | 0 | 0 |  | 0 | 0 | 0 | 0 | 0 | 10002.51 | 16309.2724 | 8105.7618 | 0 | yes | Deficit |  |  | 0 | 0 | 0 | 0 | 0 |  | 0 | 0 | 0 | 0 | 7096.8848 | yes |  | 0 | 0 | 0 | 7096.8848 | 0 | no | 0 | 0 | 0 | 7096.8848 | 0
| 12004.3273 | 0 | yes | Deficit |  |  | 0 | 0 | 0 | 0 | 0 |  | 0 | 0 | 0 | 0 | 4860 | no |  | 0 | 20005.0201 | no | 12004.3273 | 0 | no | no | 0 | 0 | 0 | 0 | 0 |  | 0 | 0 | 0 | 0 | 0 | 12004.3273 | 14915.1893 | 9727.98 | 0 | yes | Deficit |  |  | 0 | 0 | 0 | 0 | 0 |  | 0 | 0 | 0 | 0 | 6809.4275 | yes |  | 0 | 0 | 0 | 6809.4275 | 0 | no | 0 | 0 | 0 | 6809.4275 | 0
| 11604.9692 | 0 | no | Surplus | yes |  | 0 | 0 | 0 | 399.3581 | 0 | no | 0 | 0 | 0 | 399.3581 | 4860 | no | 11604.9692 | 0 | 24008.6547 |  |  | 0 |  |  | 0 | 0 | 0 | 0 | 0 |  | 0 | 0 | 0 | 0 | 0 | 11604.9692 | 15067.4388 | 9404.3511 | 0 | yes | Deficit |  |  | 0 | 0 | 0 | 0 | 0 |  | 0 | 0 | 0 | 0 | 5339.4588 | yes |  | 0 | 0 | 0 | 5339.4588 | 0 | no | 0 | 0 | 0 | 5339.4588 | 0
| 11339.2401 | 0 | no | Surplus | yes |  | 0 | 0 | 0 | 265.7291 | 0 | no | 0 | 0 | 0 | 265.7291 | 4860 | no | 11339.2401 | 0 | 23209.9384 |  |  | 0 |  |  | 0 | 0 | 0 | 0 | 0 |  | 0 | 0 | 0 | 0 | 0 | 11339.2401 | 15370.3542 | 9189.0115 | 0 | yes | Deficit |  |  | 0 | 0 | 0 | 0 | 0 |  | 0 | 0 | 0 | 0 | 5966.0031 | yes |  | 0 | 0 | 0 | 5966.0031 | 0 | no | 0 | 0 | 0 | 5966.0031 | 0
| 13116.3704 | 0 | yes | Deficit |  |  | 0 | 0 | 0 | 0 | 0 |  | 0 | 0 | 0 | 0 | 4860 | no |  | 0 | 22678.4803 | no | 13116.3704 | 0 | no | no | 0 | 0 | 0 | 0 | 0 |  | 0 | 0 | 0 | 0 | 0 | 13116.3704 | 16844.7323 | 10629.1495 | 0 | yes | Deficit |  |  | 0 | 0 | 0 | 0 | 0 |  | 0 | 0 | 0 | 0 | 7655.7209 | yes |  | 0 | 0 | 0 | 7655.7209 | 0 | no | 0 | 0 | 0 | 7655.7209 | 0
| 16778.7406 | 0 | yes | Deficit |  |  | 0 | 0 | 0 | 0 | 0 |  | 0 | 0 | 0 | 0 | 4860 | no |  | 0 | 24300 | no | 16778.7406 | 0 | no | no | 0 | 0 | 0 | 0 | 0 |  | 0 | 0 | 0 | 0 | 0 | 16778.7406 | 16879.7494 | 13597.0345 | 0 | yes | Deficit |  |  | 0 | 0 | 0 | 0 | 0 |  | 0 | 0 | 0 | 0 | 6250.5999 | yes |  | 0 | 0 | 0 | 6250.5999 | 0 | no | 0 | 0 | 0 | 6250.5999 | 0
| 14073.0836 | 0 | no | Surplus | yes |  | 0 | 0 | 0 | 2705.657 | 0 | no | 0 | 0 | 0 | 2705.657 | 4860 | no | 14073.0836 | 0 | 24300 |  |  | 0 |  |  | 0 | 0 | 0 | 0 | 0 |  | 0 | 0 | 0 | 0 | 0 | 14073.0836 | 16881.4238 | 11404.4437 | 0 | yes | Deficit |  |  | 0 | 0 | 0 | 0 | 0 |  | 0 | 0 | 0 | 0 | 3284.3893 | yes |  | 0 | 0 | 0 | 3284.3893 | 0 | no | 0 | 0 | 0 | 3284.3893 | 0
| 14498.4248 | 0 | yes | Deficit |  |  | 0 | 0 | 0 | 0 | 0 |  | 0 | 0 | 0 | 0 | 4860 | no |  | 0 | 24300 | no | 14498.4248 | 0 | no | no | 0 | 0 | 0 | 0 | 0 |  | 0 | 0 | 0 | 0 | 0 | 14498.4248 | 16837.6061 | 11749.1287 | 0 | yes | Deficit |  |  | 0 | 0 | 0 | 0 | 0 |  | 0 | 0 | 0 | 0 | 5433.1624 | yes |  | 0 | 0 | 0 | 5433.1624 | 0 | no | 0 | 0 | 0 | 5433.1624 | 0
| 14264.6525 | 0 | no | Surplus | yes |  | 0 | 0 | 0 | 233.7723 | 0 | no | 0 | 0 | 0 | 233.7723 | 4860 | no | 14264.6525 | 0 | 24300 |  |  | 0 |  |  | 0 | 0 | 0 | 0 | 0 |  | 0 | 0 | 0 | 0 | 0 | 14264.6525 | 16904.275 | 11559.686 | 0 | yes | Deficit |  |  | 0 | 0 | 0 | 0 | 0 |  | 0 | 0 | 0 | 0 | 5155.1463 | yes |  | 0 | 0 | 0 | 5155.1463 | 0 | no | 0 | 0 | 0 | 5155.1463 | 0
| 16347.2926 | 0 | yes | Deficit |  |  | 0 | 0 | 0 | 0 | 0 |  | 0 | 0 | 0 | 0 | 4860 | no |  | 0 | 24300 | no | 16347.2926 | 0 | no | no | 0 | 0 | 0 | 0 | 0 |  | 0 | 0 | 0 | 0 | 0 | 16347.2926 | 17000.6262 | 13247.4008 | 0 | yes | Deficit |  |  | 0 | 0 | 0 | 0 | 0 |  | 0 | 0 | 0 | 0 | 5440.9402 | yes |  | 0 | 0 | 0 | 5440.9402 | 0 | no | 0 | 0 | 0 | 5440.9402 | 0
| 16703.7883 | 0 | yes | Deficit |  |  | 0 | 0 | 0 | 0 | 0 |  | 0 | 0 | 0 | 0 | 4860 | no |  | 0 | 24300 | no | 16703.7883 | 0 | no | no | 0 | 0 | 0 | 0 | 0 |  | 0 | 0 | 0 | 0 | 0 | 16703.7883 | 17233.1401 | 13536.2952 | 0 | yes | Deficit |  |  | 0 | 0 | 0 | 0 | 0 |  | 0 | 0 | 0 | 0 | 3985.7393 | yes |  | 0 | 0 | 0 | 3985.7393 | 0 | no | 0 | 0 | 0 | 3985.7393 | 0
| 19334.2918 | 0 | yes | Deficit |  |  | 0 | 0 | 0 | 0 | 0 |  | 0 | 0 | 0 | 0 | 4860 | no |  | 0 | 24300 | no | 19334.2918 | 0 | no | no | 0 | 0 | 0 | 0 | 0 |  | 0 | 0 | 0 | 0 | 0 | 19334.2918 | 17021.8111 | 15667.9836 | 0 | yes | Deficit |  |  | 0 | 0 | 0 | 0 | 0 |  | 0 | 0 | 0 | 0 | 3485.5159 | yes |  | 0 | 0 | 0 | 3485.5159 | 0 | no | 0 | 0 | 0 | 3485.5159 | 0
| 18082.348 | 0 | no | Surplus | yes |  | 0 | 0 | 0 | 1251.9438 | 0 | no | 0 | 0 | 0 | 1251.9438 | 4860 | no | 18082.348 | 0 | 24300 |  |  | 0 |  |  | 0 | 0 | 0 | 0 | 0 |  | 0 | 0 | 0 | 0 | 0 | 18082.348 | 16719.7343 | 14653.4424 | 0 | yes | Deficit |  |  | 0 | 0 | 0 | 0 | 0 |  | 0 | 0 | 0 | 0 | 1051.7506 | yes |  | 0 | 0 | 0 | 1051.7506 | 0 | no | 0 | 0 | 0 | 1051.7506 | 0
| 16580.4713 | 0 | no | Surplus | yes |  | 0 | 0 | 0 | 1501.8767 | 0 | no | 0 | 0 | 0 | 1501.8767 | 4860 | no | 16580.4713 | 0 | 24300 |  |  | 0 |  |  | 0 | 0 | 0 | 0 | 0 |  | 0 | 0 | 0 | 0 | 0 | 16580.4713 | 17386.1073 | 13436.3625 | 0 | yes | Deficit |  |  | 0 | 0 | 0 | 0 | 0 |  | 0 | 0 | 0 | 0 | 2732.6649 | yes |  | 0 | 0 | 0 | 2732.6649 | 0 | no | 0 | 0 | 0 | 2732.6649 | 0
| 16691.6148 | 0 | yes | Deficit |  |  | 0 | 0 | 0 | 0 | 0 |  | 0 | 0 | 0 | 0 | 4860 | no |  | 0 | 24300 | no | 16691.6148 | 0 | no | no | 0 | 0 | 0 | 0 | 0 |  | 0 | 0 | 0 | 0 | 0 | 16691.6148 | 17036.4886 | 13526.4302 | 0 | yes | Deficit |  |  | 0 | 0 | 0 | 0 | 0 |  | 0 | 0 | 0 | 0 | 3600.1262 | yes |  | 0 | 0 | 0 | 3600.1262 | 0 | no | 0 | 0 | 0 | 3600.1262 | 0
| 15855.0726 | 0 | no | Surplus | yes |  | 0 | 0 | 0 | 836.5423 | 0 | no | 0 | 0 | 0 | 836.5423 | 4860 | no | 15855.0726 | 0 | 24300 |  |  | 0 |  |  | 0 | 0 | 0 | 0 | 0 |  | 0 | 0 | 0 | 0 | 0 | 15855.0726 | 17104.331 | 12848.5191 | 0 | yes | Deficit |  |  | 0 | 0 | 0 | 0 | 0 |  | 0 | 0 | 0 | 0 | 3577.9008 | yes |  | 0 | 0 | 0 | 3577.9008 | 0 | no | 0 | 0 | 0 | 3577.9008 | 0
| 14662.1844 | 0 | no | Surplus | yes |  | 0 | 0 | 0 | 1192.8882 | 0 | no | 0 | 0 | 0 | 1192.8882 | 4860 | no | 14662.1844 | 0 | 24300 |  |  | 0 |  |  | 0 | 0 | 0 | 0 | 0 |  | 0 | 0 | 0 | 0 | 0 | 14662.1844 | 17523.799 | 11881.835 | 0 | yes | Deficit |  |  | 0 | 0 | 0 | 0 | 0 |  | 0 | 0 | 0 | 0 | 4675.2799 | yes |  | 0 | 0 | 0 | 4675.2799 | 0 | no | 0 | 0 | 0 | 4675.2799 | 0
| 15803.626 | 0 | yes | Deficit |  |  | 0 | 0 | 0 | 0 | 0 |  | 0 | 0 | 0 | 0 | 4860 | no |  | 0 | 24300 | no | 15803.626 | 0 | no | no | 0 | 0 | 0 | 0 | 0 |  | 0 | 0 | 0 | 0 | 0 | 15803.626 | 17103.8949 | 12806.8282 | 0 | yes | Deficit |  |  | 0 | 0 | 0 | 0 | 0 |  | 0 | 0 | 0 | 0 | 5222.0599 | yes |  | 0 | 0 | 0 | 5222.0599 | 0 | no | 0 | 0 | 0 | 5222.0599 | 0
| 16703.8213 | 0 | yes | Deficit |  |  | 0 | 0 | 0 | 0 | 0 |  | 0 | 0 | 0 | 0 | 4860 | no |  | 0 | 24300 | no | 16703.8213 | 0 | no | no | 0 | 0 | 0 | 0 | 0 |  | 0 | 0 | 0 | 0 | 0 | 16703.8213 | 16696.5546 | 13536.322 | 0 | yes | Deficit |  |  | 0 | 0 | 0 | 0 | 0 |  | 0 | 0 | 0 | 0 | 3889.7264 | yes |  | 0 | 0 | 0 | 3889.7264 | 0 | no | 0 | 0 | 0 | 3889.7264 | 0
| 12722.9769 | 0 | no | Surplus | yes |  | 0 | 0 | 0 | 3980.8444 | 0 | no | 0 | 0 | 0 | 3980.8444 | 4860 | no | 12722.9769 | 0 | 24300 |  |  | 0 |  |  | 0 | 0 | 0 | 0 | 0 |  | 0 | 0 | 0 | 0 | 0 | 12722.9769 | 17323.2743 | 10310.3541 | 0 | yes | Deficit |  |  | 0 | 0 | 0 | 0 | 0 |  | 0 | 0 | 0 | 0 | 3786.9523 | yes |  | 0 | 0 | 0 | 3786.9523 | 0 | no | 0 | 0 | 0 | 3786.9523 | 0
| 12183.9015 | 0 | no | Surplus | yes |  | 0 | 0 | 0 | 539.0754 | 0 | no | 0 | 0 | 0 | 539.0754 | 4860 | no | 12183.9015 | 0 | 24300 |  |  | 0 |  |  | 0 | 0 | 0 | 0 | 0 |  | 0 | 0 | 0 | 0 | 0 | 12183.9015 | 17642.43 | 9873.502 | 0 | yes | Deficit |  |  | 0 | 0 | 0 | 0 | 0 |  | 0 | 0 | 0 | 0 | 7332.0759 | yes |  | 0 | 0 | 0 | 7332.0759 | 0 | no | 0 | 0 | 0 | 7332.0759 | 0
| 12101.2373 | 0 | no | Surplus | yes |  | 0 | 0 | 0 | 82.6642 | 0 | no | 0 | 0 | 0 | 82.6642 | 4860 | no | 12101.2373 | 0 | 24300 |  |  | 0 |  |  | 0 | 0 | 0 | 0 | 0 |  | 0 | 0 | 0 | 0 | 0 | 12101.2373 | 17489.9476 | 9806.5132 | 0 | yes | Deficit |  |  | 0 | 0 | 0 | 0 | 0 |  | 0 | 0 | 0 | 0 | 7616.4456 | yes |  | 0 | 0 | 0 | 7616.4456 | 0 | no | 0 | 0 | 0 | 7616.4456 | 0
| 13748.706 | 0 | yes | Deficit |  |  | 0 | 0 | 0 | 0 | 0 |  | 0 | 0 | 0 | 0 | 4860 | no |  | 0 | 24202.4746 | no | 13748.706 | 0 | no | no | 0 | 0 | 0 | 0 | 0 |  | 0 | 0 | 0 | 0 | 0 | 13748.706 | 17401.4149 | 11141.577 | 0 | yes | Deficit |  |  | 0 | 0 | 0 | 0 | 0 |  | 0 | 0 | 0 | 0 | 7594.9017 | yes |  | 0 | 0 | 0 | 7594.9017 | 0 | no | 0 | 0 | 0 | 7594.9017 | 0
| 14040.0371 | 0 | yes | Deficit |  |  | 0 | 0 | 0 | 0 | 0 |  | 0 | 0 | 0 | 0 | 4860 | no |  | 0 | 24300 | no | 14040.0371 | 0 | no | no | 0 | 0 | 0 | 0 | 0 |  | 0 | 0 | 0 | 0 | 0 | 14040.0371 | 17314.3451 | 11377.6638 | 0 | yes | Deficit |  |  | 0 | 0 | 0 | 0 | 0 |  | 0 | 0 | 0 | 0 | 6172.7681 | yes |  | 0 | 0 | 0 | 6172.7681 | 0 | no | 0 | 0 | 0 | 6172.7681 | 0
| 13920.2319 | 0 | no | Surplus | yes |  | 0 | 0 | 0 | 119.8051 | 0 | no | 0 | 0 | 0 | 119.8051 | 4860 | no | 13920.2319 | 0 | 24300 |  |  | 0 |  |  | 0 | 0 | 0 | 0 | 0 |  | 0 | 0 | 0 | 0 | 0 | 13920.2319 | 16977.9031 | 11280.5769 | 0 | yes | Deficit |  |  | 0 | 0 | 0 | 0 | 0 |  | 0 | 0 | 0 | 0 | 5600.2393 | yes |  | 0 | 0 | 0 | 5600.2393 | 0 | no | 0 | 0 | 0 | 5600.2393 | 0
| 13915.7905 | 0 | no | Surplus | yes |  | 0 | 0 | 0 | 4.4414 | 0 | no | 0 | 0 | 0 | 4.4414 | 4860 | no | 13915.7905 | 0 | 24300 |  |  | 0 |  |  | 0 | 0 | 0 | 0 | 0 |  | 0 | 0 | 0 | 0 | 0 | 13915.7905 | 17063.0754 | 11276.9777 | 0 | yes | Deficit |  |  | 0 | 0 | 0 | 0 | 0 |  | 0 | 0 | 0 | 0 | 5782.4985 | yes |  | 0 | 0 | 0 | 5782.4985 | 0 | no | 0 | 0 | 0 | 5782.4985 | 0
| 13426.4473 | 0 | no | Surplus | yes |  | 0 | 0 | 0 | 489.3432 | 0 | no | 0 | 0 | 0 | 489.3432 | 4860 | no | 13426.4473 | 0 | 24300 |  |  | 0 |  |  | 0 | 0 | 0 | 0 | 0 |  | 0 | 0 | 0 | 0 | 0 | 13426.4473 | 17947.0139 | 10880.4273 | 0 | yes | Deficit |  |  | 0 | 0 | 0 | 0 | 0 |  | 0 | 0 | 0 | 0 | 6670.0362 | yes |  | 0 | 0 | 0 | 6670.0362 | 0 | no | 0 | 0 | 0 | 6670.0362 | 0
| 17157.7134 | 0 | yes | Deficit |  |  | 0 | 0 | 0 | 0 | 0 |  | 0 | 0 | 0 | 0 | 4860 | no |  | 0 | 24300 | no | 17157.7134 | 0 | no | no | 0 | 0 | 0 | 0 | 0 |  | 0 | 0 | 0 | 0 | 0 | 17157.7134 | 17210.9387 | 13904.1438 | 0 | yes | Deficit |  |  | 0 | 0 | 0 | 0 | 0 |  | 0 | 0 | 0 | 0 | 6330.5114 | yes |  | 0 | 0 | 0 | 6330.5114 | 0 | no | 0 | 0 | 0 | 6330.5114 | 0
| 15621.0039 | 0 | no | Surplus | yes |  | 0 | 0 | 0 | 1536.7095 | 0 | no | 0 | 0 | 0 | 1536.7095 | 4860 | no | 15621.0039 | 0 | 24300 |  |  | 0 |  |  | 0 | 0 | 0 | 0 | 0 |  | 0 | 0 | 0 | 0 | 0 | 15621.0039 | 17175.9312 | 12658.8362 | 0 | yes | Deficit |  |  | 0 | 0 | 0 | 0 | 0 |  | 0 | 0 | 0 | 0 | 3271.7874 | yes |  | 0 | 0 | 0 | 3271.7874 | 0 | no | 0 | 0 | 0 | 3271.7874 | 0
| 15875.1811 | 0 | yes | Deficit |  |  | 0 | 0 | 0 | 0 | 0 |  | 0 | 0 | 0 | 0 | 4860 | no |  | 0 | 24300 | no | 15875.1811 | 0 | no | no | 0 | 0 | 0 | 0 | 0 |  | 0 | 0 | 0 | 0 | 0 | 15875.1811 | 17804.8986 | 12864.8145 | 0 | yes | Deficit |  |  | 0 | 0 | 0 | 0 | 0 |  | 0 | 0 | 0 | 0 | 5146.0624 | yes |  | 0 | 0 | 0 | 5146.0624 | 0 | no | 0 | 0 | 0 | 5146.0624 | 0
| 17438.8296 | 0 | yes | Deficit |  |  | 0 | 0 | 0 | 0 | 0 |  | 0 | 0 | 0 | 0 | 4860 | no |  | 0 | 24300 | no | 17438.8296 | 0 | no | no | 0 | 0 | 0 | 0 | 0 |  | 0 | 0 | 0 | 0 | 0 | 17438.8296 | 17525.7927 | 14131.9526 | 0 | yes | Deficit |  |  | 0 | 0 | 0 | 0 | 0 |  | 0 | 0 | 0 | 0 | 4660.9782 | yes |  | 0 | 0 | 0 | 4660.9782 | 0 | no | 0 | 0 | 0 | 4660.9782 | 0
| 15112.9574 | 0 | no | Surplus | yes |  | 0 | 0 | 0 | 2325.8722 | 0 | no | 0 | 0 | 0 | 2325.8722 | 4860 | no | 15112.9574 | 0 | 24300 |  |  | 0 |  |  | 0 | 0 | 0 | 0 | 0 |  | 0 | 0 | 0 | 0 | 0 | 15112.9574 | 17440.5544 | 12247.1292 | 0 | yes | Deficit |  |  | 0 | 0 | 0 | 0 | 0 |  | 0 | 0 | 0 | 0 | 3308.6017 | yes |  | 0 | 0 | 0 | 3308.6017 | 0 | no | 0 | 0 | 0 | 3308.6017 | 0
| 13480.5781 | 0 | no | Surplus | yes |  | 0 | 0 | 0 | 1632.3793 | 0 | no | 0 | 0 | 0 | 1632.3793 | 4860 | no | 13480.5781 | 0 | 24300 |  |  | 0 |  |  | 0 | 0 | 0 | 0 | 0 |  | 0 | 0 | 0 | 0 | 0 | 13480.5781 | 17162.3206 | 10924.2934 | 0 | yes | Deficit |  |  | 0 | 0 | 0 | 0 | 0 |  | 0 | 0 | 0 | 0 | 4915.1914 | yes |  | 0 | 0 | 0 | 4915.1914 | 0 | no | 0 | 0 | 0 | 4915.1914 | 0
| 15450.4235 | 0 | yes | Deficit |  |  | 0 | 0 | 0 | 0 | 0 |  | 0 | 0 | 0 | 0 | 4860 | no |  | 0 | 24300 | no | 15450.4235 | 0 | no | no | 0 | 0 | 0 | 0 | 0 |  | 0 | 0 | 0 | 0 | 0 | 15450.4235 | 17228.1781 | 12520.6025 | 0 | yes | Deficit |  |  | 0 | 0 | 0 | 0 | 0 |  | 0 | 0 | 0 | 0 | 6303.8847 | yes |  | 0 | 0 | 0 | 6303.8847 | 0 | no | 0 | 0 | 0 | 6303.8847 | 0
| 14491.1794 | 0 | no | Surplus | yes |  | 0 | 0 | 0 | 959.2441 | 0 | no | 0 | 0 | 0 | 959.2441 | 4860 | no | 14491.1794 | 0 | 24300 |  |  | 0 |  |  | 0 | 0 | 0 | 0 | 0 |  | 0 | 0 | 0 | 0 | 0 | 14491.1794 | 17400.0648 | 11743.2572 | 0 | yes | Deficit |  |  | 0 | 0 | 0 | 0 | 0 |  | 0 | 0 | 0 | 0 | 4879.4622 | yes |  | 0 | 0 | 0 | 4879.4622 | 0 | no | 0 | 0 | 0 | 4879.4622 | 0
| 15648.9359 | 0 | yes | Deficit |  |  | 0 | 0 | 0 | 0 | 0 |  | 0 | 0 | 0 | 0 | 4860 | no |  | 0 | 24300 | no | 15648.9359 | 0 | no | no | 0 | 0 | 0 | 0 | 0 |  | 0 | 0 | 0 | 0 | 0 | 15648.9359 | 16954.9586 | 12681.4715 | 0 | yes | Deficit |  |  | 0 | 0 | 0 | 0 | 0 |  | 0 | 0 | 0 | 0 | 5211.7014 | yes |  | 0 | 0 | 0 | 5211.7014 | 0 | no | 0 | 0 | 0 | 5211.7014 | 0
| 18802.3828 | 0 | yes | Deficit |  |  | 0 | 0 | 0 | 0 | 0 |  | 0 | 0 | 0 | 0 | 4860 | no |  | 0 | 24300 | no | 18802.3828 | 0 | no | no | 0 | 0 | 0 | 0 | 0 |  | 0 | 0 | 0 | 0 | 0 | 18802.3828 | 17826.1265 | 15236.9391 | 0 | yes | Deficit |  |  | 0 | 0 | 0 | 0 | 0 |  | 0 | 0 | 0 | 0 | 5144.6549 | yes |  | 0 | 0 | 0 | 5144.6549 | 0 | no | 0 | 0 | 0 | 5144.6549 | 0
| 17108.6783 | 0 | no | Surplus | yes |  | 0 | 0 | 0 | 1693.7045 | 0 | no | 0 | 0 | 0 | 1693.7045 | 4860 | no | 17108.6783 | 0 | 24300 |  |  | 0 |  |  | 0 | 0 | 0 | 0 | 0 |  | 0 | 0 | 0 | 0 | 0 | 17108.6783 | 18877.5613 | 13864.407 | 0 | yes | Deficit |  |  | 0 | 0 | 0 | 0 | 0 |  | 0 | 0 | 0 | 0 | 3640.6223 | yes |  | 0 | 0 | 0 | 3640.6223 | 0 | no | 0 | 0 | 0 | 3640.6223 | 0
| 16318.6767 | 0 | no | Surplus | yes |  | 0 | 0 | 0 | 790.0016 | 0 | no | 0 | 0 | 0 | 790.0016 | 4860 | no | 16318.6767 | 0 | 24300 |  |  | 0 |  |  | 0 | 0 | 0 | 0 | 0 |  | 0 | 0 | 0 | 0 | 0 | 16318.6767 | 18813.9811 | 13224.2112 | 0 | yes | Deficit |  |  | 0 | 0 | 0 | 0 | 0 |  | 0 | 0 | 0 | 0 | 4949.5741 | yes |  | 0 | 0 | 0 | 4949.5741 | 0 | no | 0 | 0 | 0 | 4949.5741 | 0
| 16766.8442 | 0 | yes | Deficit |  |  | 0 | 0 | 0 | 0 | 0 |  | 0 | 0 | 0 | 0 | 4860 | no |  | 0 | 24300 | no | 16766.8442 | 0 | no | no | 0 | 0 | 0 | 0 | 0 |  | 0 | 0 | 0 | 0 | 0 | 16766.8442 | 18655.4933 | 13587.394 | 0 | yes | Deficit |  |  | 0 | 0 | 0 | 0 | 0 |  | 0 | 0 | 0 | 0 | 5431.2821 | yes |  | 0 | 0 | 0 | 5431.2821 | 0 | no | 0 | 0 | 0 | 5431.2821 | 0
| 17119.6035 | 0 | yes | Deficit |  |  | 0 | 0 | 0 | 0 | 0 |  | 0 | 0 | 0 | 0 | 4860 | no |  | 0 | 24300 | no | 17119.6035 | 0 | no | no | 0 | 0 | 0 | 0 | 0 |  | 0 | 0 | 0 | 0 | 0 | 17119.6035 | 18595.9241 | 13873.2605 | 0 | yes | Deficit |  |  | 0 | 0 | 0 | 0 | 0 |  | 0 | 0 | 0 | 0 | 5008.53 | yes |  | 0 | 0 | 0 | 5008.53 | 0 | no | 0 | 0 | 0 | 5008.53 | 0
| 19609.8268 | 0 | yes | Deficit |  |  | 0 | 0 | 0 | 0 | 0 |  | 0 | 0 | 0 | 0 | 4860 | no |  | 0 | 24300 | no | 19609.8268 | 0 | no | no | 0 | 0 | 0 | 0 | 0 |  | 0 | 0 | 0 | 0 | 0 | 19609.8268 | 18779.4142 | 15891.2697 | 0 | yes | Deficit |  |  | 0 | 0 | 0 | 0 | 0 |  | 0 | 0 | 0 | 0 | 4906.1537 | yes |  | 0 | 0 | 0 | 4906.1537 | 0 | no | 0 | 0 | 0 | 4906.1537 | 0
| 17050.3377 | 0 | no | Surplus | yes |  | 0 | 0 | 0 | 2559.4891 | 0 | no | 0 | 0 | 0 | 2559.4891 | 4860 | no | 17050.3377 | 0 | 24300 |  |  | 0 |  |  | 0 | 0 | 0 | 0 | 0 |  | 0 | 0 | 0 | 0 | 0 | 17050.3377 | 17768.862 | 13817.1294 | 0 | yes | Deficit |  |  | 0 | 0 | 0 | 0 | 0 |  | 0 | 0 | 0 | 0 | 1877.5923 | yes |  | 0 | 0 | 0 | 1877.5923 | 0 | no | 0 | 0 | 0 | 1877.5923 | 0
| 17240.8742 | 0 | yes | Deficit |  |  | 0 | 0 | 0 | 0 | 0 |  | 0 | 0 | 0 | 0 | 4860 | no |  | 0 | 24300 | no | 17240.8742 | 0 | no | no | 0 | 0 | 0 | 0 | 0 |  | 0 | 0 | 0 | 0 | 0 | 17240.8742 | 16178.0123 | 13971.535 | 0 | yes | Deficit |  |  | 0 | 0 | 0 | 0 | 0 |  | 0 | 0 | 0 | 0 | 2360.8828 | yes |  | 0 | 0 | 0 | 2360.8828 | 0 | no | 0 | 0 | 0 | 2360.8828 | 0
| 18693.2424 | 0 | yes | Deficit |  |  | 0 | 0 | 0 | 0 | 0 |  | 0 | 0 | 0 | 0 | 4860 | no |  | 0 | 24300 | no | 18693.2424 | 0 | no | no | 0 | 0 | 0 | 0 | 0 |  | 0 | 0 | 0 | 0 | 0 | 18693.2424 | 15254.2278 | 15148.4947 | 0 | yes | Deficit |  |  | 0 | 0 | 0 | 0 | 0 |  | 0 | 0 | 0 | 0 | 1282.6927 | yes |  | 0 | 0 | 0 | 1282.6927 | 0 | no | 0 | 0 | 0 | 1282.6927 | 0
| 17740.2565 | 0 | no | Surplus | yes |  | 0 | 0 | 0 | 952.9859 | 0 | no | 0 | 0 | 0 | 952.9859 | 4860 | no | 17740.2565 | 0 | 24300 |  |  | 0 |  |  | 0 | 0 | 0 | 0 | 0 |  | 0 | 0 | 0 | 0 | 0 | 17740.2565 | 15966.9491 | 14376.2208 | 0 | yes | Deficit |  |  | 0 | 0 | 0 | 0 | 0 |  | 0 | 0 | 0 | 0 | 818.4545 | yes |  | 0 | 0 | 0 | 818.4545 | 0 | no | 0 | 0 | 0 | 818.4545 | 0
| 17816.7245 | 0 | yes | Deficit |  |  | 0 | 0 | 0 | 0 | 0 |  | 0 | 0 | 0 | 0 | 4860 | no |  | 0 | 24300 | no | 17816.7245 | 0 | no | no | 0 | 0 | 0 | 0 | 0 |  | 0 | 0 | 0 | 0 | 0 | 17816.7245 | 15787.1785 | 14438.1884 | 0 | yes | Deficit |  |  | 0 | 0 | 0 | 0 | 0 |  | 0 | 0 | 0 | 0 | 1410.9577 | yes |  | 0 | 0 | 0 | 1410.9577 | 0 | no | 0 | 0 | 0 | 1410.9577 | 0
| 18847.0713 | 0 | yes | Deficit |  |  | 0 | 0 | 0 | 0 | 0 |  | 0 | 0 | 0 | 0 | 4860 | no |  | 0 | 24300 | no | 18847.0713 | 0 | no | no | 0 | 0 | 0 | 0 | 0 |  | 0 | 0 | 0 | 0 | 0 | 18847.0713 | 16021.2124 | 15273.1534 | 0 | yes | Deficit |  |  | 0 | 0 | 0 | 0 | 0 |  | 0 | 0 | 0 | 0 | 1583.024 | yes |  | 0 | 0 | 0 | 1583.024 | 0 | no | 0 | 0 | 0 | 1583.024 | 0
| 17359.9781 | 0 | no | Surplus | yes |  | 0 | 0 | 0 | 1487.0932 | 0 | no | 0 | 0 | 0 | 1487.0932 | 4860 | no | 17359.9781 | 0 | 24300 |  |  | 0 |  |  | 0 | 0 | 0 | 0 | 0 |  | 0 | 0 | 0 | 0 | 0 | 17359.9781 | 15951.3895 | 14068.0536 | 0 | yes | Deficit |  |  | 0 | 0 | 0 | 0 | 0 |  | 0 | 0 | 0 | 0 | 678.2361 | yes |  | 0 | 0 | 0 | 678.2361 | 0 | no | 0 | 0 | 0 | 678.2361 | 0
| 18469.9153 | 0 | yes | Deficit |  |  | 0 | 0 | 0 | 0 | 0 |  | 0 | 0 | 0 | 0 | 4860 | no |  | 0 | 24300 | no | 18469.9153 | 0 | no | no | 0 | 0 | 0 | 0 | 0 |  | 0 | 0 | 0 | 0 | 0 | 18469.9153 | 16399.4824 | 14967.5164 | 0 | yes | Deficit |  |  | 0 | 0 | 0 | 0 | 0 |  | 0 | 0 | 0 | 0 | 2331.4288 | yes |  | 0 | 0 | 0 | 2331.4288 | 0 | no | 0 | 0 | 0 | 2331.4288 | 0
| 19225.2345 | 0 | yes | Deficit |  |  | 0 | 0 | 0 | 0 | 0 |  | 0 | 0 | 0 | 0 | 4860 | no |  | 0 | 24300 | no | 19225.2345 | 0 | no | no | 0 | 0 | 0 | 0 | 0 |  | 0 | 0 | 0 | 0 | 0 | 19225.2345 | 16995.3495 | 15579.6066 | 0 | yes | Deficit |  |  | 0 | 0 | 0 | 0 | 0 |  | 0 | 0 | 0 | 0 | 2027.8331 | yes |  | 0 | 0 | 0 | 2027.8331 | 0 | no | 0 | 0 | 0 | 2027.8331 | 0
| 17445.4691 | 0 | no | Surplus | yes |  | 0 | 0 | 0 | 1779.7654 | 0 | no | 0 | 0 | 0 | 1779.7654 | 4860 | no | 17445.4691 | 0 | 24300 |  |  | 0 |  |  | 0 | 0 | 0 | 0 | 0 |  | 0 | 0 | 0 | 0 | 0 | 17445.4691 | 17020.7541 | 14137.3331 | 0 | yes | Deficit |  |  | 0 | 0 | 0 | 0 | 0 |  | 0 | 0 | 0 | 0 | 1441.1476 | yes |  | 0 | 0 | 0 | 1441.1476 | 0 | no | 0 | 0 | 0 | 1441.1476 | 0
| 17389.2092 | 0 | no | Surplus | yes |  | 0 | 0 | 0 | 56.2599 | 0 | no | 0 | 0 | 0 | 56.2599 | 4860 | no | 17389.2092 | 0 | 24300 |  |  | 0 |  |  | 0 | 0 | 0 | 0 | 0 |  | 0 | 0 | 0 | 0 | 0 | 17389.2092 | 16174.0749 | 14091.7416 | 0 | yes | Deficit |  |  | 0 | 0 | 0 | 0 | 0 |  | 0 | 0 | 0 | 0 | 2036.7417 | yes |  | 0 | 0 | 0 | 2036.7417 | 0 | no | 0 | 0 | 0 | 2036.7417 | 0
| 15916.8379 | 0 | no | Surplus | yes |  | 0 | 0 | 0 | 1472.3713 | 0 | no | 0 | 0 | 0 | 1472.3713 | 4860 | no | 15916.8379 | 0 | 24300 |  |  | 0 |  |  | 0 | 0 | 0 | 0 | 0 |  | 0 | 0 | 0 | 0 | 0 | 15916.8379 | 15733.2159 | 12898.572 | 0 | yes | Deficit |  |  | 0 | 0 | 0 | 0 | 0 |  | 0 | 0 | 0 | 0 | 1641.4743 | yes |  | 0 | 0 | 0 | 1641.4743 | 0 | no | 0 | 0 | 0 | 1641.4743 | 0
| 15689.2612 | 0 | no | Surplus | yes |  | 0 | 0 | 0 | 227.5766 | 0 | no | 0 | 0 | 0 | 227.5766 | 4860 | no | 15689.2612 | 0 | 24300 |  |  | 0 |  |  | 0 | 0 | 0 | 0 | 0 |  | 0 | 0 | 0 | 0 | 0 | 15689.2612 | 16542.6793 | 12714.1501 | 0 | yes | Deficit |  |  | 0 | 0 | 0 | 0 | 0 |  | 0 | 0 | 0 | 0 | 3644.1073 | yes |  | 0 | 0 | 0 | 3644.1073 | 0 | no | 0 | 0 | 0 | 3644.1073 | 0
| 16556.9455 | 0 | yes | Deficit |  |  | 0 | 0 | 0 | 0 | 0 |  | 0 | 0 | 0 | 0 | 4860 | no |  | 0 | 24300 | no | 16556.9455 | 0 | no | no | 0 | 0 | 0 | 0 | 0 |  | 0 | 0 | 0 | 0 | 0 | 16556.9455 | 16737.4971 | 13417.2978 | 0 | yes | Deficit |  |  | 0 | 0 | 0 | 0 | 0 |  | 0 | 0 | 0 | 0 | 4023.3469 | yes |  | 0 | 0 | 0 | 4023.3469 | 0 | no | 0 | 0 | 0 | 4023.3469 | 0
| 18126.9628 | 0 | yes | Deficit |  |  | 0 | 0 | 0 | 0 | 0 |  | 0 | 0 | 0 | 0 | 4860 | no |  | 0 | 24300 | no | 18126.9628 | 0 | no | no | 0 | 0 | 0 | 0 | 0 |  | 0 | 0 | 0 | 0 | 0 | 18126.9628 | 16878.4534 | 14689.5971 | 0 | yes | Deficit |  |  | 0 | 0 | 0 | 0 | 0 |  | 0 | 0 | 0 | 0 | 3461.1557 | yes |  | 0 | 0 | 0 | 3461.1557 | 0 | no | 0 | 0 | 0 | 3461.1557 | 0
| 19980.6852 | 0 | yes | Deficit |  |  | 0 | 0 | 0 | 0 | 0 |  | 0 | 0 | 0 | 0 | 4860 | no |  | 0 | 24300 | no | 19980.6852 | 0 | no | no | 0 | 0 | 0 | 0 | 0 |  | 0 | 0 | 0 | 0 | 0 | 19980.6852 | 17084.0369 | 16191.8033 | 0 | yes | Deficit |  |  | 0 | 0 | 0 | 0 | 0 |  | 0 | 0 | 0 | 0 | 2394.4398 | yes |  | 0 | 0 | 0 | 2394.4398 | 0 | no | 0 | 0 | 0 | 2394.4398 | 0
| 16153.7336 | 0 | no | Surplus | yes |  | 0 | 0 | 0 | 3826.9516 | 0 | no | 0 | 0 | 0 | 3826.9516 | 4860 | no | 16153.7336 | 0 | 24300 |  |  | 0 |  |  | 0 | 0 | 0 | 0 | 0 |  | 0 | 0 | 0 | 0 | 0 | 16153.7336 | 17114.2843 | 13090.5459 | 0 | yes | Deficit |  |  | 0 | 0 | 0 | 0 | 0 |  | 0 | 0 | 0 | 0 | 922.481 | yes |  | 0 | 0 | 0 | 922.481 | 0 | no | 0 | 0 | 0 | 922.481 | 0
| 17502.0512 | 0 | yes | Deficit |  |  | 0 | 0 | 0 | 0 | 0 |  | 0 | 0 | 0 | 0 | 4860 | no |  | 0 | 24300 | no | 17502.0512 | 0 | no | no | 0 | 0 | 0 | 0 | 0 |  | 0 | 0 | 0 | 0 | 0 | 17502.0512 | 17137.6338 | 14183.1857 | 0 | yes | Deficit |  |  | 0 | 0 | 0 | 0 | 0 |  | 0 | 0 | 0 | 0 | 4047.0879 | yes |  | 0 | 0 | 0 | 4047.0879 | 0 | no | 0 | 0 | 0 | 4047.0879 | 0
| 17474.8813 | 0 | no | Surplus | yes |  | 0 | 0 | 0 | 27.1699 | 0 | no | 0 | 0 | 0 | 27.1699 | 4860 | no | 17474.8813 | 0 | 24300 |  |  | 0 |  |  | 0 | 0 | 0 | 0 | 0 |  | 0 | 0 | 0 | 0 | 0 | 17474.8813 | 17077.9323 | 14161.168 | 0 | yes | Deficit |  |  | 0 | 0 | 0 | 0 | 0 |  | 0 | 0 | 0 | 0 | 2894.7466 | yes |  | 0 | 0 | 0 | 2894.7466 | 0 | no | 0 | 0 | 0 | 2894.7466 | 0
| 17250.0978 | 0 | no | Surplus | yes |  | 0 | 0 | 0 | 224.7834 | 0 | no | 0 | 0 | 0 | 224.7834 | 4860 | no | 17250.0978 | 0 | 24300 |  |  | 0 |  |  | 0 | 0 | 0 | 0 | 0 |  | 0 | 0 | 0 | 0 | 0 | 17250.0978 | 16584.7943 | 13979.0096 | 0 | yes | Deficit |  |  | 0 | 0 | 0 | 0 | 0 |  | 0 | 0 | 0 | 0 | 2423.6263 | yes |  | 0 | 0 | 0 | 2423.6263 | 0 | no | 0 | 0 | 0 | 2423.6263 | 0
| 17179.0057 | 0 | no | Surplus | yes |  | 0 | 0 | 0 | 71.0922 | 0 | no | 0 | 0 | 0 | 71.0922 | 4860 | no | 17179.0057 | 0 | 24300 |  |  | 0 |  |  | 0 | 0 | 0 | 0 | 0 |  | 0 | 0 | 0 | 0 | 0 | 17179.0057 | 16811.8209 | 13921.3984 | 0 | yes | Deficit |  |  | 0 | 0 | 0 | 0 | 0 |  | 0 | 0 | 0 | 0 | 2832.8113 | yes |  | 0 | 0 | 0 | 2832.8113 | 0 | no | 0 | 0 | 0 | 2832.8113 | 0
| 17743.7662 | 0 | yes | Deficit |  |  | 0 | 0 | 0 | 0 | 0 |  | 0 | 0 | 0 | 0 | 4860 | no |  | 0 | 24300 | no | 17743.7662 | 0 | no | no | 0 | 0 | 0 | 0 | 0 |  | 0 | 0 | 0 | 0 | 0 | 17743.7662 | 17267.7065 | 14379.065 | 0 | yes | Deficit |  |  | 0 | 0 | 0 | 0 | 0 |  | 0 | 0 | 0 | 0 | 3346.3081 | yes |  | 0 | 0 | 0 | 3346.3081 | 0 | no | 0 | 0 | 0 | 3346.3081 | 0
| 18921.0742 | 0 | yes | Deficit |  |  | 0 | 0 | 0 | 0 | 0 |  | 0 | 0 | 0 | 0 | 4860 | no |  | 0 | 24300 | no | 18921.0742 | 0 | no | no | 0 | 0 | 0 | 0 | 0 |  | 0 | 0 | 0 | 0 | 0 | 18921.0742 | 17244.1886 | 15333.1234 | 0 | yes | Deficit |  |  | 0 | 0 | 0 | 0 | 0 |  | 0 | 0 | 0 | 0 | 2865.1236 | yes |  | 0 | 0 | 0 | 2865.1236 | 0 | no | 0 | 0 | 0 | 2865.1236 | 0
| 17251.9624 | 0 | no | Surplus | yes |  | 0 | 0 | 0 | 1669.1118 | 0 | no | 0 | 0 | 0 | 1669.1118 | 4860 | no | 17251.9624 | 0 | 24300 |  |  | 0 |  |  | 0 | 0 | 0 | 0 | 0 |  | 0 | 0 | 0 | 0 | 0 | 17251.9624 | 17412.6436 | 13980.5206 | 0 | yes | Deficit |  |  | 0 | 0 | 0 | 0 | 0 |  | 0 | 0 | 0 | 0 | 2079.5203 | yes |  | 0 | 0 | 0 | 2079.5203 | 0 | no | 0 | 0 | 0 | 2079.5203 | 0
| 17171.0621 | 0 | no | Surplus | yes |  | 0 | 0 | 0 | 80.9004 | 0 | no | 0 | 0 | 0 | 80.9004 | 4860 | no | 17171.0621 | 0 | 24300 |  |  | 0 |  |  | 0 | 0 | 0 | 0 | 0 |  | 0 | 0 | 0 | 0 | 0 | 17171.0621 | 16768.6921 | 13914.9611 | 0 | yes | Deficit |  |  | 0 | 0 | 0 | 0 | 0 |  | 0 | 0 | 0 | 0 | 2788.1715 | yes |  | 0 | 0 | 0 | 2788.1715 | 0 | no | 0 | 0 | 0 | 2788.1715 | 0
| 17376.7827 | 0 | yes | Deficit |  |  | 0 | 0 | 0 | 0 | 0 |  | 0 | 0 | 0 | 0 | 4860 | no |  | 0 | 24300 | no | 17376.7827 | 0 | no | no | 0 | 0 | 0 | 0 | 0 |  | 0 | 0 | 0 | 0 | 0 | 17376.7827 | 16571.351 | 14081.6716 | 0 | yes | Deficit |  |  | 0 | 0 | 0 | 0 | 0 |  | 0 | 0 | 0 | 0 | 2656.3898 | yes |  | 0 | 0 | 0 | 2656.3898 | 0 | no | 0 | 0 | 0 | 2656.3898 | 0
| 16919.573 | 0 | no | Surplus | yes |  | 0 | 0 | 0 | 457.2097 | 0 | no | 0 | 0 | 0 | 457.2097 | 4860 | no | 16919.573 | 0 | 24300 |  |  | 0 |  |  | 0 | 0 | 0 | 0 | 0 |  | 0 | 0 | 0 | 0 | 0 | 16919.573 | 16680.4071 | 13711.1613 | 0 | yes | Deficit |  |  | 0 | 0 | 0 | 0 | 0 |  | 0 | 0 | 0 | 0 | 2598.7355 | yes |  | 0 | 0 | 0 | 2598.7355 | 0 | no | 0 | 0 | 0 | 2598.7355 | 0
| 17600.0463 | 0 | yes | Deficit |  |  | 0 | 0 | 0 | 0 | 0 |  | 0 | 0 | 0 | 0 | 4860 | no |  | 0 | 24300 | no | 17600.0463 | 0 | no | no | 0 | 0 | 0 | 0 | 0 |  | 0 | 0 | 0 | 0 | 0 | 17600.0463 | 16378.3208 | 14262.5983 | 0 | yes | Deficit |  |  | 0 | 0 | 0 | 0 | 0 |  | 0 | 0 | 0 | 0 | 2667.1595 | yes |  | 0 | 0 | 0 | 2667.1595 | 0 | no | 0 | 0 | 0 | 2667.1595 | 0
| 18414.042 | 0 | yes | Deficit |  |  | 0 | 0 | 0 | 0 | 0 |  | 0 | 0 | 0 | 0 | 4860 | no |  | 0 | 24300 | no | 18414.042 | 0 | no | no | 0 | 0 | 0 | 0 | 0 |  | 0 | 0 | 0 | 0 | 0 | 18414.042 | 16681.351 | 14922.2383 | 0 | yes | Deficit |  |  | 0 | 0 | 0 | 0 | 0 |  | 0 | 0 | 0 | 0 | 2418.7527 | yes |  | 0 | 0 | 0 | 2418.7527 | 0 | no | 0 | 0 | 0 | 2418.7527 | 0
| 19826.2024 | 0 | yes | Deficit |  |  | 0 | 0 | 0 | 0 | 0 |  | 0 | 0 | 0 | 0 | 4860 | no |  | 0 | 24300 | no | 19826.2024 | 0 | no | no | 0 | 0 | 0 | 0 | 0 |  | 0 | 0 | 0 | 0 | 0 | 19826.2024 | 16726.2825 | 16066.6146 | 0 | yes | Deficit |  |  | 0 | 0 | 0 | 0 | 0 |  | 0 | 0 | 0 | 0 | 1804.0442 | yes |  | 0 | 0 | 0 | 1804.0442 | 0 | no | 0 | 0 | 0 | 1804.0442 | 0
| 18611.0672 | 0 | no | Surplus | yes |  | 0 | 0 | 0 | 1215.1351 | 0 | no | 0 | 0 | 0 | 1215.1351 | 4860 | no | 18611.0672 | 0 | 24300 |  |  | 0 |  |  | 0 | 0 | 0 | 0 | 0 |  | 0 | 0 | 0 | 0 | 0 | 18611.0672 | 15799.1008 | 15081.9021 | 0 | no | Surplus | yes |  | 0 | 0 | 0 | 267.5137 | 0 | no | 0 | 0 | 0 | 267.5137 | 0 |  |  | 0 | 0 | 0 | 0 | 0 |  | 0 | 0 | 0 | 0 | 0
| 18447.196 | 0 | no | Surplus | yes |  | 0 | 0 | 0 | 163.8713 | 0 | no | 0 | 0 | 0 | 163.8713 | 4860 | no | 18447.196 | 0 | 24300 |  |  | 0 |  |  | 0 | 0 | 0 | 0 | 0 |  | 0 | 0 | 0 | 0 | 0 | 18447.196 | 15692.4198 | 14949.1053 | 0 | yes | Deficit |  |  | 0 | 0 | 0 | 0 | 0 |  | 0 | 0 | 0 | 0 | 610.5177 | yes |  | 0 | 0 | 0 | 610.5177 | 0 | no | 0 | 0 | 0 | 610.5177 | 0
| 18266.5599 | 0 | no | Surplus | yes |  | 0 | 0 | 0 | 180.6361 | 0 | no | 0 | 0 | 0 | 180.6361 | 4860 | no | 18266.5599 | 0 | 24300 |  |  | 0 |  |  | 0 | 0 | 0 | 0 | 0 |  | 0 | 0 | 0 | 0 | 0 | 18266.5599 | 15698.6497 | 14802.7228 | 0 | yes | Deficit |  |  | 0 | 0 | 0 | 0 | 0 |  | 0 | 0 | 0 | 0 | 749.5443 | yes |  | 0 | 0 | 0 | 749.5443 | 0 | no | 0 | 0 | 0 | 749.5443 | 0
| 18428.4882 | 0 | yes | Deficit |  |  | 0 | 0 | 0 | 0 | 0 |  | 0 | 0 | 0 | 0 | 4860 | no |  | 0 | 24300 | no | 18428.4882 | 0 | no | no | 0 | 0 | 0 | 0 | 0 |  | 0 | 0 | 0 | 0 | 0 | 18428.4882 | 15973.6901 | 14933.9451 | 0 | yes | Deficit |  |  | 0 | 0 | 0 | 0 | 0 |  | 0 | 0 | 0 | 0 | 1170.9673 | yes |  | 0 | 0 | 0 | 1170.9673 | 0 | no | 0 | 0 | 0 | 1170.9673 | 0
| 20171.3504 | 0 | yes | Deficit |  |  | 0 | 0 | 0 | 0 | 0 |  | 0 | 0 | 0 | 0 | 4860 | no |  | 0 | 24300 | no | 20171.3504 | 0 | no | no | 0 | 0 | 0 | 0 | 0 |  | 0 | 0 | 0 | 0 | 0 | 20171.3504 | 14309.8686 | 16346.3131 | 0 | no | Surplus | yes |  | 0 | 0 | 0 | 624.0765 | 0 | no | 0 | 0 | 0 | 624.0765 | 0 |  |  | 0 | 0 | 0 | 0 | 0 |  | 0 | 0 | 0 | 0 | 0
| 20754.0711 | 0 | yes | Deficit |  |  | 0 | 0 | 0 | 0 | 0 |  | 0 | 0 | 0 | 0 | 4860 | no |  | 0 | 24300 | no | 20754.0711 | 0 | no | no | 0 | 0 | 0 | 0 | 0 |  | 0 | 0 | 0 | 0 | 0 | 20754.0711 | 14545.3574 | 16818.5341 | 0 | no | Surplus | yes |  | 0 | 0 | 0 | 1800.9557 | 0 | no | 0 | 0 | 0 | 1800.9557 | 0 |  |  | 0 | 0 | 0 | 0 | 0 |  | 0 | 0 | 0 | 0 | 0
| 23655.2484 | 0 | yes | Deficit |  |  | 0 | 0 | 0 | 0 | 0 |  | 0 | 0 | 0 | 0 | 4860 | no |  | 0 | 24300 | no | 23655.2484 | 0 | no | no | 0 | 0 | 0 | 0 | 0 |  | 0 | 0 | 0 | 0 | 0 | 23655.2484 | 14872.5987 | 19169.5692 | 0 | no | Surplus | yes |  | 0 | 0 | 0 | 1945.9354 | 0 | no | 0 | 0 | 0 | 1945.9354 | 0 |  |  | 0 | 0 | 0 | 0 | 0 |  | 0 | 0 | 0 | 0 | 0
| 21490.4456 | 0 | no | Surplus | yes |  | 0 | 0 | 0 | 2164.8028 | 0 | no | 0 | 0 | 0 | 2164.8028 | 4860 | no | 21490.4456 | 0 | 24300 |  |  | 0 |  |  | 0 | 0 | 0 | 0 | 0 |  | 0 | 0 | 0 | 0 | 0 | 21490.4456 | 14341.9352 | 17415.272 | 0 | no | Surplus | yes |  | 0 | 0 | 0 | 4827.634 | 0 | no | 0 | 0 | 0 | 4827.634 | 0 |  |  | 0 | 0 | 0 | 0 | 0 |  | 0 | 0 | 0 | 0 | 0
| 21657.5595 | 0 | yes | Deficit |  |  | 0 | 0 | 0 | 0 | 0 |  | 0 | 0 | 0 | 0 | 4860 | no |  | 0 | 24300 | no | 21657.5595 | 0 | no | no | 0 | 0 | 0 | 0 | 0 |  | 0 | 0 | 0 | 0 | 0 | 21657.5595 | 13433.2376 | 17550.6965 | 0 | no | Surplus | yes |  | 0 | 0 | 0 | 3982.0344 | 0 | no | 0 | 0 | 0 | 3982.0344 | 0 |  |  | 0 | 0 | 0 | 0 | 0 |  | 0 | 0 | 0 | 0 | 0
| 18886.6294 | 0 | no | Surplus | yes |  | 0 | 0 | 0 | 2770.9301 | 0 | no | 0 | 0 | 0 | 2770.9301 | 4860 | no | 18886.6294 | 0 | 24300 |  |  | 0 |  |  | 0 | 0 | 0 | 0 | 0 |  | 0 | 0 | 0 | 0 | 0 | 18886.6294 | 11284.4762 | 15305.2102 | 0 | no | Surplus | yes |  | 0 | 0 | 0 | 6266.2203 | 0 | no | 0 | 0 | 0 | 6266.2203 | 0 |  |  | 0 | 0 | 0 | 0 | 0 |  | 0 | 0 | 0 | 0 | 0
| 20728.3913 | 0 | yes | Deficit |  |  | 0 | 0 | 0 | 0 | 0 |  | 0 | 0 | 0 | 0 | 4860 | no |  | 0 | 24300 | no | 20728.3913 | 0 | no | no | 0 | 0 | 0 | 0 | 0 |  | 0 | 0 | 0 | 0 | 0 | 20728.3913 | 11983.3039 | 16797.7239 | 0 | no | Surplus | yes |  | 0 | 0 | 0 | 3321.9063 | 0 | no | 0 | 0 | 0 | 3321.9063 | 0 |  |  | 0 | 0 | 0 | 0 | 0 |  | 0 | 0 | 0 | 0 | 0
| 20005.6629 | 0 | no | Surplus | yes |  | 0 | 0 | 0 | 722.7284 | 0 | no | 0 | 0 | 0 | 722.7284 | 4860 | no | 20005.6629 | 0 | 24300 |  |  | 0 |  |  | 0 | 0 | 0 | 0 | 0 |  | 0 | 0 | 0 | 0 | 0 | 20005.6629 | 11238.6347 | 16212.0445 | 0 | no | Surplus | yes |  | 0 | 0 | 0 | 5559.0892 | 0 | no | 0 | 0 | 0 | 5559.0892 | 0 |  |  | 0 | 0 | 0 | 0 | 0 |  | 0 | 0 | 0 | 0 | 0
| 19529.846 | 0 | no | Surplus | yes |  | 0 | 0 | 0 | 475.8169 | 0 | no | 0 | 0 | 0 | 475.8169 | 4860 | no | 19529.846 | 0 | 24300 |  |  | 0 |  |  | 0 | 0 | 0 | 0 | 0 |  | 0 | 0 | 0 | 0 | 0 | 19529.846 | 11279.9874 | 15826.4555 | 0 | no | Surplus | yes |  | 0 | 0 | 0 | 4932.0571 | 0 | no | 0 | 0 | 0 | 4932.0571 | 0 |  |  | 0 | 0 | 0 | 0 | 0 |  | 0 | 0 | 0 | 0 | 0
| 21776.0618 | 0 | yes | Deficit |  |  | 0 | 0 | 0 | 0 | 0 |  | 0 | 0 | 0 | 0 | 4860 | no |  | 0 | 24300 | no | 21776.0618 | 0 | no | no | 0 | 0 | 0 | 0 | 0 |  | 0 | 0 | 0 | 0 | 0 | 21776.0618 | 11157.1888 | 17646.7275 | 0 | no | Surplus | yes |  | 0 | 0 | 0 | 4669.2667 | 0 | no | 0 | 0 | 0 | 4669.2667 | 0 |  |  | 0 | 0 | 0 | 0 | 0 |  | 0 | 0 | 0 | 0 | 0
| 22141.2723 | 0 | yes | Deficit |  |  | 0 | 0 | 0 | 0 | 0 |  | 0 | 0 | 0 | 0 | 4860 | no |  | 0 | 24300 | no | 22141.2723 | 0 | no | no | 0 | 0 | 0 | 0 | 0 |  | 0 | 0 | 0 | 0 | 0 | 22141.2723 | 11075.2698 | 17942.6842 | 0 | no | Surplus | yes |  | 0 | 0 | 0 | 6571.4577 | 0 | no | 0 | 0 | 0 | 6571.4577 | 0 |  |  | 0 | 0 | 0 | 0 | 0 |  | 0 | 0 | 0 | 0 | 0
| 21332.1058 | 0 | no | Surplus | yes |  | 0 | 0 | 0 | 809.1665 | 0 | no | 0 | 0 | 0 | 809.1665 | 4860 | no | 21332.1058 | 0 | 24300 |  |  | 0 |  |  | 0 | 0 | 0 | 0 | 0 |  | 0 | 0 | 0 | 0 | 0 | 21332.1058 | 11240.0732 | 17286.9577 | 0 | no | Surplus | yes |  | 0 | 0 | 0 | 6702.611 | 0 | no | 0 | 0 | 0 | 6702.611 | 0 |  |  | 0 | 0 | 0 | 0 | 0 |  | 0 | 0 | 0 | 0 | 0
| 19373.5708 | 0 | no | Surplus | yes |  | 0 | 0 | 0 | 1958.535 | 0 | no | 0 | 0 | 0 | 1958.535 | 4860 | no | 19373.5708 | 0 | 24300 |  |  | 0 |  |  | 0 | 0 | 0 | 0 | 0 |  | 0 | 0 | 0 | 0 | 0 | 19373.5708 | 10996.2548 | 15699.8143 | 0 | no | Surplus | yes |  | 0 | 0 | 0 | 6290.7029 | 0 | no | 0 | 0 | 0 | 6290.7029 | 0 |  |  | 0 | 0 | 0 | 0 | 0 |  | 0 | 0 | 0 | 0 | 0
| 16117.1202 | 0 | no | Surplus | yes |  | 0 | 0 | 0 | 3256.4506 | 0 | no | 0 | 0 | 0 | 3256.4506 | 4860 | no | 16117.1202 | 0 | 24300 |  |  | 0 |  |  | 0 | 0 | 0 | 0 | 0 |  | 0 | 0 | 0 | 0 | 0 | 16117.1202 | 11316.1614 | 13060.8753 | 0 | no | Surplus | yes |  | 0 | 0 | 0 | 4383.6529 | 0 | no | 0 | 0 | 0 | 4383.6529 | 0 |  |  | 0 | 0 | 0 | 0 | 0 |  | 0 | 0 | 0 | 0 | 0
| 15228.3673 | 0 | no | Surplus | yes |  | 0 | 0 | 0 | 888.7529 | 0 | no | 0 | 0 | 0 | 888.7529 | 4860 | no | 15228.3673 | 0 | 24300 |  |  | 0 |  |  | 0 | 0 | 0 | 0 | 0 |  | 0 | 0 | 0 | 0 | 0 | 15228.3673 | 11200.0972 | 12340.6542 | 0 | no | Surplus | yes |  | 0 | 0 | 0 | 1860.7782 | 0 | no | 0 | 0 | 0 | 1860.7782 | 0 |  |  | 0 | 0 | 0 | 0 | 0 |  | 0 | 0 | 0 | 0 | 0
| 13854.2017 | 0 | no | Surplus | yes |  | 0 | 0 | 0 | 1374.1655 | 0 | no | 0 | 0 | 0 | 1374.1655 | 4860 | no | 13854.2017 | 0 | 24300 |  |  | 0 |  |  | 0 | 0 | 0 | 0 | 0 |  | 0 | 0 | 0 | 0 | 0 | 13854.2017 | 9227.0196 | 11227.0679 | 0 | no | Surplus | yes |  | 0 | 0 | 0 | 3113.6346 | 0 | no | 0 | 0 | 0 | 3113.6346 | 0 |  |  | 0 | 0 | 0 | 0 | 0 |  | 0 | 0 | 0 | 0 | 0
| 14117.0978 | 0 | yes | Deficit |  |  | 0 | 0 | 0 | 0 | 0 |  | 0 | 0 | 0 | 0 | 4860 | no |  | 0 | 24300 | no | 14117.0978 | 0 | no | no | 0 | 0 | 0 | 0 | 0 |  | 0 | 0 | 0 | 0 | 0 | 14117.0978 | 10990.5076 | 11440.1117 | 0 | no | Surplus | yes |  | 0 | 0 | 0 | 236.5603 | 0 | no | 0 | 0 | 0 | 236.5603 | 0 |  |  | 0 | 0 | 0 | 0 | 0 |  | 0 | 0 | 0 | 0 | 0
| 18414.374 | 0 | yes | Deficit |  |  | 0 | 0 | 0 | 0 | 0 |  | 0 | 0 | 0 | 0 | 4860 | no |  | 0 | 24300 | no | 18414.374 | 0 | no | no | 0 | 0 | 0 | 0 | 0 |  | 0 | 0 | 0 | 0 | 0 | 18414.374 | 14299.1629 | 14922.5073 | 0 | yes | Deficit |  |  | 0 | 0 | 0 | 0 | 0 |  | 0 | 0 | 0 | 0 | 2859.0512 | yes |  | 0 | 0 | 0 | 2859.0512 | 0 | no | 0 | 0 | 0 | 2859.0512 | 0
| 15232.7061 | 0 | no | Surplus | yes |  | 0 | 0 | 0 | 3181.668 | 0 | no | 0 | 0 | 0 | 3181.668 | 4860 | no | 15232.7061 | 0 | 24300 |  |  | 0 |  |  | 0 | 0 | 0 | 0 | 0 |  | 0 | 0 | 0 | 0 | 0 | 15232.7061 | 12437.6108 | 12344.1702 | 0 | no | Surplus | yes |  | 0 | 0 | 0 | 2484.8965 | 0 | no | 0 | 0 | 0 | 2484.8965 | 0 |  |  | 0 | 0 | 0 | 0 | 0 |  | 0 | 0 | 0 | 0 | 0
| 15783.978 | 0 | yes | Deficit |  |  | 0 | 0 | 0 | 0 | 0 |  | 0 | 0 | 0 | 0 | 4860 | no |  | 0 | 24300 | no | 15783.978 | 0 | no | no | 0 | 0 | 0 | 0 | 0 |  | 0 | 0 | 0 | 0 | 0 | 15783.978 | 12829.9089 | 12790.906 | 0 | yes | Deficit |  |  | 0 | 0 | 0 | 0 | 0 |  | 0 | 0 | 0 | 0 | 485.7386 | yes |  | 0 | 0 | 0 | 485.7386 | 0 | no | 0 | 0 | 0 | 485.7386 | 0
| 14864.6266 | 0 | no | Surplus | yes |  | 0 | 0 | 0 | 919.3514 | 0 | no | 0 | 0 | 0 | 919.3514 | 4860 | no | 14864.6266 | 0 | 24300 |  |  | 0 |  |  | 0 | 0 | 0 | 0 | 0 |  | 0 | 0 | 0 | 0 | 0 | 14864.6266 | 16649.0291 | 12045.8886 | 0 | yes | Deficit |  |  | 0 | 0 | 0 | 0 | 0 |  | 0 | 0 | 0 | 0 | 3858.1231 | yes |  | 0 | 0 | 0 | 3858.1231 | 0 | no | 0 | 0 | 0 | 3858.1231 | 0
| 13934.736 | 0 | no | Surplus | yes |  | 0 | 0 | 0 | 929.8906 | 0 | no | 0 | 0 | 0 | 929.8906 | 4860 | no | 13934.736 | 0 | 24300 |  |  | 0 |  |  | 0 | 0 | 0 | 0 | 0 |  | 0 | 0 | 0 | 0 | 0 | 13934.736 | 16086.28 | 11292.3306 | 0 | yes | Deficit |  |  | 0 | 0 | 0 | 0 | 0 |  | 0 | 0 | 0 | 0 | 4040.3914 | yes |  | 0 | 0 | 0 | 4040.3914 | 0 | no | 0 | 0 | 0 | 4040.3914 | 0
| 15054.4873 | 0 | yes | Deficit |  |  | 0 | 0 | 0 | 0 | 0 |  | 0 | 0 | 0 | 0 | 4860 | no |  | 0 | 24300 | no | 15054.4873 | 0 | no | no | 0 | 0 | 0 | 0 | 0 |  | 0 | 0 | 0 | 0 | 0 | 15054.4873 | 15903.8797 | 12199.7466 | 0 | yes | Deficit |  |  | 0 | 0 | 0 | 0 | 0 |  | 0 | 0 | 0 | 0 | 4611.549 | yes |  | 0 | 0 | 0 | 4611.549 | 0 | no | 0 | 0 | 0 | 4611.549 | 0
| 14988.9049 | 0 | no | Surplus | yes |  | 0 | 0 | 0 | 65.5824 | 0 | no | 0 | 0 | 0 | 65.5824 | 4860 | no | 14988.9049 | 0 | 24300 |  |  | 0 |  |  | 0 | 0 | 0 | 0 | 0 |  | 0 | 0 | 0 | 0 | 0 | 14988.9049 | 14789.6036 | 12146.6004 | 0 | yes | Deficit |  |  | 0 | 0 | 0 | 0 | 0 |  | 0 | 0 | 0 | 0 | 2589.857 | yes |  | 0 | 0 | 0 | 2589.857 | 0 | no | 0 | 0 | 0 | 2589.857 | 0
| 19509.6748 | 0 | yes | Deficit |  |  | 0 | 0 | 0 | 0 | 0 |  | 0 | 0 | 0 | 0 | 4860 | no |  | 0 | 24300 | no | 19509.6748 | 0 | no | no | 0 | 0 | 0 | 0 | 0 |  | 0 | 0 | 0 | 0 | 0 | 19509.6748 | 18439.9382 | 15810.1092 | 0 | yes | Deficit |  |  | 0 | 0 | 0 | 0 | 0 |  | 0 | 0 | 0 | 0 | 6293.3378 | yes |  | 0 | 0 | 0 | 6293.3378 | 0 | no | 0 | 0 | 0 | 6293.3378 | 0
| 17589.4538 | 0 | no | Surplus | yes |  | 0 | 0 | 0 | 1920.221 | 0 | no | 0 | 0 | 0 | 1920.221 | 4860 | no | 17589.4538 | 0 | 24300 |  |  | 0 |  |  | 0 | 0 | 0 | 0 | 0 |  | 0 | 0 | 0 | 0 | 0 | 17589.4538 | 18961.1255 | 14254.0144 | 0 | yes | Deficit |  |  | 0 | 0 | 0 | 0 | 0 |  | 0 | 0 | 0 | 0 | 3151.0163 | yes |  | 0 | 0 | 0 | 3151.0163 | 0 | no | 0 | 0 | 0 | 3151.0163 | 0
| 21388.1839 | 0 | yes | Deficit |  |  | 0 | 0 | 0 | 0 | 0 |  | 0 | 0 | 0 | 0 | 4860 | no |  | 0 | 24300 | no | 21388.1839 | 0 | no | no | 0 | 0 | 0 | 0 | 0 |  | 0 | 0 | 0 | 0 | 0 | 21388.1839 | 16957.9237 | 17332.4019 | 0 | yes | Deficit |  |  | 0 | 0 | 0 | 0 | 0 |  | 0 | 0 | 0 | 0 | 2703.9093 | yes |  | 0 | 0 | 0 | 2703.9093 | 0 | no | 0 | 0 | 0 | 2703.9093 | 0
| 21672.4726 | 0 | yes | Deficit |  |  | 0 | 0 | 0 | 0 | 0 |  | 0 | 0 | 0 | 0 | 4860 | no |  | 0 | 24300 | no | 21672.4726 | 0 | no | no | 0 | 0 | 0 | 0 | 0 |  | 0 | 0 | 0 | 0 | 0 | 21672.4726 | 15929.3994 | 17562.7816 | 0 | no | Surplus | yes |  | 0 | 0 | 0 | 1403.0024 | 0 | no | 0 | 0 | 0 | 1403.0024 | 0 |  |  | 0 | 0 | 0 | 0 | 0 |  | 0 | 0 | 0 | 0 | 0
| 20947.153 | 0 | no | Surplus | yes |  | 0 | 0 | 0 | 725.3195 | 0 | no | 0 | 0 | 0 | 725.3195 | 4860 | no | 20947.153 | 0 | 24300 |  |  | 0 |  |  | 0 | 0 | 0 | 0 | 0 |  | 0 | 0 | 0 | 0 | 0 | 20947.153 | 16098.3201 | 16975.0025 | 0 | no | Surplus | yes |  | 0 | 0 | 0 | 1464.4615 | 0 | no | 0 | 0 | 0 | 1464.4615 | 0 |  |  | 0 | 0 | 0 | 0 | 0 |  | 0 | 0 | 0 | 0 | 0
| 23068.1159 | 0 | yes | Deficit |  |  | 0 | 0 | 0 | 0 | 0 |  | 0 | 0 | 0 | 0 | 4860 | no |  | 0 | 24300 | no | 23068.1159 | 0 | no | no | 0 | 0 | 0 | 0 | 0 |  | 0 | 0 | 0 | 0 | 0 | 23068.1159 | 15865.2423 | 18693.773 | 0 | no | Surplus | yes |  | 0 | 0 | 0 | 1109.7602 | 0 | no | 0 | 0 | 0 | 1109.7602 | 0 |  |  | 0 | 0 | 0 | 0 | 0 |  | 0 | 0 | 0 | 0 | 0
| 21341.4648 | 0 | no | Surplus | yes |  | 0 | 0 | 0 | 1726.651 | 0 | no | 0 | 0 | 0 | 1726.651 | 4860 | no | 21341.4648 | 0 | 24300 |  |  | 0 |  |  | 0 | 0 | 0 | 0 | 0 |  | 0 | 0 | 0 | 0 | 0 | 21341.4648 | 15677.0151 | 17294.542 | 0 | no | Surplus | yes |  | 0 | 0 | 0 | 3016.7579 | 0 | no | 0 | 0 | 0 | 3016.7579 | 0 |  |  | 0 | 0 | 0 | 0 | 0 |  | 0 | 0 | 0 | 0 | 0
| 25027.5084 | 0 | yes | Deficit |  |  | 0 | 0 | 0 | 0 | 0 |  | 0 | 0 | 0 | 0 | 4860 | no |  | 0 | 24300 | yes | 24300 | 727.5084 | yes |  | 0 | 0 | 0 | 727.5084 | 0 | no | 0 | 0 | 0 | 727.5084 | 0 | 24300 | 15573.4473 | 19692.0583 | 0 | no | Surplus | yes |  | 0 | 0 | 0 | 1721.0947 | 0 | no | 0 | 0 | 0 | 1721.0947 | 0 |  |  | 0 | 0 | 0 | 0 | 0 |  | 0 | 0 | 0 | 0 | 0
| 20202.8269 | 0 | no | Surplus | yes |  | 0 | 0 | 0 | 4097.1731 | 0 | no | 0 | 0 | 0 | 4097.1731 | 4860 | no | 20202.8269 | 0 | 24300 |  |  | 0 |  |  | 0 | 0 | 0 | 0 | 0 |  | 0 | 0 | 0 | 0 | 0 | 20202.8269 | 14969.1048 | 16371.8208 | 0 | no | Surplus | yes |  | 0 | 0 | 0 | 4722.9535 | 0 | no | 0 | 0 | 0 | 4722.9535 | 0 |  |  | 0 | 0 | 0 | 0 | 0 |  | 0 | 0 | 0 | 0 | 0
| 21091.7356 | 0 | yes | Deficit |  |  | 0 | 0 | 0 | 0 | 0 |  | 0 | 0 | 0 | 0 | 4860 | no |  | 0 | 24300 | no | 21091.7356 | 0 | no | no | 0 | 0 | 0 | 0 | 0 |  | 0 | 0 | 0 | 0 | 0 | 21091.7356 | 14559.1587 | 17092.1682 | 0 | no | Surplus | yes |  | 0 | 0 | 0 | 1812.6621 | 0 | no | 0 | 0 | 0 | 1812.6621 | 0 |  |  | 0 | 0 | 0 | 0 | 0 |  | 0 | 0 | 0 | 0 | 0
| 17972.4474 | 0 | no | Surplus | yes |  | 0 | 0 | 0 | 3119.2882 | 0 | no | 0 | 0 | 0 | 3119.2882 | 4860 | no | 17972.4474 | 0 | 24300 |  |  | 0 |  |  | 0 | 0 | 0 | 0 | 0 |  | 0 | 0 | 0 | 0 | 0 | 17972.4474 | 15211.3799 | 14564.382 | 0 | no | Surplus | yes |  | 0 | 0 | 0 | 1880.7884 | 0 | no | 0 | 0 | 0 | 1880.7884 | 0 |  |  | 0 | 0 | 0 | 0 | 0 |  | 0 | 0 | 0 | 0 | 0
| 17203.4788 | 0 | no | Surplus | yes |  | 0 | 0 | 0 | 768.9687 | 0 | no | 0 | 0 | 0 | 768.9687 | 4860 | no | 17203.4788 | 0 | 24300 |  |  | 0 |  |  | 0 | 0 | 0 | 0 | 0 |  | 0 | 0 | 0 | 0 | 0 | 17203.4788 | 15221.4428 | 13941.2308 | 0 | yes | Deficit |  |  | 0 | 0 | 0 | 0 | 0 |  | 0 | 0 | 0 | 0 | 657.0608 | yes |  | 0 | 0 | 0 | 657.0608 | 0 | no | 0 | 0 | 0 | 657.0608 | 0
| 16146.4448 | 0 | no | Surplus | yes |  | 0 | 0 | 0 | 1057.034 | 0 | no | 0 | 0 | 0 | 1057.034 | 4860 | no | 16146.4448 | 0 | 24300 |  |  | 0 |  |  | 0 | 0 | 0 | 0 | 0 |  | 0 | 0 | 0 | 0 | 0 | 16146.4448 | 15336.8054 | 13084.6392 | 0 | yes | Deficit |  |  | 0 | 0 | 0 | 0 | 0 |  | 0 | 0 | 0 | 0 | 1395.5747 | yes |  | 0 | 0 | 0 | 1395.5747 | 0 | no | 0 | 0 | 0 | 1395.5747 | 0
| 17225.0736 | 0 | yes | Deficit |  |  | 0 | 0 | 0 | 0 | 0 |  | 0 | 0 | 0 | 0 | 4860 | no |  | 0 | 24300 | no | 17225.0736 | 0 | no | no | 0 | 0 | 0 | 0 | 0 |  | 0 | 0 | 0 | 0 | 0 | 17225.0736 | 14773.7031 | 13958.7307 | 0 | yes | Deficit |  |  | 0 | 0 | 0 | 0 | 0 |  | 0 | 0 | 0 | 0 | 1689.064 | yes |  | 0 | 0 | 0 | 1689.064 | 0 | no | 0 | 0 | 0 | 1689.064 | 0
| 20213.225 | 0 | yes | Deficit |  |  | 0 | 0 | 0 | 0 | 0 |  | 0 | 0 | 0 | 0 | 4860 | no |  | 0 | 24300 | no | 20213.225 | 0 | no | no | 0 | 0 | 0 | 0 | 0 |  | 0 | 0 | 0 | 0 | 0 | 20213.225 | 14556.0744 | 16380.2472 | 0 | yes | Deficit |  |  | 0 | 0 | 0 | 0 | 0 |  | 0 | 0 | 0 | 0 | 597.3438 | yes |  | 0 | 0 | 0 | 597.3438 | 0 | no | 0 | 0 | 0 | 597.3438 | 0
| 17718.987 | 0 | no | Surplus | yes |  | 0 | 0 | 0 | 2494.238 | 0 | no | 0 | 0 | 0 | 2494.238 | 4860 | no | 17718.987 | 0 | 24300 |  |  | 0 |  |  | 0 | 0 | 0 | 0 | 0 |  | 0 | 0 | 0 | 0 | 0 | 17718.987 | 14093.745 | 14358.9846 | 0 | no | Surplus | yes |  | 0 | 0 | 0 | 2286.5021 | 0 | no | 0 | 0 | 0 | 2286.5021 | 0 |  |  | 0 | 0 | 0 | 0 | 0 |  | 0 | 0 | 0 | 0 | 0
| 18128.5541 | 0 | yes | Deficit |  |  | 0 | 0 | 0 | 0 | 0 |  | 0 | 0 | 0 | 0 | 4860 | no |  | 0 | 24300 | no | 18128.5541 | 0 | no | no | 0 | 0 | 0 | 0 | 0 |  | 0 | 0 | 0 | 0 | 0 | 18128.5541 | 15557.6323 | 14690.8867 | 0 | yes | Deficit |  |  | 0 | 0 | 0 | 0 | 0 |  | 0 | 0 | 0 | 0 | 1198.6477 | yes |  | 0 | 0 | 0 | 1198.6477 | 0 | no | 0 | 0 | 0 | 1198.6477 | 0
| 19234.7569 | 0 | yes | Deficit |  |  | 0 | 0 | 0 | 0 | 0 |  | 0 | 0 | 0 | 0 | 4860 | no |  | 0 | 24300 | no | 19234.7569 | 0 | no | no | 0 | 0 | 0 | 0 | 0 |  | 0 | 0 | 0 | 0 | 0 | 19234.7569 | 14307.9264 | 15587.3232 | 0 | no | Surplus | yes |  | 0 | 0 | 0 | 382.9602 | 0 | no | 0 | 0 | 0 | 382.9602 | 0 |  |  | 0 | 0 | 0 | 0 | 0 |  | 0 | 0 | 0 | 0 | 0
| 19974.3887 | 0 | yes | Deficit |  |  | 0 | 0 | 0 | 0 | 0 |  | 0 | 0 | 0 | 0 | 4860 | no |  | 0 | 24300 | no | 19974.3887 | 0 | no | no | 0 | 0 | 0 | 0 | 0 |  | 0 | 0 | 0 | 0 | 0 | 19974.3887 | 14741.6939 | 16186.7007 | 0 | no | Surplus | yes |  | 0 | 0 | 0 | 845.6293 | 0 | no | 0 | 0 | 0 | 845.6293 | 0 |  |  | 0 | 0 | 0 | 0 | 0 |  | 0 | 0 | 0 | 0 | 0
| 19178.2687 | 0 | no | Surplus | yes |  | 0 | 0 | 0 | 796.12 | 0 | no | 0 | 0 | 0 | 796.12 | 4860 | no | 19178.2687 | 0 | 24300 |  |  | 0 |  |  | 0 | 0 | 0 | 0 | 0 |  | 0 | 0 | 0 | 0 | 0 | 19178.2687 | 13804.3611 | 15541.5467 | 0 | no | Surplus | yes |  | 0 | 0 | 0 | 2382.3396 | 0 | no | 0 | 0 | 0 | 2382.3396 | 0 |  |  | 0 | 0 | 0 | 0 | 0 |  | 0 | 0 | 0 | 0 | 0
| 19429.0073 | 0 | yes | Deficit |  |  | 0 | 0 | 0 | 0 | 0 |  | 0 | 0 | 0 | 0 | 4860 | no |  | 0 | 24300 | no | 19429.0073 | 0 | no | no | 0 | 0 | 0 | 0 | 0 |  | 0 | 0 | 0 | 0 | 0 | 19429.0073 | 12990.1761 | 15744.7385 | 0 | no | Surplus | yes |  | 0 | 0 | 0 | 2551.3706 | 0 | no | 0 | 0 | 0 | 2551.3706 | 0 |  |  | 0 | 0 | 0 | 0 | 0 |  | 0 | 0 | 0 | 0 | 0
| 20939.9667 | 0 | yes | Deficit |  |  | 0 | 0 | 0 | 0 | 0 |  | 0 | 0 | 0 | 0 | 4860 | no |  | 0 | 24300 | no | 20939.9667 | 0 | no | no | 0 | 0 | 0 | 0 | 0 |  | 0 | 0 | 0 | 0 | 0 | 20939.9667 | 13253.3447 | 16969.1789 | 0 | no | Surplus | yes |  | 0 | 0 | 0 | 2491.3939 | 0 | no | 0 | 0 | 0 | 2491.3939 | 0 |  |  | 0 | 0 | 0 | 0 | 0 |  | 0 | 0 | 0 | 0 | 0
| 18642.5838 | 0 | no | Surplus | yes |  | 0 | 0 | 0 | 2297.3829 | 0 | no | 0 | 0 | 0 | 2297.3829 | 4860 | no | 18642.5838 | 0 | 24300 |  |  | 0 |  |  | 0 | 0 | 0 | 0 | 0 |  | 0 | 0 | 0 | 0 | 0 | 18642.5838 | 13731.0072 | 15107.4423 | 0 | no | Surplus | yes |  | 0 | 0 | 0 | 3238.1717 | 0 | no | 0 | 0 | 0 | 3238.1717 | 0 |  |  | 0 | 0 | 0 | 0 | 0 |  | 0 | 0 | 0 | 0 | 0
| 18552.3488 | 0 | no | Surplus | yes |  | 0 | 0 | 0 | 90.235 | 0 | no | 0 | 0 | 0 | 90.235 | 4860 | no | 18552.3488 | 0 | 24300 |  |  | 0 |  |  | 0 | 0 | 0 | 0 | 0 |  | 0 | 0 | 0 | 0 | 0 | 18552.3488 | 12644.6185 | 15034.3183 | 0 | no | Surplus | yes |  | 0 | 0 | 0 | 2462.8239 | 0 | no | 0 | 0 | 0 | 2462.8239 | 0 |  |  | 0 | 0 | 0 | 0 | 0 |  | 0 | 0 | 0 | 0 | 0
| 19126.171 | 0 | yes | Deficit |  |  | 0 | 0 | 0 | 0 | 0 |  | 0 | 0 | 0 | 0 | 4860 | no |  | 0 | 24300 | no | 19126.171 | 0 | no | no | 0 | 0 | 0 | 0 | 0 |  | 0 | 0 | 0 | 0 | 0 | 19126.171 | 14186.4212 | 15499.3282 | 0 | no | Surplus | yes |  | 0 | 0 | 0 | 847.8972 | 0 | no | 0 | 0 | 0 | 847.8972 | 0 |  |  | 0 | 0 | 0 | 0 | 0 |  | 0 | 0 | 0 | 0 | 0
| 19755.9355 | 0 | yes | Deficit |  |  | 0 | 0 | 0 | 0 | 0 |  | 0 | 0 | 0 | 0 | 4860 | no |  | 0 | 24300 | no | 19755.9355 | 0 | no | no | 0 | 0 | 0 | 0 | 0 |  | 0 | 0 | 0 | 0 | 0 | 19755.9355 | 12401.6405 | 16009.6722 | 0 | no | Surplus | yes |  | 0 | 0 | 0 | 3097.6877 | 0 | no | 0 | 0 | 0 | 3097.6877 | 0 |  |  | 0 | 0 | 0 | 0 | 0 |  | 0 | 0 | 0 | 0 | 0
| 20525.651 | 0 | yes | Deficit |  |  | 0 | 0 | 0 | 0 | 0 |  | 0 | 0 | 0 | 0 | 4860 | no |  | 0 | 24300 | no | 20525.651 | 0 | no | no | 0 | 0 | 0 | 0 | 0 |  | 0 | 0 | 0 | 0 | 0 | 20525.651 | 12559.7278 | 16633.4287 | 0 | no | Surplus | yes |  | 0 | 0 | 0 | 3449.9444 | 0 | no | 0 | 0 | 0 | 3449.9444 | 0 |  |  | 0 | 0 | 0 | 0 | 0 |  | 0 | 0 | 0 | 0 | 0
| 20982.8992 | 0 | yes | Deficit |  |  | 0 | 0 | 0 | 0 | 0 |  | 0 | 0 | 0 | 0 | 4860 | no |  | 0 | 24300 | no | 20982.8992 | 0 | no | no | 0 | 0 | 0 | 0 | 0 |  | 0 | 0 | 0 | 0 | 0 | 20982.8992 | 12787.5215 | 17003.9702 | 0 | no | Surplus | yes |  | 0 | 0 | 0 | 3845.9072 | 0 | no | 0 | 0 | 0 | 3845.9072 | 0 |  |  | 0 | 0 | 0 | 0 | 0 |  | 0 | 0 | 0 | 0 | 0
| 19476.8424 | 0 | no | Surplus | yes |  | 0 | 0 | 0 | 1506.0568 | 0 | no | 0 | 0 | 0 | 1506.0568 | 4860 | no | 19476.8424 | 0 | 24300 |  |  | 0 |  |  | 0 | 0 | 0 | 0 | 0 |  | 0 | 0 | 0 | 0 | 0 | 19476.8424 | 14053.1138 | 15783.5028 | 0 | no | Surplus | yes |  | 0 | 0 | 0 | 2950.8564 | 0 | no | 0 | 0 | 0 | 2950.8564 | 0 |  |  | 0 | 0 | 0 | 0 | 0 |  | 0 | 0 | 0 | 0 | 0
| 21541.6081 | 0 | yes | Deficit |  |  | 0 | 0 | 0 | 0 | 0 |  | 0 | 0 | 0 | 0 | 4860 | no |  | 0 | 24300 | no | 21541.6081 | 0 | no | no | 0 | 0 | 0 | 0 | 0 |  | 0 | 0 | 0 | 0 | 0 | 21541.6081 | 14920.3546 | 17456.7327 | 0 | no | Surplus | yes |  | 0 | 0 | 0 | 863.1482 | 0 | no | 0 | 0 | 0 | 863.1482 | 0 |  |  | 0 | 0 | 0 | 0 | 0 |  | 0 | 0 | 0 | 0 | 0
| 19764.1743 | 0 | no | Surplus | yes |  | 0 | 0 | 0 | 1777.4339 | 0 | no | 0 | 0 | 0 | 1777.4339 | 4860 | no | 19764.1743 | 0 | 24300 |  |  | 0 |  |  | 0 | 0 | 0 | 0 | 0 |  | 0 | 0 | 0 | 0 | 0 | 19764.1743 | 15854.7581 | 16016.3487 | 0 | no | Surplus | yes |  | 0 | 0 | 0 | 1601.9745 | 0 | no | 0 | 0 | 0 | 1601.9745 | 0 |  |  | 0 | 0 | 0 | 0 | 0 |  | 0 | 0 | 0 | 0 | 0
| 19065.9793 | 0 | no | Surplus | yes |  | 0 | 0 | 0 | 698.195 | 0 | no | 0 | 0 | 0 | 698.195 | 4860 | no | 19065.9793 | 0 | 24300 |  |  | 0 |  |  | 0 | 0 | 0 | 0 | 0 |  | 0 | 0 | 0 | 0 | 0 | 19065.9793 | 15215.5056 | 15450.5505 | 0 | no | Surplus | yes |  | 0 | 0 | 0 | 800.8431 | 0 | no | 0 | 0 | 0 | 800.8431 | 0 |  |  | 0 | 0 | 0 | 0 | 0 |  | 0 | 0 | 0 | 0 | 0
| 19711.0043 | 0 | yes | Deficit |  |  | 0 | 0 | 0 | 0 | 0 |  | 0 | 0 | 0 | 0 | 4860 | no |  | 0 | 24300 | no | 19711.0043 | 0 | no | no | 0 | 0 | 0 | 0 | 0 |  | 0 | 0 | 0 | 0 | 0 | 19711.0043 | 14759.3802 | 15973.2612 | 0 | no | Surplus | yes |  | 0 | 0 | 0 | 691.1702 | 0 | no | 0 | 0 | 0 | 691.1702 | 0 |  |  | 0 | 0 | 0 | 0 | 0 |  | 0 | 0 | 0 | 0 | 0
| 19676.3524 | 0 | no | Surplus | yes |  | 0 | 0 | 0 | 34.6519 | 0 | no | 0 | 0 | 0 | 34.6519 | 4860 | no | 19676.3524 | 0 | 24300 |  |  | 0 |  |  | 0 | 0 | 0 | 0 | 0 |  | 0 | 0 | 0 | 0 | 0 | 19676.3524 | 15729.7324 | 15945.1802 | 0 | no | Surplus | yes |  | 0 | 0 | 0 | 243.5288 | 0 | no | 0 | 0 | 0 | 243.5288 | 0 |  |  | 0 | 0 | 0 | 0 | 0 |  | 0 | 0 | 0 | 0 | 0
| 19186.3614 | 0 | no | Surplus | yes |  | 0 | 0 | 0 | 489.9909 | 0 | no | 0 | 0 | 0 | 489.9909 | 4860 | no | 19186.3614 | 0 | 24300 |  |  | 0 |  |  | 0 | 0 | 0 | 0 | 0 |  | 0 | 0 | 0 | 0 | 0 | 19186.3614 | 15324.394 | 15548.1049 | 0 | no | Surplus | yes |  | 0 | 0 | 0 | 620.7862 | 0 | no | 0 | 0 | 0 | 620.7862 | 0 |  |  | 0 | 0 | 0 | 0 | 0 |  | 0 | 0 | 0 | 0 | 0
| 19447.93 | 0 | yes | Deficit |  |  | 0 | 0 | 0 | 0 | 0 |  | 0 | 0 | 0 | 0 | 4860 | no |  | 0 | 24300 | no | 19447.93 | 0 | no | no | 0 | 0 | 0 | 0 | 0 |  | 0 | 0 | 0 | 0 | 0 | 19447.93 | 14939.3494 | 15760.0729 | 0 | no | Surplus | yes |  | 0 | 0 | 0 | 608.7555 | 0 | no | 0 | 0 | 0 | 608.7555 | 0 |  |  | 0 | 0 | 0 | 0 | 0 |  | 0 | 0 | 0 | 0 | 0
| 18661.1004 | 0 | no | Surplus | yes |  | 0 | 0 | 0 | 786.8297 | 0 | no | 0 | 0 | 0 | 786.8297 | 4860 | no | 18661.1004 | 0 | 24300 |  |  | 0 |  |  | 0 | 0 | 0 | 0 | 0 |  | 0 | 0 | 0 | 0 | 0 | 18661.1004 | 13640.6024 | 15122.4476 | 0 | no | Surplus | yes |  | 0 | 0 | 0 | 2119.4706 | 0 | no | 0 | 0 | 0 | 2119.4706 | 0 |  |  | 0 | 0 | 0 | 0 | 0 |  | 0 | 0 | 0 | 0 | 0
| 18951.9715 | 0 | yes | Deficit |  |  | 0 | 0 | 0 | 0 | 0 |  | 0 | 0 | 0 | 0 | 4860 | no |  | 0 | 24300 | no | 18951.9715 | 0 | no | no | 0 | 0 | 0 | 0 | 0 |  | 0 | 0 | 0 | 0 | 0 | 18951.9715 | 14895.8508 | 15358.1617 | 0 | no | Surplus | yes |  | 0 | 0 | 0 | 226.5968 | 0 | no | 0 | 0 | 0 | 226.5968 | 0 |  |  | 0 | 0 | 0 | 0 | 0 |  | 0 | 0 | 0 | 0 | 0
| 18588.0569 | 0 | no | Surplus | yes |  | 0 | 0 | 0 | 363.9146 | 0 | no | 0 | 0 | 0 | 363.9146 | 4860 | no | 18588.0569 | 0 | 24300 |  |  | 0 |  |  | 0 | 0 | 0 | 0 | 0 |  | 0 | 0 | 0 | 0 | 0 | 18588.0569 | 14995.5172 | 15063.2552 | 0 | no | Surplus | yes |  | 0 | 0 | 0 | 362.6445 | 0 | no | 0 | 0 | 0 | 362.6445 | 0 |  |  | 0 | 0 | 0 | 0 | 0 |  | 0 | 0 | 0 | 0 | 0
| 19624.2331 | 0 | yes | Deficit |  |  | 0 | 0 | 0 | 0 | 0 |  | 0 | 0 | 0 | 0 | 4860 | no |  | 0 | 24300 | no | 19624.2331 | 0 | no | no | 0 | 0 | 0 | 0 | 0 |  | 0 | 0 | 0 | 0 | 0 | 19624.2331 | 15287.8204 | 15902.9442 | 0 | yes | Deficit |  |  | 0 | 0 | 0 | 0 | 0 |  | 0 | 0 | 0 | 0 | 224.5652 | yes |  | 0 | 0 | 0 | 224.5652 | 0 | no | 0 | 0 | 0 | 224.5652 | 0
| 18371.9162 | 0 | no | Surplus | yes |  | 0 | 0 | 0 | 1252.3169 | 0 | no | 0 | 0 | 0 | 1252.3169 | 4860 | no | 18371.9162 | 0 | 24300 |  |  | 0 |  |  | 0 | 0 | 0 | 0 | 0 |  | 0 | 0 | 0 | 0 | 0 | 18371.9162 | 14806.2239 | 14888.1007 | 0 | no | Surplus | yes |  | 0 | 0 | 0 | 1096.7202 | 0 | no | 0 | 0 | 0 | 1096.7202 | 0 |  |  | 0 | 0 | 0 | 0 | 0 |  | 0 | 0 | 0 | 0 | 0
| 18284.7899 | 0 | no | Surplus | yes |  | 0 | 0 | 0 | 87.1264 | 0 | no | 0 | 0 | 0 | 87.1264 | 4860 | no | 18284.7899 | 0 | 24300 |  |  | 0 |  |  | 0 | 0 | 0 | 0 | 0 |  | 0 | 0 | 0 | 0 | 0 | 18284.7899 | 14859.0151 | 14817.4958 | 0 | no | Surplus | yes |  | 0 | 0 | 0 | 29.0855 | 0 | no | 0 | 0 | 0 | 29.0855 | 0 |  |  | 0 | 0 | 0 | 0 | 0 |  | 0 | 0 | 0 | 0 | 0
| 18086.0732 | 0 | no | Surplus | yes |  | 0 | 0 | 0 | 198.7166 | 0 | no | 0 | 0 | 0 | 198.7166 | 4860 | no | 18086.0732 | 0 | 24300 |  |  | 0 |  |  | 0 | 0 | 0 | 0 | 0 |  | 0 | 0 | 0 | 0 | 0 | 18086.0732 | 15512.237 | 14656.4613 | 0 | yes | Deficit |  |  | 0 | 0 | 0 | 0 | 0 |  | 0 | 0 | 0 | 0 | 694.7411 | yes |  | 0 | 0 | 0 | 694.7411 | 0 | no | 0 | 0 | 0 | 694.7411 | 0
| 18630.1015 | 0 | yes | Deficit |  |  | 0 | 0 | 0 | 0 | 0 |  | 0 | 0 | 0 | 0 | 4860 | no |  | 0 | 24300 | no | 18630.1015 | 0 | no | no | 0 | 0 | 0 | 0 | 0 |  | 0 | 0 | 0 | 0 | 0 | 18630.1015 | 15246.0539 | 15097.327 | 0 | yes | Deficit |  |  | 0 | 0 | 0 | 0 | 0 |  | 0 | 0 | 0 | 0 | 589.5926 | yes |  | 0 | 0 | 0 | 589.5926 | 0 | no | 0 | 0 | 0 | 589.5926 | 0
| 18911.1929 | 0 | yes | Deficit |  |  | 0 | 0 | 0 | 0 | 0 |  | 0 | 0 | 0 | 0 | 4860 | no |  | 0 | 24300 | no | 18911.1929 | 0 | no | no | 0 | 0 | 0 | 0 | 0 |  | 0 | 0 | 0 | 0 | 0 | 18911.1929 | 14727.9781 | 15325.1158 | 0 | no | Surplus | yes |  | 0 | 0 | 0 | 369.3489 | 0 | no | 0 | 0 | 0 | 369.3489 | 0 |  |  | 0 | 0 | 0 | 0 | 0 |  | 0 | 0 | 0 | 0 | 0
| 17731.8026 | 0 | no | Surplus | yes |  | 0 | 0 | 0 | 1179.3903 | 0 | no | 0 | 0 | 0 | 1179.3903 | 4860 | no | 17731.8026 | 0 | 24300 |  |  | 0 |  |  | 0 | 0 | 0 | 0 | 0 |  | 0 | 0 | 0 | 0 | 0 | 17731.8026 | 14516.7257 | 14369.37 | 0 | no | Surplus | yes |  | 0 | 0 | 0 | 808.39 | 0 | no | 0 | 0 | 0 | 808.39 | 0 |  |  | 0 | 0 | 0 | 0 | 0 |  | 0 | 0 | 0 | 0 | 0
| 20160.4136 | 0 | yes | Deficit |  |  | 0 | 0 | 0 | 0 | 0 |  | 0 | 0 | 0 | 0 | 4860 | no |  | 0 | 24300 | no | 20160.4136 | 0 | no | no | 0 | 0 | 0 | 0 | 0 |  | 0 | 0 | 0 | 0 | 0 | 20160.4136 | 13873.9776 | 16337.4502 | 0 | no | Surplus | yes |  | 0 | 0 | 0 | 495.3925 | 0 | no | 0 | 0 | 0 | 495.3925 | 0 |  |  | 0 | 0 | 0 | 0 | 0 |  | 0 | 0 | 0 | 0 | 0
| 19052.0206 | 0 | no | Surplus | yes |  | 0 | 0 | 0 | 1108.393 | 0 | no | 0 | 0 | 0 | 1108.393 | 4860 | no | 19052.0206 | 0 | 24300 |  |  | 0 |  |  | 0 | 0 | 0 | 0 | 0 |  | 0 | 0 | 0 | 0 | 0 | 19052.0206 | 14180.1802 | 15439.2387 | 0 | no | Surplus | yes |  | 0 | 0 | 0 | 2157.27 | 0 | no | 0 | 0 | 0 | 2157.27 | 0 |  |  | 0 | 0 | 0 | 0 | 0 |  | 0 | 0 | 0 | 0 | 0
| 16609.5864 | 0 | no | Surplus | yes |  | 0 | 0 | 0 | 2442.4342 | 0 | no | 0 | 0 | 0 | 2442.4342 | 4860 | no | 16609.5864 | 0 | 24300 |  |  | 0 |  |  | 0 | 0 | 0 | 0 | 0 |  | 0 | 0 | 0 | 0 | 0 | 16609.5864 | 14121.0769 | 13459.9566 | 0 | no | Surplus | yes |  | 0 | 0 | 0 | 1318.1619 | 0 | no | 0 | 0 | 0 | 1318.1619 | 0 |  |  | 0 | 0 | 0 | 0 | 0 |  | 0 | 0 | 0 | 0 | 0
| 16001.5533 | 0 | no | Surplus | yes |  | 0 | 0 | 0 | 608.0331 | 0 | no | 0 | 0 | 0 | 608.0331 | 4860 | no | 16001.5533 | 0 | 24300 |  |  | 0 |  |  | 0 | 0 | 0 | 0 | 0 |  | 0 | 0 | 0 | 0 | 0 | 16001.5533 | 13891.2143 | 12967.2231 | 0 | yes | Deficit |  |  | 0 | 0 | 0 | 0 | 0 |  | 0 | 0 | 0 | 0 | 431.2578 | yes |  | 0 | 0 | 0 | 431.2578 | 0 | no | 0 | 0 | 0 | 431.2578 | 0
| 18586.9028 | 0 | yes | Deficit |  |  | 0 | 0 | 0 | 0 | 0 |  | 0 | 0 | 0 | 0 | 4860 | no |  | 0 | 24300 | no | 18586.9028 | 0 | no | no | 0 | 0 | 0 | 0 | 0 |  | 0 | 0 | 0 | 0 | 0 | 18586.9028 | 13373.2758 | 15062.3199 | 0 | yes | Deficit |  |  | 0 | 0 | 0 | 0 | 0 |  | 0 | 0 | 0 | 0 | 406.0527 | yes |  | 0 | 0 | 0 | 406.0527 | 0 | no | 0 | 0 | 0 | 406.0527 | 0
| 17508.308 | 0 | no | Surplus | yes |  | 0 | 0 | 0 | 1078.5948 | 0 | no | 0 | 0 | 0 | 1078.5948 | 4860 | no | 17508.308 | 0 | 24300 |  |  | 0 |  |  | 0 | 0 | 0 | 0 | 0 |  | 0 | 0 | 0 | 0 | 0 | 17508.308 | 13222.814 | 14188.2561 | 0 | no | Surplus | yes |  | 0 | 0 | 0 | 1839.5059 | 0 | no | 0 | 0 | 0 | 1839.5059 | 0 |  |  | 0 | 0 | 0 | 0 | 0 |  | 0 | 0 | 0 | 0 | 0
| 19047.5329 | 0 | yes | Deficit |  |  | 0 | 0 | 0 | 0 | 0 |  | 0 | 0 | 0 | 0 | 4860 | no |  | 0 | 24300 | no | 19047.5329 | 0 | no | no | 0 | 0 | 0 | 0 | 0 |  | 0 | 0 | 0 | 0 | 0 | 19047.5329 | 12585.7539 | 15435.602 | 0 | no | Surplus | yes |  | 0 | 0 | 0 | 1602.5022 | 0 | no | 0 | 0 | 0 | 1602.5022 | 0 |  |  | 0 | 0 | 0 | 0 | 0 |  | 0 | 0 | 0 | 0 | 0
| 19165.2917 | 0 | yes | Deficit |  |  | 0 | 0 | 0 | 0 | 0 |  | 0 | 0 | 0 | 0 | 4860 | no |  | 0 | 24300 | no | 19165.2917 | 0 | no | no | 0 | 0 | 0 | 0 | 0 |  | 0 | 0 | 0 | 0 | 0 | 19165.2917 | 12646.4434 | 15531.0305 | 0 | no | Surplus | yes |  | 0 | 0 | 0 | 2789.1587 | 0 | no | 0 | 0 | 0 | 2789.1587 | 0 |  |  | 0 | 0 | 0 | 0 | 0 |  | 0 | 0 | 0 | 0 | 0
| 21709.8955 | 0 | yes | Deficit |  |  | 0 | 0 | 0 | 0 | 0 |  | 0 | 0 | 0 | 0 | 4860 | no |  | 0 | 24300 | no | 21709.8955 | 0 | no | no | 0 | 0 | 0 | 0 | 0 |  | 0 | 0 | 0 | 0 | 0 | 21709.8955 | 11701.1424 | 17593.1082 | 0 | no | Surplus | yes |  | 0 | 0 | 0 | 3829.8882 | 0 | no | 0 | 0 | 0 | 3829.8882 | 0 |  |  | 0 | 0 | 0 | 0 | 0 |  | 0 | 0 | 0 | 0 | 0
| 17874.1975 | 0 | no | Surplus | yes |  | 0 | 0 | 0 | 3835.698 | 0 | no | 0 | 0 | 0 | 3835.698 | 4860 | no | 17874.1975 | 0 | 24300 |  |  | 0 |  |  | 0 | 0 | 0 | 0 | 0 |  | 0 | 0 | 0 | 0 | 0 | 17874.1975 | 11567.1565 | 14484.763 | 0 | no | Surplus | yes |  | 0 | 0 | 0 | 6025.9517 | 0 | no | 0 | 0 | 0 | 6025.9517 | 0 |  |  | 0 | 0 | 0 | 0 | 0 |  | 0 | 0 | 0 | 0 | 0
| 18118.313 | 0 | yes | Deficit |  |  | 0 | 0 | 0 | 0 | 0 |  | 0 | 0 | 0 | 0 | 4860 | no |  | 0 | 24300 | no | 18118.313 | 0 | no | no | 0 | 0 | 0 | 0 | 0 |  | 0 | 0 | 0 | 0 | 0 | 18118.313 | 12603.6513 | 14682.5875 | 0 | no | Surplus | yes |  | 0 | 0 | 0 | 1881.1117 | 0 | no | 0 | 0 | 0 | 1881.1117 | 0 |  |  | 0 | 0 | 0 | 0 | 0 |  | 0 | 0 | 0 | 0 | 0
| 17996.0663 | 0 | no | Surplus | yes |  | 0 | 0 | 0 | 122.2467 | 0 | no | 0 | 0 | 0 | 122.2467 | 4860 | no | 17996.0663 | 0 | 24300 |  |  | 0 |  |  | 0 | 0 | 0 | 0 | 0 |  | 0 | 0 | 0 | 0 | 0 | 17996.0663 | 12026.6227 | 14583.5221 | 0 | no | Surplus | yes |  | 0 | 0 | 0 | 2655.9648 | 0 | no | 0 | 0 | 0 | 2655.9648 | 0 |  |  | 0 | 0 | 0 | 0 | 0 |  | 0 | 0 | 0 | 0 | 0
| 18343.0881 | 0 | yes | Deficit |  |  | 0 | 0 | 0 | 0 | 0 |  | 0 | 0 | 0 | 0 | 4860 | no |  | 0 | 24300 | no | 18343.0881 | 0 | no | no | 0 | 0 | 0 | 0 | 0 |  | 0 | 0 | 0 | 0 | 0 | 18343.0881 | 12078.7404 | 14864.7392 | 0 | no | Surplus | yes |  | 0 | 0 | 0 | 2504.7817 | 0 | no | 0 | 0 | 0 | 2504.7817 | 0 |  |  | 0 | 0 | 0 | 0 | 0 |  | 0 | 0 | 0 | 0 | 0
| 16731.7833 | 0 | no | Surplus | yes |  | 0 | 0 | 0 | 1611.3049 | 0 | no | 0 | 0 | 0 | 1611.3049 | 4860 | no | 16731.7833 | 0 | 24300 |  |  | 0 |  |  | 0 | 0 | 0 | 0 | 0 |  | 0 | 0 | 0 | 0 | 0 | 16731.7833 | 13692.6985 | 13558.9816 | 0 | no | Surplus | yes |  | 0 | 0 | 0 | 1172.0407 | 0 | no | 0 | 0 | 0 | 1172.0407 | 0 |  |  | 0 | 0 | 0 | 0 | 0 |  | 0 | 0 | 0 | 0 | 0
| 16819.4234 | 0 | yes | Deficit |  |  | 0 | 0 | 0 | 0 | 0 |  | 0 | 0 | 0 | 0 | 4860 | no |  | 0 | 24300 | no | 16819.4234 | 0 | no | no | 0 | 0 | 0 | 0 | 0 |  | 0 | 0 | 0 | 0 | 0 | 16819.4234 | 13422.8375 | 13630.0028 | 0 | no | Surplus | yes |  | 0 | 0 | 0 | 136.144 | 0 | no | 0 | 0 | 0 | 136.144 | 0 |  |  | 0 | 0 | 0 | 0 | 0 |  | 0 | 0 | 0 | 0 | 0
| 17563.0054 | 0 | yes | Deficit |  |  | 0 | 0 | 0 | 0 | 0 |  | 0 | 0 | 0 | 0 | 4860 | no |  | 0 | 24300 | no | 17563.0054 | 0 | no | no | 0 | 0 | 0 | 0 | 0 |  | 0 | 0 | 0 | 0 | 0 | 17563.0054 | 13789.4228 | 14232.5814 | 0 | yes | Deficit |  |  | 0 | 0 | 0 | 0 | 0 |  | 0 | 0 | 0 | 0 | 159.42 | yes |  | 0 | 0 | 0 | 159.42 | 0 | no | 0 | 0 | 0 | 159.42 | 0
| 19988.956 | 0 | yes | Deficit |  |  | 0 | 0 | 0 | 0 | 0 |  | 0 | 0 | 0 | 0 | 4860 | no |  | 0 | 24300 | no | 19988.956 | 0 | no | no | 0 | 0 | 0 | 0 | 0 |  | 0 | 0 | 0 | 0 | 0 | 19988.956 | 14590.9768 | 16198.5057 | 0 | yes | Deficit |  |  | 0 | 0 | 0 | 0 | 0 |  | 0 | 0 | 0 | 0 | 358.3954 | yes |  | 0 | 0 | 0 | 358.3954 | 0 | no | 0 | 0 | 0 | 358.3954 | 0
| 18571.412 | 0 | no | Surplus | yes |  | 0 | 0 | 0 | 1417.544 | 0 | no | 0 | 0 | 0 | 1417.544 | 4860 | no | 18571.412 | 0 | 24300 |  |  | 0 |  |  | 0 | 0 | 0 | 0 | 0 |  | 0 | 0 | 0 | 0 | 0 | 18571.412 | 13133.6847 | 15049.7666 | 0 | no | Surplus | yes |  | 0 | 0 | 0 | 3064.821 | 0 | no | 0 | 0 | 0 | 3064.821 | 0 |  |  | 0 | 0 | 0 | 0 | 0 |  | 0 | 0 | 0 | 0 | 0
| 17603.9478 | 0 | no | Surplus | yes |  | 0 | 0 | 0 | 967.4642 | 0 | no | 0 | 0 | 0 | 967.4642 | 4860 | no | 17603.9478 | 0 | 24300 |  |  | 0 |  |  | 0 | 0 | 0 | 0 | 0 |  | 0 | 0 | 0 | 0 | 0 | 17603.9478 | 12814.9022 | 14265.7599 | 0 | no | Surplus | yes |  | 0 | 0 | 0 | 2234.8645 | 0 | no | 0 | 0 | 0 | 2234.8645 | 0 |  |  | 0 | 0 | 0 | 0 | 0 |  | 0 | 0 | 0 | 0 | 0
| 16294.9906 | 0 | no | Surplus | yes |  | 0 | 0 | 0 | 1308.9572 | 0 | no | 0 | 0 | 0 | 1308.9572 | 4860 | no | 16294.9906 | 0 | 24300 |  |  | 0 |  |  | 0 | 0 | 0 | 0 | 0 |  | 0 | 0 | 0 | 0 | 0 | 16294.9906 | 14402.8739 | 13205.0167 | 0 | yes | Deficit |  |  | 0 | 0 | 0 | 0 | 0 |  | 0 | 0 | 0 | 0 | 137.1139 | yes |  | 0 | 0 | 0 | 137.1139 | 0 | no | 0 | 0 | 0 | 137.1139 | 0
| 16456.1205 | 0 | yes | Deficit |  |  | 0 | 0 | 0 | 0 | 0 |  | 0 | 0 | 0 | 0 | 4860 | no |  | 0 | 24300 | no | 16456.1205 | 0 | no | no | 0 | 0 | 0 | 0 | 0 |  | 0 | 0 | 0 | 0 | 0 | 16456.1205 | 13655.9015 | 13335.592 | 0 | yes | Deficit |  |  | 0 | 0 | 0 | 0 | 0 |  | 0 | 0 | 0 | 0 | 450.8848 | yes |  | 0 | 0 | 0 | 450.8848 | 0 | no | 0 | 0 | 0 | 450.8848 | 0
| 17266.6343 | 0 | yes | Deficit |  |  | 0 | 0 | 0 | 0 | 0 |  | 0 | 0 | 0 | 0 | 4860 | no |  | 0 | 24300 | no | 17266.6343 | 0 | no | no | 0 | 0 | 0 | 0 | 0 |  | 0 | 0 | 0 | 0 | 0 | 17266.6343 | 12447.0481 | 13992.4103 | 0 | no | Surplus | yes |  | 0 | 0 | 0 | 888.5438 | 0 | no | 0 | 0 | 0 | 888.5438 | 0 |  |  | 0 | 0 | 0 | 0 | 0 |  | 0 | 0 | 0 | 0 | 0
| 17367.0765 | 0 | yes | Deficit |  |  | 0 | 0 | 0 | 0 | 0 |  | 0 | 0 | 0 | 0 | 4860 | no |  | 0 | 24300 | no | 17367.0765 | 0 | no | no | 0 | 0 | 0 | 0 | 0 |  | 0 | 0 | 0 | 0 | 0 | 17367.0765 | 14064.2718 | 14073.8059 | 0 | yes | Deficit |  |  | 0 | 0 | 0 | 0 | 0 |  | 0 | 0 | 0 | 0 | 71.8615 | yes |  | 0 | 0 | 0 | 71.8615 | 0 | no | 0 | 0 | 0 | 71.8615 | 0
| 17655.8368 | 0 | yes | Deficit |  |  | 0 | 0 | 0 | 0 | 0 |  | 0 | 0 | 0 | 0 | 4860 | no |  | 0 | 24300 | no | 17655.8368 | 0 | no | no | 0 | 0 | 0 | 0 | 0 |  | 0 | 0 | 0 | 0 | 0 | 17655.8368 | 13688.9724 | 14307.8094 | 0 | no | Surplus | yes |  | 0 | 0 | 0 | 384.8335 | 0 | no | 0 | 0 | 0 | 384.8335 | 0 |  |  | 0 | 0 | 0 | 0 | 0 |  | 0 | 0 | 0 | 0 | 0
| 17777.6504 | 0 | yes | Deficit |  |  | 0 | 0 | 0 | 0 | 0 |  | 0 | 0 | 0 | 0 | 4860 | no |  | 0 | 24300 | no | 17777.6504 | 0 | no | no | 0 | 0 | 0 | 0 | 0 |  | 0 | 0 | 0 | 0 | 0 | 17777.6504 | 13646.0564 | 14406.5238 | 0 | no | Surplus | yes |  | 0 | 0 | 0 | 661.7529 | 0 | no | 0 | 0 | 0 | 661.7529 | 0 |  |  | 0 | 0 | 0 | 0 | 0 |  | 0 | 0 | 0 | 0 | 0
| 19933.0008 | 0 | yes | Deficit |  |  | 0 | 0 | 0 | 0 | 0 |  | 0 | 0 | 0 | 0 | 4860 | no |  | 0 | 24300 | no | 19933.0008 | 0 | no | no | 0 | 0 | 0 | 0 | 0 |  | 0 | 0 | 0 | 0 | 0 | 19933.0008 | 13591.6397 | 16153.1611 | 0 | no | Surplus | yes |  | 0 | 0 | 0 | 814.8841 | 0 | no | 0 | 0 | 0 | 814.8841 | 0 |  |  | 0 | 0 | 0 | 0 | 0 |  | 0 | 0 | 0 | 0 | 0
| 19378.5819 | 0 | no | Surplus | yes |  | 0 | 0 | 0 | 554.4189 | 0 | no | 0 | 0 | 0 | 554.4189 | 4860 | no | 19378.5819 | 0 | 24300 |  |  | 0 |  |  | 0 | 0 | 0 | 0 | 0 |  | 0 | 0 | 0 | 0 | 0 | 19378.5819 | 13589.2492 | 15703.8751 | 0 | no | Surplus | yes |  | 0 | 0 | 0 | 2563.912 | 0 | no | 0 | 0 | 0 | 2563.912 | 0 |  |  | 0 | 0 | 0 | 0 | 0 |  | 0 | 0 | 0 | 0 | 0
| 17456.574 | 0 | no | Surplus | yes |  | 0 | 0 | 0 | 1922.0079 | 0 | no | 0 | 0 | 0 | 1922.0079 | 4860 | no | 17456.574 | 0 | 24300 |  |  | 0 |  |  | 0 | 0 | 0 | 0 | 0 |  | 0 | 0 | 0 | 0 | 0 | 17456.574 | 12644.5675 | 14146.3322 | 0 | no | Surplus | yes |  | 0 | 0 | 0 | 3059.3077 | 0 | no | 0 | 0 | 0 | 3059.3077 | 0 |  |  | 0 | 0 | 0 | 0 | 0 |  | 0 | 0 | 0 | 0 | 0
| 17309.7174 | 0 | no | Surplus | yes |  | 0 | 0 | 0 | 146.8566 | 0 | no | 0 | 0 | 0 | 146.8566 | 4860 | no | 17309.7174 | 0 | 24300 |  |  | 0 |  |  | 0 | 0 | 0 | 0 | 0 |  | 0 | 0 | 0 | 0 | 0 | 17309.7174 | 11962.8025 | 14027.3237 | 0 | no | Surplus | yes |  | 0 | 0 | 0 | 2183.5298 | 0 | no | 0 | 0 | 0 | 2183.5298 | 0 |  |  | 0 | 0 | 0 | 0 | 0 |  | 0 | 0 | 0 | 0 | 0
| 18701.8473 | 0 | yes | Deficit |  |  | 0 | 0 | 0 | 0 | 0 |  | 0 | 0 | 0 | 0 | 4860 | no |  | 0 | 24300 | no | 18701.8473 | 0 | no | no | 0 | 0 | 0 | 0 | 0 |  | 0 | 0 | 0 | 0 | 0 | 18701.8473 | 13874.6402 | 15155.4678 | 0 | no | Surplus | yes |  | 0 | 0 | 0 | 152.6835 | 0 | no | 0 | 0 | 0 | 152.6835 | 0 |  |  | 0 | 0 | 0 | 0 | 0 |  | 0 | 0 | 0 | 0 | 0
| 17193.9928 | 0 | no | Surplus | yes |  | 0 | 0 | 0 | 1507.8545 | 0 | no | 0 | 0 | 0 | 1507.8545 | 4860 | no | 17193.9928 | 0 | 24300 |  |  | 0 |  |  | 0 | 0 | 0 | 0 | 0 |  | 0 | 0 | 0 | 0 | 0 | 17193.9928 | 13205.8439 | 13933.5436 | 0 | no | Surplus | yes |  | 0 | 0 | 0 | 1949.624 | 0 | no | 0 | 0 | 0 | 1949.624 | 0 |  |  | 0 | 0 | 0 | 0 | 0 |  | 0 | 0 | 0 | 0 | 0
| 16675.9892 | 0 | no | Surplus | yes |  | 0 | 0 | 0 | 518.0035 | 0 | no | 0 | 0 | 0 | 518.0035 | 4860 | no | 16675.9892 | 0 | 24300 |  |  | 0 |  |  | 0 | 0 | 0 | 0 | 0 |  | 0 | 0 | 0 | 0 | 0 | 16675.9892 | 13994.1148 | 13513.7676 | 0 | yes | Deficit |  |  | 0 | 0 | 0 | 0 | 0 |  | 0 | 0 | 0 | 0 | 60.5712 | yes |  | 0 | 0 | 0 | 60.5712 | 0 | no | 0 | 0 | 0 | 60.5712 | 0
| 15632.9013 | 0 | no | Surplus | yes |  | 0 | 0 | 0 | 1043.088 | 0 | no | 0 | 0 | 0 | 1043.088 | 4860 | no | 15632.9013 | 0 | 24300 |  |  | 0 |  |  | 0 | 0 | 0 | 0 | 0 |  | 0 | 0 | 0 | 0 | 0 | 15632.9013 | 14243.887 | 12668.4775 | 0 | yes | Deficit |  |  | 0 | 0 | 0 | 0 | 0 |  | 0 | 0 | 0 | 0 | 730.1194 | yes |  | 0 | 0 | 0 | 730.1194 | 0 | no | 0 | 0 | 0 | 730.1194 | 0
| 15272.38 | 0 | no | Surplus | yes |  | 0 | 0 | 0 | 360.5213 | 0 | no | 0 | 0 | 0 | 360.5213 | 4860 | no | 15272.38 | 0 | 24300 |  |  | 0 |  |  | 0 | 0 | 0 | 0 | 0 |  | 0 | 0 | 0 | 0 | 0 | 15272.38 | 14225.2601 | 12376.3209 | 0 | yes | Deficit |  |  | 0 | 0 | 0 | 0 | 0 |  | 0 | 0 | 0 | 0 | 1556.7825 | yes |  | 0 | 0 | 0 | 1556.7825 | 0 | no | 0 | 0 | 0 | 1556.7825 | 0
| 15737.9259 | 0 | yes | Deficit |  |  | 0 | 0 | 0 | 0 | 0 |  | 0 | 0 | 0 | 0 | 4860 | no |  | 0 | 24300 | no | 15737.9259 | 0 | no | no | 0 | 0 | 0 | 0 | 0 |  | 0 | 0 | 0 | 0 | 0 | 15737.9259 | 12867.1553 | 12753.5866 | 0 | yes | Deficit |  |  | 0 | 0 | 0 | 0 | 0 |  | 0 | 0 | 0 | 0 | 490.8344 | yes |  | 0 | 0 | 0 | 490.8344 | 0 | no | 0 | 0 | 0 | 490.8344 | 0
| 15788.3816 | 0 | yes | Deficit |  |  | 0 | 0 | 0 | 0 | 0 |  | 0 | 0 | 0 | 0 | 4860 | no |  | 0 | 24300 | no | 15788.3816 | 0 | no | no | 0 | 0 | 0 | 0 | 0 |  | 0 | 0 | 0 | 0 | 0 | 15788.3816 | 14615.7122 | 12794.4745 | 0 | yes | Deficit |  |  | 0 | 0 | 0 | 0 | 0 |  | 0 | 0 | 0 | 0 | 1862.1256 | yes |  | 0 | 0 | 0 | 1862.1256 | 0 | no | 0 | 0 | 0 | 1862.1256 | 0
| 15842.7583 | 0 | yes | Deficit |  |  | 0 | 0 | 0 | 0 | 0 |  | 0 | 0 | 0 | 0 | 4860 | no |  | 0 | 24300 | no | 15842.7583 | 0 | no | no | 0 | 0 | 0 | 0 | 0 |  | 0 | 0 | 0 | 0 | 0 | 15842.7583 | 15176.212 | 12838.54 | 0 | yes | Deficit |  |  | 0 | 0 | 0 | 0 | 0 |  | 0 | 0 | 0 | 0 | 2381.7374 | yes |  | 0 | 0 | 0 | 2381.7374 | 0 | no | 0 | 0 | 0 | 2381.7374 | 0
| 16268.9399 | 0 | yes | Deficit |  |  | 0 | 0 | 0 | 0 | 0 |  | 0 | 0 | 0 | 0 | 4860 | no |  | 0 | 24300 | no | 16268.9399 | 0 | no | no | 0 | 0 | 0 | 0 | 0 |  | 0 | 0 | 0 | 0 | 0 | 16268.9399 | 14240.5564 | 13183.9059 | 0 | yes | Deficit |  |  | 0 | 0 | 0 | 0 | 0 |  | 0 | 0 | 0 | 0 | 1402.0164 | yes |  | 0 | 0 | 0 | 1402.0164 | 0 | no | 0 | 0 | 0 | 1402.0164 | 0
| 18848.8478 | 0 | yes | Deficit |  |  | 0 | 0 | 0 | 0 | 0 |  | 0 | 0 | 0 | 0 | 4860 | no |  | 0 | 24300 | no | 18848.8478 | 0 | no | no | 0 | 0 | 0 | 0 | 0 |  | 0 | 0 | 0 | 0 | 0 | 18848.8478 | 12417.9528 | 15274.593 | 0 | no | Surplus | yes |  | 0 | 0 | 0 | 765.9531 | 0 | no | 0 | 0 | 0 | 765.9531 | 0 |  |  | 0 | 0 | 0 | 0 | 0 |  | 0 | 0 | 0 | 0 | 0
| 14994.5531 | 0 | no | Surplus | yes |  | 0 | 0 | 0 | 3854.2947 | 0 | no | 0 | 0 | 0 | 3854.2947 | 4860 | no | 14994.5531 | 0 | 24300 |  |  | 0 |  |  | 0 | 0 | 0 | 0 | 0 |  | 0 | 0 | 0 | 0 | 0 | 14994.5531 | 14602.3278 | 12151.1776 | 0 | no | Surplus | yes |  | 0 | 0 | 0 | 672.2652 | 0 | no | 0 | 0 | 0 | 672.2652 | 0 |  |  | 0 | 0 | 0 | 0 | 0 |  | 0 | 0 | 0 | 0 | 0
| 16218.7515 | 0 | yes | Deficit |  |  | 0 | 0 | 0 | 0 | 0 |  | 0 | 0 | 0 | 0 | 4860 | no |  | 0 | 24300 | no | 16218.7515 | 0 | no | no | 0 | 0 | 0 | 0 | 0 |  | 0 | 0 | 0 | 0 | 0 | 16218.7515 | 12275.6592 | 13143.2346 | 0 | yes | Deficit |  |  | 0 | 0 | 0 | 0 | 0 |  | 0 | 0 | 0 | 0 | 124.4817 | yes |  | 0 | 0 | 0 | 124.4817 | 0 | no | 0 | 0 | 0 | 124.4817 | 0
| 16256.4488 | 0 | yes | Deficit |  |  | 0 | 0 | 0 | 0 | 0 |  | 0 | 0 | 0 | 0 | 4860 | no |  | 0 | 24300 | no | 16256.4488 | 0 | no | no | 0 | 0 | 0 | 0 | 0 |  | 0 | 0 | 0 | 0 | 0 | 16256.4488 | 12223.6115 | 13173.7835 | 0 | no | Surplus | yes |  | 0 | 0 | 0 | 919.6231 | 0 | no | 0 | 0 | 0 | 919.6231 | 0 |  |  | 0 | 0 | 0 | 0 | 0 |  | 0 | 0 | 0 | 0 | 0
| 16068.8777 | 0 | no | Surplus | yes |  | 0 | 0 | 0 | 187.5711 | 0 | no | 0 | 0 | 0 | 187.5711 | 4860 | no | 16068.8777 | 0 | 24300 |  |  | 0 |  |  | 0 | 0 | 0 | 0 | 0 |  | 0 | 0 | 0 | 0 | 0 | 16068.8777 | 13492.1167 | 13021.7809 | 0 | yes | Deficit |  |  | 0 | 0 | 0 | 0 | 0 |  | 0 | 0 | 0 | 0 | 318.3333 | yes |  | 0 | 0 | 0 | 318.3333 | 0 | no | 0 | 0 | 0 | 318.3333 | 0
| 16908.7846 | 0 | yes | Deficit |  |  | 0 | 0 | 0 | 0 | 0 |  | 0 | 0 | 0 | 0 | 4860 | no |  | 0 | 24300 | no | 16908.7846 | 0 | no | no | 0 | 0 | 0 | 0 | 0 |  | 0 | 0 | 0 | 0 | 0 | 16908.7846 | 13949.5751 | 13702.4187 | 0 | yes | Deficit |  |  | 0 | 0 | 0 | 0 | 0 |  | 0 | 0 | 0 | 0 | 927.7942 | yes |  | 0 | 0 | 0 | 927.7942 | 0 | no | 0 | 0 | 0 | 927.7942 | 0
| 17596.5102 | 0 | yes | Deficit |  |  | 0 | 0 | 0 | 0 | 0 |  | 0 | 0 | 0 | 0 | 4860 | no |  | 0 | 24300 | no | 17596.5102 | 0 | no | no | 0 | 0 | 0 | 0 | 0 |  | 0 | 0 | 0 | 0 | 0 | 17596.5102 | 14054.5036 | 14259.7328 | 0 | yes | Deficit |  |  | 0 | 0 | 0 | 0 | 0 |  | 0 | 0 | 0 | 0 | 352.0849 | yes |  | 0 | 0 | 0 | 352.0849 | 0 | no | 0 | 0 | 0 | 352.0849 | 0
| 16895.4341 | 0 | no | Surplus | yes |  | 0 | 0 | 0 | 701.0762 | 0 | no | 0 | 0 | 0 | 701.0762 | 4860 | no | 16895.4341 | 0 | 24300 |  |  | 0 |  |  | 0 | 0 | 0 | 0 | 0 |  | 0 | 0 | 0 | 0 | 0 | 16895.4341 | 13788.4011 | 13691.5997 | 0 | no | Surplus | yes |  | 0 | 0 | 0 | 471.3316 | 0 | no | 0 | 0 | 0 | 471.3316 | 0 |  |  | 0 | 0 | 0 | 0 | 0 |  | 0 | 0 | 0 | 0 | 0
| 15758.8251 | 0 | no | Surplus | yes |  | 0 | 0 | 0 | 1136.609 | 0 | no | 0 | 0 | 0 | 1136.609 | 4860 | no | 15758.8251 | 0 | 24300 |  |  | 0 |  |  | 0 | 0 | 0 | 0 | 0 |  | 0 | 0 | 0 | 0 | 0 | 15758.8251 | 13465.8877 | 12770.5228 | 0 | no | Surplus | yes |  | 0 | 0 | 0 | 225.712 | 0 | no | 0 | 0 | 0 | 225.712 | 0 |  |  | 0 | 0 | 0 | 0 | 0 |  | 0 | 0 | 0 | 0 | 0
| 15475.0822 | 0 | no | Surplus | yes |  | 0 | 0 | 0 | 283.7429 | 0 | no | 0 | 0 | 0 | 283.7429 | 4860 | no | 15475.0822 | 0 | 24300 |  |  | 0 |  |  | 0 | 0 | 0 | 0 | 0 |  | 0 | 0 | 0 | 0 | 0 | 15475.0822 | 12241.0411 | 12540.5852 | 0 | no | Surplus | yes |  | 0 | 0 | 0 | 529.4817 | 0 | no | 0 | 0 | 0 | 529.4817 | 0 |  |  | 0 | 0 | 0 | 0 | 0 |  | 0 | 0 | 0 | 0 | 0
| 17518.8556 | 0 | yes | Deficit |  |  | 0 | 0 | 0 | 0 | 0 |  | 0 | 0 | 0 | 0 | 4860 | no |  | 0 | 24300 | no | 17518.8556 | 0 | no | no | 0 | 0 | 0 | 0 | 0 |  | 0 | 0 | 0 | 0 | 0 | 17518.8556 | 12697.6505 | 14196.8035 | 0 | yes | Deficit |  |  | 0 | 0 | 0 | 0 | 0 |  | 0 | 0 | 0 | 0 | 157.0653 | yes |  | 0 | 0 | 0 | 157.0653 | 0 | no | 0 | 0 | 0 | 157.0653 | 0
| 14656.4909 | 0 | no | Surplus | yes |  | 0 | 0 | 0 | 2862.3646 | 0 | no | 0 | 0 | 0 | 2862.3646 | 4860 | no | 14656.4909 | 0 | 24300 |  |  | 0 |  |  | 0 | 0 | 0 | 0 | 0 |  | 0 | 0 | 0 | 0 | 0 | 14656.4909 | 12680.0991 | 11877.2212 | 0 | no | Surplus | yes |  | 0 | 0 | 0 | 1516.7045 | 0 | no | 0 | 0 | 0 | 1516.7045 | 0 |  |  | 0 | 0 | 0 | 0 | 0 |  | 0 | 0 | 0 | 0 | 0
| 14781.0434 | 0 | yes | Deficit |  |  | 0 | 0 | 0 | 0 | 0 |  | 0 | 0 | 0 | 0 | 4860 | no |  | 0 | 24300 | no | 14781.0434 | 0 | no | no | 0 | 0 | 0 | 0 | 0 |  | 0 | 0 | 0 | 0 | 0 | 14781.0434 | 11870.1498 | 11978.1551 | 0 | no | Surplus | yes |  | 0 | 0 | 0 | 7.0714 | 0 | no | 0 | 0 | 0 | 7.0714 | 0 |  |  | 0 | 0 | 0 | 0 | 0 |  | 0 | 0 | 0 | 0 | 0
| 15187.2617 | 0 | yes | Deficit |  |  | 0 | 0 | 0 | 0 | 0 |  | 0 | 0 | 0 | 0 | 4860 | no |  | 0 | 24300 | no | 15187.2617 | 0 | no | no | 0 | 0 | 0 | 0 | 0 |  | 0 | 0 | 0 | 0 | 0 | 15187.2617 | 12686.8729 | 12307.3434 | 0 | yes | Deficit |  |  | 0 | 0 | 0 | 0 | 0 |  | 0 | 0 | 0 | 0 | 708.7178 | yes |  | 0 | 0 | 0 | 708.7178 | 0 | no | 0 | 0 | 0 | 708.7178 | 0
| 16650.8561 | 0 | yes | Deficit |  |  | 0 | 0 | 0 | 0 | 0 |  | 0 | 0 | 0 | 0 | 4860 | no |  | 0 | 24300 | no | 16650.8561 | 0 | no | no | 0 | 0 | 0 | 0 | 0 |  | 0 | 0 | 0 | 0 | 0 | 16650.8561 | 11893.5427 | 13493.4004 | 0 | no | Surplus | yes |  | 0 | 0 | 0 | 413.8007 | 0 | no | 0 | 0 | 0 | 413.8007 | 0 |  |  | 0 | 0 | 0 | 0 | 0 |  | 0 | 0 | 0 | 0 | 0
| 16253.5272 | 0 | no | Surplus | yes |  | 0 | 0 | 0 | 397.3289 | 0 | no | 0 | 0 | 0 | 397.3289 | 4860 | no | 16253.5272 | 0 | 24300 |  |  | 0 |  |  | 0 | 0 | 0 | 0 | 0 |  | 0 | 0 | 0 | 0 | 0 | 16253.5272 | 12463.0547 | 13171.4159 | 0 | no | Surplus | yes |  | 0 | 0 | 0 | 1030.3457 | 0 | no | 0 | 0 | 0 | 1030.3457 | 0 |  |  | 0 | 0 | 0 | 0 | 0 |  | 0 | 0 | 0 | 0 | 0
| 16984.3051 | 0 | yes | Deficit |  |  | 0 | 0 | 0 | 0 | 0 |  | 0 | 0 | 0 | 0 | 4860 | no |  | 0 | 24300 | no | 16984.3051 | 0 | no | no | 0 | 0 | 0 | 0 | 0 |  | 0 | 0 | 0 | 0 | 0 | 16984.3051 | 11913.2588 | 13763.6184 | 0 | no | Surplus | yes |  | 0 | 0 | 0 | 1258.1571 | 0 | no | 0 | 0 | 0 | 1258.1571 | 0 |  |  | 0 | 0 | 0 | 0 | 0 |  | 0 | 0 | 0 | 0 | 0
| 16522.1797 | 0 | no | Surplus | yes |  | 0 | 0 | 0 | 462.1254 | 0 | no | 0 | 0 | 0 | 462.1254 | 4860 | no | 16522.1797 | 0 | 24300 |  |  | 0 |  |  | 0 | 0 | 0 | 0 | 0 |  | 0 | 0 | 0 | 0 | 0 | 16522.1797 | 11443.9435 | 13389.1246 | 0 | no | Surplus | yes |  | 0 | 0 | 0 | 2319.6749 | 0 | no | 0 | 0 | 0 | 2319.6749 | 0 |  |  | 0 | 0 | 0 | 0 | 0 |  | 0 | 0 | 0 | 0 | 0
| 14304.4166 | 0 | no | Surplus | yes |  | 0 | 0 | 0 | 2217.7631 | 0 | no | 0 | 0 | 0 | 2217.7631 | 4860 | no | 14304.4166 | 0 | 24300 |  |  | 0 |  |  | 0 | 0 | 0 | 0 | 0 |  | 0 | 0 | 0 | 0 | 0 | 14304.4166 | 10907.4569 | 11591.9097 | 0 | no | Surplus | yes |  | 0 | 0 | 0 | 2481.6677 | 0 | no | 0 | 0 | 0 | 2481.6677 | 0 |  |  | 0 | 0 | 0 | 0 | 0 |  | 0 | 0 | 0 | 0 | 0
| 14243.4939 | 0 | no | Surplus | yes |  | 0 | 0 | 0 | 60.9227 | 0 | no | 0 | 0 | 0 | 60.9227 | 4860 | no | 14243.4939 | 0 | 24300 |  |  | 0 |  |  | 0 | 0 | 0 | 0 | 0 |  | 0 | 0 | 0 | 0 | 0 | 14243.4939 | 11620.8461 | 11542.5396 | 0 | yes | Deficit |  |  | 0 | 0 | 0 | 0 | 0 |  | 0 | 0 | 0 | 0 | 28.9364 | yes |  | 0 | 0 | 0 | 28.9364 | 0 | no | 0 | 0 | 0 | 28.9364 | 0
| 17786.3806 | 0 | yes | Deficit |  |  | 0 | 0 | 0 | 0 | 0 |  | 0 | 0 | 0 | 0 | 4860 | no |  | 0 | 24300 | no | 17786.3806 | 0 | no | no | 0 | 0 | 0 | 0 | 0 |  | 0 | 0 | 0 | 0 | 0 | 17786.3806 | 11725.1789 | 14413.5986 | 0 | yes | Deficit |  |  | 0 | 0 | 0 | 0 | 0 |  | 0 | 0 | 0 | 0 | 182.6393 | yes |  | 0 | 0 | 0 | 182.6393 | 0 | no | 0 | 0 | 0 | 182.6393 | 0
| 17655.9417 | 0 | no | Surplus | yes |  | 0 | 0 | 0 | 130.439 | 0 | no | 0 | 0 | 0 | 130.439 | 4860 | no | 17655.9417 | 0 | 24300 |  |  | 0 |  |  | 0 | 0 | 0 | 0 | 0 |  | 0 | 0 | 0 | 0 | 0 | 17655.9417 | 15159.284 | 14307.8944 | 0 | yes | Deficit |  |  | 0 | 0 | 0 | 0 | 0 |  | 0 | 0 | 0 | 0 | 745.6854 | yes |  | 0 | 0 | 0 | 745.6854 | 0 | no | 0 | 0 | 0 | 745.6854 | 0
| 16659.0142 | 0 | no | Surplus | yes |  | 0 | 0 | 0 | 996.9274 | 0 | no | 0 | 0 | 0 | 996.9274 | 4860 | no | 16659.0142 | 0 | 24300 |  |  | 0 |  |  | 0 | 0 | 0 | 0 | 0 |  | 0 | 0 | 0 | 0 | 0 | 16659.0142 | 16266.2027 | 13500.0115 | 0 | yes | Deficit |  |  | 0 | 0 | 0 | 0 | 0 |  | 0 | 0 | 0 | 0 | 1958.3083 | yes |  | 0 | 0 | 0 | 1958.3083 | 0 | no | 0 | 0 | 0 | 1958.3083 | 0
| 17629.4626 | 0 | yes | Deficit |  |  | 0 | 0 | 0 | 0 | 0 |  | 0 | 0 | 0 | 0 | 4860 | no |  | 0 | 24300 | no | 17629.4626 | 0 | no | no | 0 | 0 | 0 | 0 | 0 |  | 0 | 0 | 0 | 0 | 0 | 17629.4626 | 14968.6288 | 14286.4365 | 0 | yes | Deficit |  |  | 0 | 0 | 0 | 0 | 0 |  | 0 | 0 | 0 | 0 | 1468.6173 | yes |  | 0 | 0 | 0 | 1468.6173 | 0 | no | 0 | 0 | 0 | 1468.6173 | 0
| 19302.1269 | 0 | yes | Deficit |  |  | 0 | 0 | 0 | 0 | 0 |  | 0 | 0 | 0 | 0 | 4860 | no |  | 0 | 24300 | no | 19302.1269 | 0 | no | no | 0 | 0 | 0 | 0 | 0 |  | 0 | 0 | 0 | 0 | 0 | 19302.1269 | 15935.3687 | 15641.9181 | 0 | yes | Deficit |  |  | 0 | 0 | 0 | 0 | 0 |  | 0 | 0 | 0 | 0 | 1648.9322 | yes |  | 0 | 0 | 0 | 1648.9322 | 0 | no | 0 | 0 | 0 | 1648.9322 | 0
| 21989.8081 | 0 | yes | Deficit |  |  | 0 | 0 | 0 | 0 | 0 |  | 0 | 0 | 0 | 0 | 4860 | no |  | 0 | 24300 | no | 21989.8081 | 0 | no | no | 0 | 0 | 0 | 0 | 0 |  | 0 | 0 | 0 | 0 | 0 | 21989.8081 | 14733.8008 | 17819.9417 | 0 | no | Surplus | yes |  | 0 | 0 | 0 | 908.1173 | 0 | no | 0 | 0 | 0 | 908.1173 | 0 |  |  | 0 | 0 | 0 | 0 | 0 |  | 0 | 0 | 0 | 0 | 0
| 21357.4892 | 0 | no | Surplus | yes |  | 0 | 0 | 0 | 632.3189 | 0 | no | 0 | 0 | 0 | 632.3189 | 4860 | no | 21357.4892 | 0 | 24300 |  |  | 0 |  |  | 0 | 0 | 0 | 0 | 0 |  | 0 | 0 | 0 | 0 | 0 | 21357.4892 | 15684.0037 | 17307.5277 | 0 | no | Surplus | yes |  | 0 | 0 | 0 | 2135.938 | 0 | no | 0 | 0 | 0 | 2135.938 | 0 |  |  | 0 | 0 | 0 | 0 | 0 |  | 0 | 0 | 0 | 0 | 0
| 19401.8714 | 0 | no | Surplus | yes |  | 0 | 0 | 0 | 1955.6177 | 0 | no | 0 | 0 | 0 | 1955.6177 | 4860 | no | 19401.8714 | 0 | 24300 |  |  | 0 |  |  | 0 | 0 | 0 | 0 | 0 |  | 0 | 0 | 0 | 0 | 0 | 19401.8714 | 17913.5654 | 15722.7483 | 0 | yes | Deficit |  |  | 0 | 0 | 0 | 0 | 0 |  | 0 | 0 | 0 | 0 | 606.0377 | yes |  | 0 | 0 | 0 | 606.0377 | 0 | no | 0 | 0 | 0 | 606.0377 | 0
| 18474.5059 | 0 | no | Surplus | yes |  | 0 | 0 | 0 | 927.3655 | 0 | no | 0 | 0 | 0 | 927.3655 | 4860 | no | 18474.5059 | 0 | 24300 |  |  | 0 |  |  | 0 | 0 | 0 | 0 | 0 |  | 0 | 0 | 0 | 0 | 0 | 18474.5059 | 17293.0705 | 14971.2366 | 0 | yes | Deficit |  |  | 0 | 0 | 0 | 0 | 0 |  | 0 | 0 | 0 | 0 | 1570.3221 | yes |  | 0 | 0 | 0 | 1570.3221 | 0 | no | 0 | 0 | 0 | 1570.3221 | 0
| 17621.6995 | 0 | no | Surplus | yes |  | 0 | 0 | 0 | 852.8064 | 0 | no | 0 | 0 | 0 | 852.8064 | 4860 | no | 17621.6995 | 0 | 24300 |  |  | 0 |  |  | 0 | 0 | 0 | 0 | 0 |  | 0 | 0 | 0 | 0 | 0 | 17621.6995 | 16084.9506 | 14280.1455 | 0 | yes | Deficit |  |  | 0 | 0 | 0 | 0 | 0 |  | 0 | 0 | 0 | 0 | 1113.714 | yes |  | 0 | 0 | 0 | 1113.714 | 0 | no | 0 | 0 | 0 | 1113.714 | 0
| 19650.1088 | 0 | yes | Deficit |  |  | 0 | 0 | 0 | 0 | 0 |  | 0 | 0 | 0 | 0 | 4860 | no |  | 0 | 24300 | no | 19650.1088 | 0 | no | no | 0 | 0 | 0 | 0 | 0 |  | 0 | 0 | 0 | 0 | 0 | 19650.1088 | 16713.5334 | 15923.9131 | 0 | yes | Deficit |  |  | 0 | 0 | 0 | 0 | 0 |  | 0 | 0 | 0 | 0 | 2433.3879 | yes |  | 0 | 0 | 0 | 2433.3879 | 0 | no | 0 | 0 | 0 | 2433.3879 | 0
| 19587.4795 | 0 | no | Surplus | yes |  | 0 | 0 | 0 | 62.6294 | 0 | no | 0 | 0 | 0 | 62.6294 | 4860 | no | 19587.4795 | 0 | 24300 |  |  | 0 |  |  | 0 | 0 | 0 | 0 | 0 |  | 0 | 0 | 0 | 0 | 0 | 19587.4795 | 15030.3891 | 15873.16 | 0 | no | Surplus | yes |  | 0 | 0 | 0 | 893.524 | 0 | no | 0 | 0 | 0 | 893.524 | 0 |  |  | 0 | 0 | 0 | 0 | 0 |  | 0 | 0 | 0 | 0 | 0
| 23138.9465 | 0 | yes | Deficit |  |  | 0 | 0 | 0 | 0 | 0 |  | 0 | 0 | 0 | 0 | 4860 | no |  | 0 | 24300 | no | 23138.9465 | 0 | no | no | 0 | 0 | 0 | 0 | 0 |  | 0 | 0 | 0 | 0 | 0 | 23138.9465 | 14834.1514 | 18751.1722 | 0 | no | Surplus | yes |  | 0 | 0 | 0 | 1039.0086 | 0 | no | 0 | 0 | 0 | 1039.0086 | 0 |  |  | 0 | 0 | 0 | 0 | 0 |  | 0 | 0 | 0 | 0 | 0
| 20294.3961 | 0 | no | Surplus | yes |  | 0 | 0 | 0 | 2844.5504 | 0 | no | 0 | 0 | 0 | 2844.5504 | 4860 | no | 20294.3961 | 0 | 24300 |  |  | 0 |  |  | 0 | 0 | 0 | 0 | 0 |  | 0 | 0 | 0 | 0 | 0 | 20294.3961 | 15868.6147 | 16446.026 | 0 | no | Surplus | yes |  | 0 | 0 | 0 | 2882.5575 | 0 | no | 0 | 0 | 0 | 2882.5575 | 0 |  |  | 0 | 0 | 0 | 0 | 0 |  | 0 | 0 | 0 | 0 | 0
| 17304.5419 | 0 | no | Surplus | yes |  | 0 | 0 | 0 | 2989.8542 | 0 | no | 0 | 0 | 0 | 2989.8542 | 4860 | no | 17304.5419 | 0 | 24300 |  |  | 0 |  |  | 0 | 0 | 0 | 0 | 0 |  | 0 | 0 | 0 | 0 | 0 | 17304.5419 | 15685.5372 | 14023.1296 | 0 | no | Surplus | yes |  | 0 | 0 | 0 | 760.4889 | 0 | no | 0 | 0 | 0 | 760.4889 | 0 |  |  | 0 | 0 | 0 | 0 | 0 |  | 0 | 0 | 0 | 0 | 0
| 16487.8675 | 0 | no | Surplus | yes |  | 0 | 0 | 0 | 816.6745 | 0 | no | 0 | 0 | 0 | 816.6745 | 4860 | no | 16487.8675 | 0 | 24300 |  |  | 0 |  |  | 0 | 0 | 0 | 0 | 0 |  | 0 | 0 | 0 | 0 | 0 | 16487.8675 | 16393.7783 | 13361.3188 | 0 | yes | Deficit |  |  | 0 | 0 | 0 | 0 | 0 |  | 0 | 0 | 0 | 0 | 2370.6487 | yes |  | 0 | 0 | 0 | 2370.6487 | 0 | no | 0 | 0 | 0 | 2370.6487 | 0
| 18397.2316 | 0 | yes | Deficit |  |  | 0 | 0 | 0 | 0 | 0 |  | 0 | 0 | 0 | 0 | 4860 | no |  | 0 | 24300 | no | 18397.2316 | 0 | no | no | 0 | 0 | 0 | 0 | 0 |  | 0 | 0 | 0 | 0 | 0 | 18397.2316 | 16648.8954 | 14908.6155 | 0 | yes | Deficit |  |  | 0 | 0 | 0 | 0 | 0 |  | 0 | 0 | 0 | 0 | 3287.5766 | yes |  | 0 | 0 | 0 | 3287.5766 | 0 | no | 0 | 0 | 0 | 3287.5766 | 0
| 18781.3758 | 0 | yes | Deficit |  |  | 0 | 0 | 0 | 0 | 0 |  | 0 | 0 | 0 | 0 | 4860 | no |  | 0 | 24300 | no | 18781.3758 | 0 | no | no | 0 | 0 | 0 | 0 | 0 |  | 0 | 0 | 0 | 0 | 0 | 18781.3758 | 16491.1673 | 15219.9156 | 0 | yes | Deficit |  |  | 0 | 0 | 0 | 0 | 0 |  | 0 | 0 | 0 | 0 | 1582.5517 | yes |  | 0 | 0 | 0 | 1582.5517 | 0 | no | 0 | 0 | 0 | 1582.5517 | 0
| 20799.9853 | 0 | yes | Deficit |  |  | 0 | 0 | 0 | 0 | 0 |  | 0 | 0 | 0 | 0 | 4860 | no |  | 0 | 24300 | no | 20799.9853 | 0 | no | no | 0 | 0 | 0 | 0 | 0 |  | 0 | 0 | 0 | 0 | 0 | 20799.9853 | 17099.4998 | 16855.7417 | 0 | yes | Deficit |  |  | 0 | 0 | 0 | 0 | 0 |  | 0 | 0 | 0 | 0 | 1879.5843 | yes |  | 0 | 0 | 0 | 1879.5843 | 0 | no | 0 | 0 | 0 | 1879.5843 | 0
| 20457.5416 | 0 | no | Surplus | yes |  | 0 | 0 | 0 | 342.4437 | 0 | no | 0 | 0 | 0 | 342.4437 | 4860 | no | 20457.5416 | 0 | 24300 |  |  | 0 |  |  | 0 | 0 | 0 | 0 | 0 |  | 0 | 0 | 0 | 0 | 0 | 20457.5416 | 16858.6956 | 16578.2347 | 0 | yes | Deficit |  |  | 0 | 0 | 0 | 0 | 0 |  | 0 | 0 | 0 | 0 | 2.9539 | yes |  | 0 | 0 | 0 | 2.9539 | 0 | no | 0 | 0 | 0 | 2.9539 | 0
| 18815.1175 | 0 | no | Surplus | yes |  | 0 | 0 | 0 | 1642.4241 | 0 | no | 0 | 0 | 0 | 1642.4241 | 4860 | no | 18815.1175 | 0 | 24300 |  |  | 0 |  |  | 0 | 0 | 0 | 0 | 0 |  | 0 | 0 | 0 | 0 | 0 | 18815.1175 | 17215.2664 | 15247.2589 | 0 | yes | Deficit |  |  | 0 | 0 | 0 | 0 | 0 |  | 0 | 0 | 0 | 0 | 637.0318 | yes |  | 0 | 0 | 0 | 637.0318 | 0 | no | 0 | 0 | 0 | 637.0318 | 0
| 17142.9511 | 0 | no | Surplus | yes |  | 0 | 0 | 0 | 1672.1664 | 0 | no | 0 | 0 | 0 | 1672.1664 | 4860 | no | 17142.9511 | 0 | 24300 |  |  | 0 |  |  | 0 | 0 | 0 | 0 | 0 |  | 0 | 0 | 0 | 0 | 0 | 17142.9511 | 18950.1206 | 13892.1808 | 0 | yes | Deficit |  |  | 0 | 0 | 0 | 0 | 0 |  | 0 | 0 | 0 | 0 | 3702.8617 | yes |  | 0 | 0 | 0 | 3702.8617 | 0 | no | 0 | 0 | 0 | 3702.8617 | 0
| 16059.2618 | 0 | no | Surplus | yes |  | 0 | 0 | 0 | 1083.6893 | 0 | no | 0 | 0 | 0 | 1083.6893 | 4860 | no | 16059.2618 | 0 | 24300 |  |  | 0 |  |  | 0 | 0 | 0 | 0 | 0 |  | 0 | 0 | 0 | 0 | 0 | 16059.2618 | 1501.9013 | 13013.9885 | 0 | no | Surplus | yes |  | 0 | 0 | 0 | 12390.2795 | 0 | no | 0 | 0 | 0 | 12390.2795 | 0 |  |  | 0 | 0 | 0 | 0 | 0 |  | 0 | 0 | 0 | 0 | 0
| 16539.0688 | 0 | yes | Deficit |  |  | 0 | 0 | 0 | 0 | 0 |  | 0 | 0 | 0 | 0 | 4860 | no |  | 0 | 24300 | no | 16539.0688 | 0 | no | no | 0 | 0 | 0 | 0 | 0 |  | 0 | 0 | 0 | 0 | 0 | 16539.0688 | 3510.7694 | 13402.811 | 0 | no | Surplus | yes |  | 0 | 0 | 0 | 9503.2191 | 0 | no | 0 | 0 | 0 | 9503.2191 | 0 |  |  | 0 | 0 | 0 | 0 | 0 |  | 0 | 0 | 0 | 0 | 0
| 8614.007 | 0 | no | Surplus | yes |  | 0 | 0 | 0 | 7925.0618 | 0 | no | 0 | 0 | 0 | 7925.0618 | 4860 | no | 8614.007 | 0 | 24300 |  |  | 0 |  |  | 0 | 0 | 0 | 0 | 0 |  | 0 | 0 | 0 | 0 | 0 | 8614.007 | 11086.5121 | 6980.5567 | 0 | no | Surplus | yes |  | 0 | 0 | 0 | 2316.2989 | 0 | no | 0 | 0 | 0 | 2316.2989 | 0 |  |  | 0 | 0 | 0 | 0 | 0 |  | 0 | 0 | 0 | 0 | 0
| -957.3668 | 0 | no | Surplus | yes |  | 0 | 0 | 0 | 9571.3738 | 0 | no | 0 | 0 | 0 | 9571.3738 | 4860 | yes | 4860 | 5817.3668 | 17228.0139 |  |  | 0 |  |  | 0 | 0 | 0 | 0 | 0 |  | 0 | 0 | 0 | 0 | 0 | 4860 | 12883.9971 | 3938.4117 | 0 | yes | Deficit |  |  | 0 | 0 | 0 | 0 | 0 |  | 0 | 0 | 0 | 0 | 5903.4404 | yes |  | 0 | 0 | 0 | 5903.4404 | 0 | no | 0 | 0 | 0 | 5903.4404 | 0
| 3902.5 | 0 | no | Surplus | yes |  | 0 | 0 | 0 | 957.5 | 0 | no | 0 | 0 | 0 | 957.5 | 4860 | yes | 4860 | 957.5 | 9720 |  |  | 0 |  |  | 0 | 0 | 0 | 0 | 0 |  | 0 | 0 | 0 | 0 | 0 | 4860 | 13642.8252 | 3938.4117 | 0 | yes | Deficit |  |  | 0 | 0 | 0 | 0 | 0 |  | 0 | 0 | 0 | 0 | 9704.4136 | yes |  | 0 | 0 | 0 | 9704.4136 | 0 | no | 0 | 0 | 0 | 9704.4136 | 0
| 3785.4897 | 0 | no | Surplus | yes |  | 0 | 0 | 0 | 1074.5103 | 0 | no | 0 | 0 | 0 | 1074.5103 | 4860 | yes | 4860 | 1074.5103 | 9720 |  |  | 0 |  |  | 0 | 0 | 0 | 0 | 0 |  | 0 | 0 | 0 | 0 | 0 | 4860 | 13560.2065 | 3938.4117 | 0 | yes | Deficit |  |  | 0 | 0 | 0 | 0 | 0 |  | 0 | 0 | 0 | 0 | 9621.7948 | yes |  | 0 | 0 | 0 | 9621.7948 | 0 | no | 0 | 0 | 0 | 9621.7948 | 0
| 11390.0002 | 0 | yes | Deficit |  |  | 0 | 0 | 0 | 0 | 0 |  | 0 | 0 | 0 | 0 | 4860 | no |  | 0 | 9720 | yes | 9720 | 1670.0002 | yes |  | 0 | 0 | 0 | 1670.0002 | 0 | no | 0 | 0 | 0 | 1670.0002 | 0 | 9720 | 12645.8161 | 7876.8233 | 0 | yes | Deficit |  |  | 0 | 0 | 0 | 0 | 0 |  | 0 | 0 | 0 | 0 | 8707.4044 | yes |  | 0 | 0 | 0 | 8707.4044 | 0 | no | 0 | 0 | 0 | 8707.4044 | 0
| 8178.6411 | 0 | no | Surplus | yes |  | 0 | 0 | 0 | 1541.3589 | 0 | no | 0 | 0 | 0 | 1541.3589 | 4860 | no | 8178.6411 | 0 | 19440 |  |  | 0 |  |  | 0 | 0 | 0 | 0 | 0 |  | 0 | 0 | 0 | 0 | 0 | 8178.6411 | 11194.9421 | 6627.7481 | 0 | yes | Deficit |  |  | 0 | 0 | 0 | 0 | 0 |  | 0 | 0 | 0 | 0 | 3318.1188 | yes |  | 0 | 0 | 0 | 3318.1188 | 0 | no | 0 | 0 | 0 | 3318.1188 | 0
| 3061.2134 | 0 | no | Surplus | yes |  | 0 | 0 | 0 | 5117.4277 | 0 | no | 0 | 0 | 0 | 5117.4277 | 4860 | yes | 4860 | 1798.7866 | 16357.2822 |  |  | 0 |  |  | 0 | 0 | 0 | 0 | 0 |  | 0 | 0 | 0 | 0 | 0 | 4860 | 10383.6321 | 3938.4117 | 0 | yes | Deficit |  |  | 0 | 0 | 0 | 0 | 0 |  | 0 | 0 | 0 | 0 | 3755.884 | yes |  | 0 | 0 | 0 | 3755.884 | 0 | no | 0 | 0 | 0 | 3755.884 | 0
| 3748.8545 | 0 | no | Surplus | yes |  | 0 | 0 | 0 | 1111.1455 | 0 | no | 0 | 0 | 0 | 1111.1455 | 4860 | yes | 4860 | 1111.1455 | 9720 |  |  | 0 |  |  | 0 | 0 | 0 | 0 | 0 |  | 0 | 0 | 0 | 0 | 0 | 4860 | 11364.4363 | 3938.4117 | 0 | yes | Deficit |  |  | 0 | 0 | 0 | 0 | 0 |  | 0 | 0 | 0 | 0 | 7426.0246 | yes |  | 0 | 0 | 0 | 7426.0246 | 0 | no | 0 | 0 | 0 | 7426.0246 | 0
| 7539.7321 | 0 | yes | Deficit |  |  | 0 | 0 | 0 | 0 | 0 |  | 0 | 0 | 0 | 0 | 4860 | no |  | 0 | 9720 | no | 7539.7321 | 0 | no | no | 0 | 0 | 0 | 0 | 0 |  | 0 | 0 | 0 | 0 | 0 | 7539.7321 | 11189.8594 | 6109.9936 | 0 | yes | Deficit |  |  | 0 | 0 | 0 | 0 | 0 |  | 0 | 0 | 0 | 0 | 7251.4478 | yes |  | 0 | 0 | 0 | 7251.4478 | 0 | no | 0 | 0 | 0 | 7251.4478 | 0
| 13716.2908 | 0 | yes | Deficit |  |  | 0 | 0 | 0 | 0 | 0 |  | 0 | 0 | 0 | 0 | 4860 | no |  | 0 | 15079.4642 | no | 13716.2908 | 0 | no | no | 0 | 0 | 0 | 0 | 0 |  | 0 | 0 | 0 | 0 | 0 | 13716.2908 | 11470.2351 | 11115.3086 | 0 | yes | Deficit |  |  | 0 | 0 | 0 | 0 | 0 |  | 0 | 0 | 0 | 0 | 5360.2415 | yes |  | 0 | 0 | 0 | 5360.2415 | 0 | no | 0 | 0 | 0 | 5360.2415 | 0
| 16100.7733 | 0 | yes | Deficit |  |  | 0 | 0 | 0 | 0 | 0 |  | 0 | 0 | 0 | 0 | 4860 | no |  | 0 | 24300 | no | 16100.7733 | 0 | no | no | 0 | 0 | 0 | 0 | 0 |  | 0 | 0 | 0 | 0 | 0 | 16100.7733 | 10471.4284 | 13047.6283 | 0 | no | Surplus | yes |  | 0 | 0 | 0 | 643.8802 | 0 | no | 0 | 0 | 0 | 643.8802 | 0 |  |  | 0 | 0 | 0 | 0 | 0 |  | 0 | 0 | 0 | 0 | 0
| 15236.9824 | 0 | no | Surplus | yes |  | 0 | 0 | 0 | 863.7909 | 0 | no | 0 | 0 | 0 | 863.7909 | 4860 | no | 15236.9824 | 0 | 24300 |  |  | 0 |  |  | 0 | 0 | 0 | 0 | 0 |  | 0 | 0 | 0 | 0 | 0 | 15236.9824 | 10944.7819 | 12347.6356 | 0 | no | Surplus | yes |  | 0 | 0 | 0 | 2102.8463 | 0 | no | 0 | 0 | 0 | 2102.8463 | 0 |  |  | 0 | 0 | 0 | 0 | 0 |  | 0 | 0 | 0 | 0 | 0
| 19715.6128 | 0 | yes | Deficit |  |  | 0 | 0 | 0 | 0 | 0 |  | 0 | 0 | 0 | 0 | 4860 | no |  | 0 | 24300 | no | 19715.6128 | 0 | no | no | 0 | 0 | 0 | 0 | 0 |  | 0 | 0 | 0 | 0 | 0 | 19715.6128 | 10205.8522 | 15976.9958 | 0 | no | Surplus | yes |  | 0 | 0 | 0 | 2141.7834 | 0 | no | 0 | 0 | 0 | 2141.7834 | 0 |  |  | 0 | 0 | 0 | 0 | 0 |  | 0 | 0 | 0 | 0 | 0
| 15155.6662 | 0 | no | Surplus | yes |  | 0 | 0 | 0 | 4559.9466 | 0 | no | 0 | 0 | 0 | 4559.9466 | 4860 | no | 15155.6662 | 0 | 24300 |  |  | 0 |  |  | 0 | 0 | 0 | 0 | 0 |  | 0 | 0 | 0 | 0 | 0 | 15155.6662 | 10836.2913 | 12281.7392 | 0 | no | Surplus | yes |  | 0 | 0 | 0 | 5140.7045 | 0 | no | 0 | 0 | 0 | 5140.7045 | 0 |  |  | 0 | 0 | 0 | 0 | 0 |  | 0 | 0 | 0 | 0 | 0
| 14366.402 | 0 | no | Surplus | yes |  | 0 | 0 | 0 | 789.2642 | 0 | no | 0 | 0 | 0 | 789.2642 | 4860 | no | 14366.402 | 0 | 24300 |  |  | 0 |  |  | 0 | 0 | 0 | 0 | 0 |  | 0 | 0 | 0 | 0 | 0 | 14366.402 | 11574.1081 | 11642.141 | 0 | no | Surplus | yes |  | 0 | 0 | 0 | 707.6311 | 0 | no | 0 | 0 | 0 | 707.6311 | 0 |  |  | 0 | 0 | 0 | 0 | 0 |  | 0 | 0 | 0 | 0 | 0
| 14865.1847 | 0 | yes | Deficit |  |  | 0 | 0 | 0 | 0 | 0 |  | 0 | 0 | 0 | 0 | 4860 | no |  | 0 | 24300 | no | 14865.1847 | 0 | no | no | 0 | 0 | 0 | 0 | 0 |  | 0 | 0 | 0 | 0 | 0 | 14865.1847 | 9511.9426 | 12046.3409 | 0 | no | Surplus | yes |  | 0 | 0 | 0 | 2130.1984 | 0 | no | 0 | 0 | 0 | 2130.1984 | 0 |  |  | 0 | 0 | 0 | 0 | 0 |  | 0 | 0 | 0 | 0 | 0
| 14573.5046 | 0 | no | Surplus | yes |  | 0 | 0 | 0 | 291.6801 | 0 | no | 0 | 0 | 0 | 291.6801 | 4860 | no | 14573.5046 | 0 | 24300 |  |  | 0 |  |  | 0 | 0 | 0 | 0 | 0 |  | 0 | 0 | 0 | 0 | 0 | 14573.5046 | 8134.7422 | 11809.9713 | 0 | no | Surplus | yes |  | 0 | 0 | 0 | 3911.5987 | 0 | no | 0 | 0 | 0 | 3911.5987 | 0 |  |  | 0 | 0 | 0 | 0 | 0 |  | 0 | 0 | 0 | 0 | 0
| 13942.0378 | 0 | no | Surplus | yes |  | 0 | 0 | 0 | 631.4668 | 0 | no | 0 | 0 | 0 | 631.4668 | 4860 | no | 13942.0378 | 0 | 24300 |  |  | 0 |  |  | 0 | 0 | 0 | 0 | 0 |  | 0 | 0 | 0 | 0 | 0 | 13942.0378 | 8506.1146 | 11298.2478 | 0 | no | Surplus | yes |  | 0 | 0 | 0 | 3303.8567 | 0 | no | 0 | 0 | 0 | 3303.8567 | 0 |  |  | 0 | 0 | 0 | 0 | 0 |  | 0 | 0 | 0 | 0 | 0
| 13729.1183 | 0 | no | Surplus | yes |  | 0 | 0 | 0 | 212.9195 | 0 | no | 0 | 0 | 0 | 212.9195 | 4860 | no | 13729.1183 | 0 | 24300 |  |  | 0 |  |  | 0 | 0 | 0 | 0 | 0 |  | 0 | 0 | 0 | 0 | 0 | 13729.1183 | 8806.1433 | 11125.7036 | 0 | no | Surplus | yes |  | 0 | 0 | 0 | 2492.1045 | 0 | no | 0 | 0 | 0 | 2492.1045 | 0 |  |  | 0 | 0 | 0 | 0 | 0 |  | 0 | 0 | 0 | 0 | 0
| 13038.1307 | 0 | no | Surplus | yes |  | 0 | 0 | 0 | 690.9875 | 0 | no | 0 | 0 | 0 | 690.9875 | 4860 | no | 13038.1307 | 0 | 24300 |  |  | 0 |  |  | 0 | 0 | 0 | 0 | 0 |  | 0 | 0 | 0 | 0 | 0 | 13038.1307 | 7580.6069 | 10565.7461 | 0 | no | Surplus | yes |  | 0 | 0 | 0 | 3545.0967 | 0 | no | 0 | 0 | 0 | 3545.0967 | 0 |  |  | 0 | 0 | 0 | 0 | 0 |  | 0 | 0 | 0 | 0 | 0
| 14358.369 | 0 | yes | Deficit |  |  | 0 | 0 | 0 | 0 | 0 |  | 0 | 0 | 0 | 0 | 4860 | no |  | 0 | 24300 | no | 14358.369 | 0 | no | no | 0 | 0 | 0 | 0 | 0 |  | 0 | 0 | 0 | 0 | 0 | 14358.369 | 9131.3039 | 11635.6313 | 0 | no | Surplus | yes |  | 0 | 0 | 0 | 1434.4423 | 0 | no | 0 | 0 | 0 | 1434.4423 | 0 |  |  | 0 | 0 | 0 | 0 | 0 |  | 0 | 0 | 0 | 0 | 0
| 13013.9583 | 0 | no | Surplus | yes |  | 0 | 0 | 0 | 1344.4107 | 0 | no | 0 | 0 | 0 | 1344.4107 | 4860 | no | 13013.9583 | 0 | 24300 |  |  | 0 |  |  | 0 | 0 | 0 | 0 | 0 |  | 0 | 0 | 0 | 0 | 0 | 13013.9583 | 10199.8953 | 10546.1575 | 0 | no | Surplus | yes |  | 0 | 0 | 0 | 1435.736 | 0 | no | 0 | 0 | 0 | 1435.736 | 0 |  |  | 0 | 0 | 0 | 0 | 0 |  | 0 | 0 | 0 | 0 | 0
| 14067.0006 | 0 | yes | Deficit |  |  | 0 | 0 | 0 | 0 | 0 |  | 0 | 0 | 0 | 0 | 4860 | no |  | 0 | 24300 | no | 14067.0006 | 0 | no | no | 0 | 0 | 0 | 0 | 0 |  | 0 | 0 | 0 | 0 | 0 | 14067.0006 | 11015.8191 | 11399.5143 | 0 | yes | Deficit |  |  | 0 | 0 | 0 | 0 | 0 |  | 0 | 0 | 0 | 0 | 469.6616 | yes |  | 0 | 0 | 0 | 469.6616 | 0 | no | 0 | 0 | 0 | 469.6616 | 0
| 14408.8134 | 0 | yes | Deficit |  |  | 0 | 0 | 0 | 0 | 0 |  | 0 | 0 | 0 | 0 | 4860 | no |  | 0 | 24300 | no | 14408.8134 | 0 | no | no | 0 | 0 | 0 | 0 | 0 |  | 0 | 0 | 0 | 0 | 0 | 14408.8134 | 9746.7325 | 11676.51 | 0 | no | Surplus | yes |  | 0 | 0 | 0 | 1652.7818 | 0 | no | 0 | 0 | 0 | 1652.7818 | 0 |  |  | 0 | 0 | 0 | 0 | 0 |  | 0 | 0 | 0 | 0 | 0
| 13861.2107 | 0 | no | Surplus | yes |  | 0 | 0 | 0 | 547.6027 | 0 | no | 0 | 0 | 0 | 547.6027 | 4860 | no | 13861.2107 | 0 | 24300 |  |  | 0 |  |  | 0 | 0 | 0 | 0 | 0 |  | 0 | 0 | 0 | 0 | 0 | 13861.2107 | 10816.8217 | 11232.7477 | 0 | no | Surplus | yes |  | 0 | 0 | 0 | 859.6884 | 0 | no | 0 | 0 | 0 | 859.6884 | 0 |  |  | 0 | 0 | 0 | 0 | 0 |  | 0 | 0 | 0 | 0 | 0
| 13462.8086 | 0 | no | Surplus | yes |  | 0 | 0 | 0 | 398.4021 | 0 | no | 0 | 0 | 0 | 398.4021 | 4860 | no | 13462.8086 | 0 | 24300 |  |  | 0 |  |  | 0 | 0 | 0 | 0 | 0 |  | 0 | 0 | 0 | 0 | 0 | 13462.8086 | 10732.6553 | 10909.8935 | 0 | no | Surplus | yes |  | 0 | 0 | 0 | 500.0924 | 0 | no | 0 | 0 | 0 | 500.0924 | 0 |  |  | 0 | 0 | 0 | 0 | 0 |  | 0 | 0 | 0 | 0 | 0
| 16243.671 | 0 | yes | Deficit |  |  | 0 | 0 | 0 | 0 | 0 |  | 0 | 0 | 0 | 0 | 4860 | no |  | 0 | 24300 | no | 16243.671 | 0 | no | no | 0 | 0 | 0 | 0 | 0 |  | 0 | 0 | 0 | 0 | 0 | 16243.671 | 9495.4491 | 13163.4287 | 0 | no | Surplus | yes |  | 0 | 0 | 0 | 1414.4444 | 0 | no | 0 | 0 | 0 | 1414.4444 | 0 |  |  | 0 | 0 | 0 | 0 | 0 |  | 0 | 0 | 0 | 0 | 0
| 16156.3852 | 0 | no | Surplus | yes |  | 0 | 0 | 0 | 87.2858 | 0 | no | 0 | 0 | 0 | 87.2858 | 4860 | no | 16156.3852 | 0 | 24300 |  |  | 0 |  |  | 0 | 0 | 0 | 0 | 0 |  | 0 | 0 | 0 | 0 | 0 | 16156.3852 | 7572.5076 | 13092.6947 | 0 | no | Surplus | yes |  | 0 | 0 | 0 | 5590.921 | 0 | no | 0 | 0 | 0 | 5590.921 | 0 |  |  | 0 | 0 | 0 | 0 | 0 |  | 0 | 0 | 0 | 0 | 0
| 16048.6198 | 0 | no | Surplus | yes |  | 0 | 0 | 0 | 107.7654 | 0 | no | 0 | 0 | 0 | 107.7654 | 4860 | no | 16048.6198 | 0 | 24300 |  |  | 0 |  |  | 0 | 0 | 0 | 0 | 0 |  | 0 | 0 | 0 | 0 | 0 | 16048.6198 | 7407.1548 | 13005.3645 | 0 | no | Surplus | yes |  | 0 | 0 | 0 | 5685.5398 | 0 | no | 0 | 0 | 0 | 5685.5398 | 0 |  |  | 0 | 0 | 0 | 0 | 0 |  | 0 | 0 | 0 | 0 | 0
| 18260.6641 | 0 | yes | Deficit |  |  | 0 | 0 | 0 | 0 | 0 |  | 0 | 0 | 0 | 0 | 4860 | no |  | 0 | 24300 | no | 18260.6641 | 0 | no | no | 0 | 0 | 0 | 0 | 0 |  | 0 | 0 | 0 | 0 | 0 | 18260.6641 | 10079.4198 | 14797.9449 | 0 | no | Surplus | yes |  | 0 | 0 | 0 | 2925.9447 | 0 | no | 0 | 0 | 0 | 2925.9447 | 0 |  |  | 0 | 0 | 0 | 0 | 0 |  | 0 | 0 | 0 | 0 | 0
| 20615.1808 | 0 | yes | Deficit |  |  | 0 | 0 | 0 | 0 | 0 |  | 0 | 0 | 0 | 0 | 4860 | no |  | 0 | 24300 | no | 20615.1808 | 0 | no | no | 0 | 0 | 0 | 0 | 0 |  | 0 | 0 | 0 | 0 | 0 | 20615.1808 | 11253.3531 | 16705.9812 | 0 | no | Surplus | yes |  | 0 | 0 | 0 | 3544.5918 | 0 | no | 0 | 0 | 0 | 3544.5918 | 0 |  |  | 0 | 0 | 0 | 0 | 0 |  | 0 | 0 | 0 | 0 | 0
| 21301.8934 | 0 | yes | Deficit |  |  | 0 | 0 | 0 | 0 | 0 |  | 0 | 0 | 0 | 0 | 4860 | no |  | 0 | 24300 | no | 21301.8934 | 0 | no | no | 0 | 0 | 0 | 0 | 0 |  | 0 | 0 | 0 | 0 | 0 | 21301.8934 | 11374.5362 | 17262.4744 | 0 | no | Surplus | yes |  | 0 | 0 | 0 | 5331.445 | 0 | no | 0 | 0 | 0 | 5331.445 | 0 |  |  | 0 | 0 | 0 | 0 | 0 |  | 0 | 0 | 0 | 0 | 0
| 22066.6307 | 0 | yes | Deficit |  |  | 0 | 0 | 0 | 0 | 0 |  | 0 | 0 | 0 | 0 | 4860 | no |  | 0 | 24300 | no | 22066.6307 | 0 | no | no | 0 | 0 | 0 | 0 | 0 |  | 0 | 0 | 0 | 0 | 0 | 22066.6307 | 10261.1554 | 17882.1967 | 0 | no | Surplus | yes |  | 0 | 0 | 0 | 7001.319 | 0 | no | 0 | 0 | 0 | 7001.319 | 0 |  |  | 0 | 0 | 0 | 0 | 0 |  | 0 | 0 | 0 | 0 | 0
| 22602.3125 | 0 | yes | Deficit |  |  | 0 | 0 | 0 | 0 | 0 |  | 0 | 0 | 0 | 0 | 4860 | no |  | 0 | 24300 | no | 22602.3125 | 0 | no | no | 0 | 0 | 0 | 0 | 0 |  | 0 | 0 | 0 | 0 | 0 | 22602.3125 | 9801.6482 | 18316.2986 | 0 | no | Surplus | yes |  | 0 | 0 | 0 | 8080.5485 | 0 | no | 0 | 0 | 0 | 8080.5485 | 0 |  |  | 0 | 0 | 0 | 0 | 0 |  | 0 | 0 | 0 | 0 | 0
| 21733.7523 | 0 | no | Surplus | yes |  | 0 | 0 | 0 | 868.5603 | 0 | no | 0 | 0 | 0 | 868.5603 | 4860 | no | 21733.7523 | 0 | 24300 |  |  | 0 |  |  | 0 | 0 | 0 | 0 | 0 |  | 0 | 0 | 0 | 0 | 0 | 21733.7523 | 10891.7273 | 17612.441 | 0 | no | Surplus | yes |  | 0 | 0 | 0 | 7424.5713 | 0 | no | 0 | 0 | 0 | 7424.5713 | 0 |  |  | 0 | 0 | 0 | 0 | 0 |  | 0 | 0 | 0 | 0 | 0
| 22990.7196 | 0 | yes | Deficit |  |  | 0 | 0 | 0 | 0 | 0 |  | 0 | 0 | 0 | 0 | 4860 | no |  | 0 | 24300 | no | 22990.7196 | 0 | no | no | 0 | 0 | 0 | 0 | 0 |  | 0 | 0 | 0 | 0 | 0 | 22990.7196 | 12782.8966 | 18631.0532 | 0 | no | Surplus | yes |  | 0 | 0 | 0 | 4829.5444 | 0 | no | 0 | 0 | 0 | 4829.5444 | 0 |  |  | 0 | 0 | 0 | 0 | 0 |  | 0 | 0 | 0 | 0 | 0
| 24734.8752 | 0 | yes | Deficit |  |  | 0 | 0 | 0 | 0 | 0 |  | 0 | 0 | 0 | 0 | 4860 | no |  | 0 | 24300 | yes | 24300 | 434.8752 | yes |  | 0 | 0 | 0 | 434.8752 | 0 | no | 0 | 0 | 0 | 434.8752 | 0 | 24300 | 12510.502 | 19692.0583 | 0 | no | Surplus | yes |  | 0 | 0 | 0 | 6120.5511 | 0 | no | 0 | 0 | 0 | 6120.5511 | 0 |  |  | 0 | 0 | 0 | 0 | 0 |  | 0 | 0 | 0 | 0 | 0
| 21665.8848 | 0 | no | Surplus | yes |  | 0 | 0 | 0 | 2634.1152 | 0 | no | 0 | 0 | 0 | 2634.1152 | 4860 | no | 21665.8848 | 0 | 24300 |  |  | 0 |  |  | 0 | 0 | 0 | 0 | 0 |  | 0 | 0 | 0 | 0 | 0 | 21665.8848 | 13547.0412 | 17557.4431 | 0 | no | Surplus | yes |  | 0 | 0 | 0 | 6145.0171 | 0 | no | 0 | 0 | 0 | 6145.0171 | 0 |  |  | 0 | 0 | 0 | 0 | 0 |  | 0 | 0 | 0 | 0 | 0
| 21144.6213 | 0 | no | Surplus | yes |  | 0 | 0 | 0 | 521.2635 | 0 | no | 0 | 0 | 0 | 521.2635 | 4860 | no | 21144.6213 | 0 | 24300 |  |  | 0 |  |  | 0 | 0 | 0 | 0 | 0 |  | 0 | 0 | 0 | 0 | 0 | 21144.6213 | 12403.0746 | 17135.0254 | 0 | no | Surplus | yes |  | 0 | 0 | 0 | 5154.3686 | 0 | no | 0 | 0 | 0 | 5154.3686 | 0 |  |  | 0 | 0 | 0 | 0 | 0 |  | 0 | 0 | 0 | 0 | 0
| 22526.0744 | 0 | yes | Deficit |  |  | 0 | 0 | 0 | 0 | 0 |  | 0 | 0 | 0 | 0 | 4860 | no |  | 0 | 24300 | no | 22526.0744 | 0 | no | no | 0 | 0 | 0 | 0 | 0 |  | 0 | 0 | 0 | 0 | 0 | 22526.0744 | 12238.8279 | 18254.5174 | 0 | no | Surplus | yes |  | 0 | 0 | 0 | 4896.1975 | 0 | no | 0 | 0 | 0 | 4896.1975 | 0 |  |  | 0 | 0 | 0 | 0 | 0 |  | 0 | 0 | 0 | 0 | 0
| 19930.1542 | 0 | no | Surplus | yes |  | 0 | 0 | 0 | 2595.9202 | 0 | no | 0 | 0 | 0 | 2595.9202 | 4860 | no | 19930.1542 | 0 | 24300 |  |  | 0 |  |  | 0 | 0 | 0 | 0 | 0 |  | 0 | 0 | 0 | 0 | 0 | 19930.1542 | 12664.6952 | 16150.8543 | 0 | no | Surplus | yes |  | 0 | 0 | 0 | 5589.8222 | 0 | no | 0 | 0 | 0 | 5589.8222 | 0 |  |  | 0 | 0 | 0 | 0 | 0 |  | 0 | 0 | 0 | 0 | 0
| 21033.6681 | 0 | yes | Deficit |  |  | 0 | 0 | 0 | 0 | 0 |  | 0 | 0 | 0 | 0 | 4860 | no |  | 0 | 24300 | no | 21033.6681 | 0 | no | no | 0 | 0 | 0 | 0 | 0 |  | 0 | 0 | 0 | 0 | 0 | 21033.6681 | 11971.0952 | 17045.1119 | 0 | no | Surplus | yes |  | 0 | 0 | 0 | 4179.7591 | 0 | no | 0 | 0 | 0 | 4179.7591 | 0 |  |  | 0 | 0 | 0 | 0 | 0 |  | 0 | 0 | 0 | 0 | 0
| 20319.9933 | 0 | no | Surplus | yes |  | 0 | 0 | 0 | 713.6748 | 0 | no | 0 | 0 | 0 | 713.6748 | 4860 | no | 20319.9933 | 0 | 24300 |  |  | 0 |  |  | 0 | 0 | 0 | 0 | 0 |  | 0 | 0 | 0 | 0 | 0 | 20319.9933 | 12083.9959 | 16466.7693 | 0 | no | Surplus | yes |  | 0 | 0 | 0 | 4961.116 | 0 | no | 0 | 0 | 0 | 4961.116 | 0 |  |  | 0 | 0 | 0 | 0 | 0 |  | 0 | 0 | 0 | 0 | 0
| 20653.9709 | 0 | yes | Deficit |  |  | 0 | 0 | 0 | 0 | 0 |  | 0 | 0 | 0 | 0 | 4860 | no |  | 0 | 24300 | no | 20653.9709 | 0 | no | no | 0 | 0 | 0 | 0 | 0 |  | 0 | 0 | 0 | 0 | 0 | 20653.9709 | 11749.2895 | 16737.4156 | 0 | no | Surplus | yes |  | 0 | 0 | 0 | 4717.4798 | 0 | no | 0 | 0 | 0 | 4717.4798 | 0 |  |  | 0 | 0 | 0 | 0 | 0 |  | 0 | 0 | 0 | 0 | 0
| 23815.5447 | 0 | yes | Deficit |  |  | 0 | 0 | 0 | 0 | 0 |  | 0 | 0 | 0 | 0 | 4860 | no |  | 0 | 24300 | no | 23815.5447 | 0 | no | no | 0 | 0 | 0 | 0 | 0 |  | 0 | 0 | 0 | 0 | 0 | 23815.5447 | 10813.0159 | 19299.469 | 0 | no | Surplus | yes |  | 0 | 0 | 0 | 5924.3997 | 0 | no | 0 | 0 | 0 | 5924.3997 | 0 |  |  | 0 | 0 | 0 | 0 | 0 |  | 0 | 0 | 0 | 0 | 0
| 20416.7393 | 0 | no | Surplus | yes |  | 0 | 0 | 0 | 3398.8054 | 0 | no | 0 | 0 | 0 | 3398.8054 | 4860 | no | 20416.7393 | 0 | 24300 |  |  | 0 |  |  | 0 | 0 | 0 | 0 | 0 |  | 0 | 0 | 0 | 0 | 0 | 20416.7393 | 10368.5955 | 16545.1696 | 0 | no | Surplus | yes |  | 0 | 0 | 0 | 8930.8735 | 0 | no | 0 | 0 | 0 | 8930.8735 | 0 |  |  | 0 | 0 | 0 | 0 | 0 |  | 0 | 0 | 0 | 0 | 0
| 19605.6481 | 0 | no | Surplus | yes |  | 0 | 0 | 0 | 811.0912 | 0 | no | 0 | 0 | 0 | 811.0912 | 4860 | no | 19605.6481 | 0 | 24300 |  |  | 0 |  |  | 0 | 0 | 0 | 0 | 0 |  | 0 | 0 | 0 | 0 | 0 | 19605.6481 | 9415.3869 | 15887.8834 | 0 | no | Surplus | yes |  | 0 | 0 | 0 | 7129.7827 | 0 | no | 0 | 0 | 0 | 7129.7827 | 0 |  |  | 0 | 0 | 0 | 0 | 0 |  | 0 | 0 | 0 | 0 | 0
| 19584.3554 | 0 | no | Surplus | yes |  | 0 | 0 | 0 | 21.2927 | 0 | no | 0 | 0 | 0 | 21.2927 | 4860 | no | 19584.3554 | 0 | 24300 |  |  | 0 |  |  | 0 | 0 | 0 | 0 | 0 |  | 0 | 0 | 0 | 0 | 0 | 19584.3554 | 13046.5139 | 15870.6284 | 0 | no | Surplus | yes |  | 0 | 0 | 0 | 2841.3695 | 0 | no | 0 | 0 | 0 | 2841.3695 | 0 |  |  | 0 | 0 | 0 | 0 | 0 |  | 0 | 0 | 0 | 0 | 0
| 16981.5931 | 0 | no | Surplus | yes |  | 0 | 0 | 0 | 2602.7623 | 0 | no | 0 | 0 | 0 | 2602.7623 | 4860 | no | 16981.5931 | 0 | 24300 |  |  | 0 |  |  | 0 | 0 | 0 | 0 | 0 |  | 0 | 0 | 0 | 0 | 0 | 16981.5931 | 13045.6658 | 13761.4207 | 0 | no | Surplus | yes |  | 0 | 0 | 0 | 2824.9626 | 0 | no | 0 | 0 | 0 | 2824.9626 | 0 |  |  | 0 | 0 | 0 | 0 | 0 |  | 0 | 0 | 0 | 0 | 0
| 17476.7546 | 0 | yes | Deficit |  |  | 0 | 0 | 0 | 0 | 0 |  | 0 | 0 | 0 | 0 | 4860 | no |  | 0 | 24300 | no | 17476.7546 | 0 | no | no | 0 | 0 | 0 | 0 | 0 |  | 0 | 0 | 0 | 0 | 0 | 17476.7546 | 12727.371 | 14162.686 | 0 | no | Surplus | yes |  | 0 | 0 | 0 | 1034.0497 | 0 | no | 0 | 0 | 0 | 1034.0497 | 0 |  |  | 0 | 0 | 0 | 0 | 0 |  | 0 | 0 | 0 | 0 | 0
| 15709.8724 | 0 | no | Surplus | yes |  | 0 | 0 | 0 | 1766.8822 | 0 | no | 0 | 0 | 0 | 1766.8822 | 4860 | no | 15709.8724 | 0 | 24300 |  |  | 0 |  |  | 0 | 0 | 0 | 0 | 0 |  | 0 | 0 | 0 | 0 | 0 | 15709.8724 | 10273.3775 | 12730.8528 | 0 | no | Surplus | yes |  | 0 | 0 | 0 | 3889.3086 | 0 | no | 0 | 0 | 0 | 3889.3086 | 0 |  |  | 0 | 0 | 0 | 0 | 0 |  | 0 | 0 | 0 | 0 | 0
| 16376.2428 | 0 | yes | Deficit |  |  | 0 | 0 | 0 | 0 | 0 |  | 0 | 0 | 0 | 0 | 4860 | no |  | 0 | 24300 | no | 16376.2428 | 0 | no | no | 0 | 0 | 0 | 0 | 0 |  | 0 | 0 | 0 | 0 | 0 | 16376.2428 | 9577.9842 | 13270.8613 | 0 | no | Surplus | yes |  | 0 | 0 | 0 | 3152.8686 | 0 | no | 0 | 0 | 0 | 3152.8686 | 0 |  |  | 0 | 0 | 0 | 0 | 0 |  | 0 | 0 | 0 | 0 | 0
| 16570.7519 | 0 | yes | Deficit |  |  | 0 | 0 | 0 | 0 | 0 |  | 0 | 0 | 0 | 0 | 4860 | no |  | 0 | 24300 | no | 16570.7519 | 0 | no | no | 0 | 0 | 0 | 0 | 0 |  | 0 | 0 | 0 | 0 | 0 | 16570.7519 | 9649.5351 | 13428.4861 | 0 | no | Surplus | yes |  | 0 | 0 | 0 | 3621.3261 | 0 | no | 0 | 0 | 0 | 3621.3261 | 0 |  |  | 0 | 0 | 0 | 0 | 0 |  | 0 | 0 | 0 | 0 | 0
| 15863.5495 | 0 | no | Surplus | yes |  | 0 | 0 | 0 | 707.2024 | 0 | no | 0 | 0 | 0 | 707.2024 | 4860 | no | 15863.5495 | 0 | 24300 |  |  | 0 |  |  | 0 | 0 | 0 | 0 | 0 |  | 0 | 0 | 0 | 0 | 0 | 15863.5495 | 8922.6571 | 12855.3886 | 0 | no | Surplus | yes |  | 0 | 0 | 0 | 4505.829 | 0 | no | 0 | 0 | 0 | 4505.829 | 0 |  |  | 0 | 0 | 0 | 0 | 0 |  | 0 | 0 | 0 | 0 | 0
| 18675.4194 | 0 | yes | Deficit |  |  | 0 | 0 | 0 | 0 | 0 |  | 0 | 0 | 0 | 0 | 4860 | no |  | 0 | 24300 | no | 18675.4194 | 0 | no | no | 0 | 0 | 0 | 0 | 0 |  | 0 | 0 | 0 | 0 | 0 | 18675.4194 | 9204.0735 | 15134.0513 | 0 | no | Surplus | yes |  | 0 | 0 | 0 | 3651.3151 | 0 | no | 0 | 0 | 0 | 3651.3151 | 0 |  |  | 0 | 0 | 0 | 0 | 0 |  | 0 | 0 | 0 | 0 | 0
| 17748.998 | 0 | no | Surplus | yes |  | 0 | 0 | 0 | 926.4214 | 0 | no | 0 | 0 | 0 | 926.4214 | 4860 | no | 17748.998 | 0 | 24300 |  |  | 0 |  |  | 0 | 0 | 0 | 0 | 0 |  | 0 | 0 | 0 | 0 | 0 | 17748.998 | 10802.5891 | 14383.3047 | 0 | no | Surplus | yes |  | 0 | 0 | 0 | 4331.4623 | 0 | no | 0 | 0 | 0 | 4331.4623 | 0 |  |  | 0 | 0 | 0 | 0 | 0 |  | 0 | 0 | 0 | 0 | 0
| 17192.1622 | 0 | no | Surplus | yes |  | 0 | 0 | 0 | 556.8358 | 0 | no | 0 | 0 | 0 | 556.8358 | 4860 | no | 17192.1622 | 0 | 24300 |  |  | 0 |  |  | 0 | 0 | 0 | 0 | 0 |  | 0 | 0 | 0 | 0 | 0 | 17192.1622 | 8220.9749 | 13932.0601 | 0 | no | Surplus | yes |  | 0 | 0 | 0 | 6162.3298 | 0 | no | 0 | 0 | 0 | 6162.3298 | 0 |  |  | 0 | 0 | 0 | 0 | 0 |  | 0 | 0 | 0 | 0 | 0
| 16658.0961 | 0 | no | Surplus | yes |  | 0 | 0 | 0 | 534.0661 | 0 | no | 0 | 0 | 0 | 534.0661 | 4860 | no | 16658.0961 | 0 | 24300 |  |  | 0 |  |  | 0 | 0 | 0 | 0 | 0 |  | 0 | 0 | 0 | 0 | 0 | 16658.0961 | 9013.1241 | 13499.2675 | 0 | no | Surplus | yes |  | 0 | 0 | 0 | 4918.936 | 0 | no | 0 | 0 | 0 | 4918.936 | 0 |  |  | 0 | 0 | 0 | 0 | 0 |  | 0 | 0 | 0 | 0 | 0
| 15873.2497 | 0 | no | Surplus | yes |  | 0 | 0 | 0 | 784.8464 | 0 | no | 0 | 0 | 0 | 784.8464 | 4860 | no | 15873.2497 | 0 | 24300 |  |  | 0 |  |  | 0 | 0 | 0 | 0 | 0 |  | 0 | 0 | 0 | 0 | 0 | 15873.2497 | 5879.3773 | 12863.2493 | 0 | no | Surplus | yes |  | 0 | 0 | 0 | 7619.8902 | 0 | no | 0 | 0 | 0 | 7619.8902 | 0 |  |  | 0 | 0 | 0 | 0 | 0 |  | 0 | 0 | 0 | 0 | 0
| 17418.7934 | 0 | yes | Deficit |  |  | 0 | 0 | 0 | 0 | 0 |  | 0 | 0 | 0 | 0 | 4860 | no |  | 0 | 24300 | no | 17418.7934 | 0 | no | no | 0 | 0 | 0 | 0 | 0 |  | 0 | 0 | 0 | 0 | 0 | 17418.7934 | 8991.4826 | 14115.7159 | 0 | no | Surplus | yes |  | 0 | 0 | 0 | 3871.7668 | 0 | no | 0 | 0 | 0 | 3871.7668 | 0 |  |  | 0 | 0 | 0 | 0 | 0 |  | 0 | 0 | 0 | 0 | 0
| 18743.834 | 0 | yes | Deficit |  |  | 0 | 0 | 0 | 0 | 0 |  | 0 | 0 | 0 | 0 | 4860 | no |  | 0 | 24300 | no | 18743.834 | 0 | no | no | 0 | 0 | 0 | 0 | 0 |  | 0 | 0 | 0 | 0 | 0 | 18743.834 | 9926.6105 | 15189.4927 | 0 | no | Surplus | yes |  | 0 | 0 | 0 | 4189.1054 | 0 | no | 0 | 0 | 0 | 4189.1054 | 0 |  |  | 0 | 0 | 0 | 0 | 0 |  | 0 | 0 | 0 | 0 | 0
| 18822.3823 | 0 | yes | Deficit |  |  | 0 | 0 | 0 | 0 | 0 |  | 0 | 0 | 0 | 0 | 4860 | no |  | 0 | 24300 | no | 18822.3823 | 0 | no | no | 0 | 0 | 0 | 0 | 0 |  | 0 | 0 | 0 | 0 | 0 | 18822.3823 | 11065.9853 | 15253.1461 | 0 | no | Surplus | yes |  | 0 | 0 | 0 | 4123.5074 | 0 | no | 0 | 0 | 0 | 4123.5074 | 0 |  |  | 0 | 0 | 0 | 0 | 0 |  | 0 | 0 | 0 | 0 | 0
| 17474.8258 | 0 | no | Surplus | yes |  | 0 | 0 | 0 | 1347.5565 | 0 | no | 0 | 0 | 0 | 1347.5565 | 4860 | no | 17474.8258 | 0 | 24300 |  |  | 0 |  |  | 0 | 0 | 0 | 0 | 0 |  | 0 | 0 | 0 | 0 | 0 | 17474.8258 | 9740.1128 | 14161.1231 | 0 | no | Surplus | yes |  | 0 | 0 | 0 | 5513.0333 | 0 | no | 0 | 0 | 0 | 5513.0333 | 0 |  |  | 0 | 0 | 0 | 0 | 0 |  | 0 | 0 | 0 | 0 | 0
| 15797.8128 | 0 | no | Surplus | yes |  | 0 | 0 | 0 | 1677.0131 | 0 | no | 0 | 0 | 0 | 1677.0131 | 4860 | no | 15797.8128 | 0 | 24300 |  |  | 0 |  |  | 0 | 0 | 0 | 0 | 0 |  | 0 | 0 | 0 | 0 | 0 | 15797.8128 | 10564.0166 | 12802.1173 | 0 | no | Surplus | yes |  | 0 | 0 | 0 | 3597.1065 | 0 | no | 0 | 0 | 0 | 3597.1065 | 0 |  |  | 0 | 0 | 0 | 0 | 0 |  | 0 | 0 | 0 | 0 | 0
| 17018.9679 | 0 | yes | Deficit |  |  | 0 | 0 | 0 | 0 | 0 |  | 0 | 0 | 0 | 0 | 4860 | no |  | 0 | 24300 | no | 17018.9679 | 0 | no | no | 0 | 0 | 0 | 0 | 0 |  | 0 | 0 | 0 | 0 | 0 | 17018.9679 | 10581.0749 | 13791.7082 | 0 | no | Surplus | yes |  | 0 | 0 | 0 | 2221.0424 | 0 | no | 0 | 0 | 0 | 2221.0424 | 0 |  |  | 0 | 0 | 0 | 0 | 0 |  | 0 | 0 | 0 | 0 | 0
| 20892.9576 | 0 | yes | Deficit |  |  | 0 | 0 | 0 | 0 | 0 |  | 0 | 0 | 0 | 0 | 4860 | no |  | 0 | 24300 | no | 20892.9576 | 0 | no | no | 0 | 0 | 0 | 0 | 0 |  | 0 | 0 | 0 | 0 | 0 | 20892.9576 | 10981.1358 | 16931.0839 | 0 | no | Surplus | yes |  | 0 | 0 | 0 | 2810.5724 | 0 | no | 0 | 0 | 0 | 2810.5724 | 0 |  |  | 0 | 0 | 0 | 0 | 0 |  | 0 | 0 | 0 | 0 | 0
| 21855.833 | 0 | yes | Deficit |  |  | 0 | 0 | 0 | 0 | 0 |  | 0 | 0 | 0 | 0 | 4860 | no |  | 0 | 24300 | no | 21855.833 | 0 | no | no | 0 | 0 | 0 | 0 | 0 |  | 0 | 0 | 0 | 0 | 0 | 21855.833 | 10742.9891 | 17711.3719 | 0 | no | Surplus | yes |  | 0 | 0 | 0 | 6188.0948 | 0 | no | 0 | 0 | 0 | 6188.0948 | 0 |  |  | 0 | 0 | 0 | 0 | 0 |  | 0 | 0 | 0 | 0 | 0
| 20118.264 | 0 | no | Surplus | yes |  | 0 | 0 | 0 | 1737.5689 | 0 | no | 0 | 0 | 0 | 1737.5689 | 4860 | no | 20118.264 | 0 | 24300 |  |  | 0 |  |  | 0 | 0 | 0 | 0 | 0 |  | 0 | 0 | 0 | 0 | 0 | 20118.264 | 10718.395 | 16303.2934 | 0 | no | Surplus | yes |  | 0 | 0 | 0 | 6992.9769 | 0 | no | 0 | 0 | 0 | 6992.9769 | 0 |  |  | 0 | 0 | 0 | 0 | 0 |  | 0 | 0 | 0 | 0 | 0
| 19132.9959 | 0 | no | Surplus | yes |  | 0 | 0 | 0 | 985.2681 | 0 | no | 0 | 0 | 0 | 985.2681 | 4860 | no | 19132.9959 | 0 | 24300 |  |  | 0 |  |  | 0 | 0 | 0 | 0 | 0 |  | 0 | 0 | 0 | 0 | 0 | 19132.9959 | 9530.315 | 15504.8589 | 0 | no | Surplus | yes |  | 0 | 0 | 0 | 6772.9784 | 0 | no | 0 | 0 | 0 | 6772.9784 | 0 |  |  | 0 | 0 | 0 | 0 | 0 |  | 0 | 0 | 0 | 0 | 0
| 21263.1836 | 0 | yes | Deficit |  |  | 0 | 0 | 0 | 0 | 0 |  | 0 | 0 | 0 | 0 | 4860 | no |  | 0 | 24300 | no | 21263.1836 | 0 | no | no | 0 | 0 | 0 | 0 | 0 |  | 0 | 0 | 0 | 0 | 0 | 21263.1836 | 9554.1778 | 17231.105 | 0 | no | Surplus | yes |  | 0 | 0 | 0 | 5950.6811 | 0 | no | 0 | 0 | 0 | 5950.6811 | 0 |  |  | 0 | 0 | 0 | 0 | 0 |  | 0 | 0 | 0 | 0 | 0
| 22430.4422 | 0 | yes | Deficit |  |  | 0 | 0 | 0 | 0 | 0 |  | 0 | 0 | 0 | 0 | 4860 | no |  | 0 | 24300 | no | 22430.4422 | 0 | no | no | 0 | 0 | 0 | 0 | 0 |  | 0 | 0 | 0 | 0 | 0 | 22430.4422 | 10892.0089 | 18177.0196 | 0 | no | Surplus | yes |  | 0 | 0 | 0 | 6339.0961 | 0 | no | 0 | 0 | 0 | 6339.0961 | 0 |  |  | 0 | 0 | 0 | 0 | 0 |  | 0 | 0 | 0 | 0 | 0
| 18465.2127 | 0 | no | Surplus | yes |  | 0 | 0 | 0 | 3965.2295 | 0 | no | 0 | 0 | 0 | 3965.2295 | 4860 | no | 18465.2127 | 0 | 24300 |  |  | 0 |  |  | 0 | 0 | 0 | 0 | 0 |  | 0 | 0 | 0 | 0 | 0 | 18465.2127 | 11968.9431 | 14963.7056 | 0 | no | Surplus | yes |  | 0 | 0 | 0 | 6208.0765 | 0 | no | 0 | 0 | 0 | 6208.0765 | 0 |  |  | 0 | 0 | 0 | 0 | 0 |  | 0 | 0 | 0 | 0 | 0
| 19275.928 | 0 | yes | Deficit |  |  | 0 | 0 | 0 | 0 | 0 |  | 0 | 0 | 0 | 0 | 4860 | no |  | 0 | 24300 | no | 19275.928 | 0 | no | no | 0 | 0 | 0 | 0 | 0 |  | 0 | 0 | 0 | 0 | 0 | 19275.928 | 12818.2118 | 15620.6872 | 0 | no | Surplus | yes |  | 0 | 0 | 0 | 2145.4938 | 0 | no | 0 | 0 | 0 | 2145.4938 | 0 |  |  | 0 | 0 | 0 | 0 | 0 |  | 0 | 0 | 0 | 0 | 0
| 19496.6745 | 0 | yes | Deficit |  |  | 0 | 0 | 0 | 0 | 0 |  | 0 | 0 | 0 | 0 | 4860 | no |  | 0 | 24300 | no | 19496.6745 | 0 | no | no | 0 | 0 | 0 | 0 | 0 |  | 0 | 0 | 0 | 0 | 0 | 19496.6745 | 12916.4096 | 15799.5742 | 0 | no | Surplus | yes |  | 0 | 0 | 0 | 2704.2776 | 0 | no | 0 | 0 | 0 | 2704.2776 | 0 |  |  | 0 | 0 | 0 | 0 | 0 |  | 0 | 0 | 0 | 0 | 0
| 19952.9924 | 0 | yes | Deficit |  |  | 0 | 0 | 0 | 0 | 0 |  | 0 | 0 | 0 | 0 | 4860 | no |  | 0 | 24300 | no | 19952.9924 | 0 | no | no | 0 | 0 | 0 | 0 | 0 |  | 0 | 0 | 0 | 0 | 0 | 19952.9924 | 12354.1796 | 16169.3617 | 0 | no | Surplus | yes |  | 0 | 0 | 0 | 3445.3946 | 0 | no | 0 | 0 | 0 | 3445.3946 | 0 |  |  | 0 | 0 | 0 | 0 | 0 |  | 0 | 0 | 0 | 0 | 0
| 20001.3967 | 0 | yes | Deficit |  |  | 0 | 0 | 0 | 0 | 0 |  | 0 | 0 | 0 | 0 | 4860 | no |  | 0 | 24300 | no | 20001.3967 | 0 | no | no | 0 | 0 | 0 | 0 | 0 |  | 0 | 0 | 0 | 0 | 0 | 20001.3967 | 12163.9375 | 16208.5873 | 0 | no | Surplus | yes |  | 0 | 0 | 0 | 4005.4242 | 0 | no | 0 | 0 | 0 | 4005.4242 | 0 |  |  | 0 | 0 | 0 | 0 | 0 |  | 0 | 0 | 0 | 0 | 0
| 20127.147 | 0 | yes | Deficit |  |  | 0 | 0 | 0 | 0 | 0 |  | 0 | 0 | 0 | 0 | 4860 | no |  | 0 | 24300 | no | 20127.147 | 0 | no | no | 0 | 0 | 0 | 0 | 0 |  | 0 | 0 | 0 | 0 | 0 | 20127.147 | 9317.8504 | 16310.4919 | 0 | no | Surplus | yes |  | 0 | 0 | 0 | 6890.7369 | 0 | no | 0 | 0 | 0 | 6890.7369 | 0 |  |  | 0 | 0 | 0 | 0 | 0 |  | 0 | 0 | 0 | 0 | 0
| 23451.8085 | 0 | yes | Deficit |  |  | 0 | 0 | 0 | 0 | 0 |  | 0 | 0 | 0 | 0 | 4860 | no |  | 0 | 24300 | no | 23451.8085 | 0 | no | no | 0 | 0 | 0 | 0 | 0 |  | 0 | 0 | 0 | 0 | 0 | 23451.8085 | 9521.478 | 19004.7071 | 0 | no | Surplus | yes |  | 0 | 0 | 0 | 6789.0138 | 0 | no | 0 | 0 | 0 | 6789.0138 | 0 |  |  | 0 | 0 | 0 | 0 | 0 |  | 0 | 0 | 0 | 0 | 0
| 23513.3453 | 0 | yes | Deficit |  |  | 0 | 0 | 0 | 0 | 0 |  | 0 | 0 | 0 | 0 | 4860 | no |  | 0 | 24300 | no | 23513.3453 | 0 | no | no | 0 | 0 | 0 | 0 | 0 |  | 0 | 0 | 0 | 0 | 0 | 23513.3453 | 10927.8269 | 19054.5748 | 0 | no | Surplus | yes |  | 0 | 0 | 0 | 8076.8802 | 0 | no | 0 | 0 | 0 | 8076.8802 | 0 |  |  | 0 | 0 | 0 | 0 | 0 |  | 0 | 0 | 0 | 0 | 0
| 22062.1964 | 0 | no | Surplus | yes |  | 0 | 0 | 0 | 1451.1489 | 0 | no | 0 | 0 | 0 | 1451.1489 | 4860 | no | 22062.1964 | 0 | 24300 |  |  | 0 |  |  | 0 | 0 | 0 | 0 | 0 |  | 0 | 0 | 0 | 0 | 0 | 22062.1964 | 11191.1027 | 17878.6033 | 0 | no | Surplus | yes |  | 0 | 0 | 0 | 7863.4721 | 0 | no | 0 | 0 | 0 | 7863.4721 | 0 |  |  | 0 | 0 | 0 | 0 | 0 |  | 0 | 0 | 0 | 0 | 0
| 22782.9495 | 0 | yes | Deficit |  |  | 0 | 0 | 0 | 0 | 0 |  | 0 | 0 | 0 | 0 | 4860 | no |  | 0 | 24300 | no | 22782.9495 | 0 | no | no | 0 | 0 | 0 | 0 | 0 |  | 0 | 0 | 0 | 0 | 0 | 22782.9495 | 10257.786 | 18462.6819 | 0 | no | Surplus | yes |  | 0 | 0 | 0 | 7620.8172 | 0 | no | 0 | 0 | 0 | 7620.8172 | 0 |  |  | 0 | 0 | 0 | 0 | 0 |  | 0 | 0 | 0 | 0 | 0
| 23506.6032 | 0 | yes | Deficit |  |  | 0 | 0 | 0 | 0 | 0 |  | 0 | 0 | 0 | 0 | 4860 | no |  | 0 | 24300 | no | 23506.6032 | 0 | no | no | 0 | 0 | 0 | 0 | 0 |  | 0 | 0 | 0 | 0 | 0 | 23506.6032 | 10062.9074 | 19049.1112 | 0 | no | Surplus | yes |  | 0 | 0 | 0 | 8399.7745 | 0 | no | 0 | 0 | 0 | 8399.7745 | 0 |  |  | 0 | 0 | 0 | 0 | 0 |  | 0 | 0 | 0 | 0 | 0
| 22310.6239 | 0 | no | Surplus | yes |  | 0 | 0 | 0 | 1195.9793 | 0 | no | 0 | 0 | 0 | 1195.9793 | 4860 | no | 22310.6239 | 0 | 24300 |  |  | 0 |  |  | 0 | 0 | 0 | 0 | 0 |  | 0 | 0 | 0 | 0 | 0 | 22310.6239 | 9568.4479 | 18079.9221 | 0 | no | Surplus | yes |  | 0 | 0 | 0 | 9480.6633 | 0 | no | 0 | 0 | 0 | 9480.6633 | 0 |  |  | 0 | 0 | 0 | 0 | 0 |  | 0 | 0 | 0 | 0 | 0
| 24468.9966 | 0 | yes | Deficit |  |  | 0 | 0 | 0 | 0 | 0 |  | 0 | 0 | 0 | 0 | 4860 | no |  | 0 | 24300 | yes | 24300 | 168.9966 | yes |  | 0 | 0 | 0 | 168.9966 | 0 | no | 0 | 0 | 0 | 168.9966 | 0 | 24300 | 9432.2233 | 19692.0583 | 0 | no | Surplus | yes |  | 0 | 0 | 0 | 8647.6988 | 0 | no | 0 | 0 | 0 | 8647.6988 | 0 |  |  | 0 | 0 | 0 | 0 | 0 |  | 0 | 0 | 0 | 0 | 0
| 24410.9847 | 0 | yes | Deficit |  |  | 0 | 0 | 0 | 0 | 0 |  | 0 | 0 | 0 | 0 | 4860 | no |  | 0 | 24300 | yes | 24300 | 110.9847 | yes |  | 0 | 0 | 0 | 110.9847 | 0 | no | 0 | 0 | 0 | 110.9847 | 0 | 24300 | 10004.2196 | 19692.0583 | 0 | no | Surplus | yes |  | 0 | 0 | 0 | 9687.8388 | 0 | no | 0 | 0 | 0 | 9687.8388 | 0 |  |  | 0 | 0 | 0 | 0 | 0 |  | 0 | 0 | 0 | 0 | 0
| 21574.4332 | 0 | no | Surplus | yes |  | 0 | 0 | 0 | 2725.5668 | 0 | no | 0 | 0 | 0 | 2725.5668 | 4860 | no | 21574.4332 | 0 | 24300 |  |  | 0 |  |  | 0 | 0 | 0 | 0 | 0 |  | 0 | 0 | 0 | 0 | 0 | 21574.4332 | 11831.866 | 17483.3332 | 0 | no | Surplus | yes |  | 0 | 0 | 0 | 7860.1924 | 0 | no | 0 | 0 | 0 | 7860.1924 | 0 |  |  | 0 | 0 | 0 | 0 | 0 |  | 0 | 0 | 0 | 0 | 0
| 23361.6459 | 0 | yes | Deficit |  |  | 0 | 0 | 0 | 0 | 0 |  | 0 | 0 | 0 | 0 | 4860 | no |  | 0 | 24300 | no | 23361.6459 | 0 | no | no | 0 | 0 | 0 | 0 | 0 |  | 0 | 0 | 0 | 0 | 0 | 23361.6459 | 11700.6756 | 18931.6418 | 0 | no | Surplus | yes |  | 0 | 0 | 0 | 5782.6576 | 0 | no | 0 | 0 | 0 | 5782.6576 | 0 |  |  | 0 | 0 | 0 | 0 | 0 |  | 0 | 0 | 0 | 0 | 0
| 22270.9564 | 0 | no | Surplus | yes |  | 0 | 0 | 0 | 1090.6895 | 0 | no | 0 | 0 | 0 | 1090.6895 | 4860 | no | 22270.9564 | 0 | 24300 |  |  | 0 |  |  | 0 | 0 | 0 | 0 | 0 |  | 0 | 0 | 0 | 0 | 0 | 22270.9564 | 11151.6086 | 18047.7767 | 0 | no | Surplus | yes |  | 0 | 0 | 0 | 7780.0332 | 0 | no | 0 | 0 | 0 | 7780.0332 | 0 |  |  | 0 | 0 | 0 | 0 | 0 |  | 0 | 0 | 0 | 0 | 0
| 21089.0071 | 0 | no | Surplus | yes |  | 0 | 0 | 0 | 1181.9493 | 0 | no | 0 | 0 | 0 | 1181.9493 | 4860 | no | 21089.0071 | 0 | 24300 |  |  | 0 |  |  | 0 | 0 | 0 | 0 | 0 |  | 0 | 0 | 0 | 0 | 0 | 21089.0071 | 12729.4523 | 17089.9572 | 0 | no | Surplus | yes |  | 0 | 0 | 0 | 5318.3244 | 0 | no | 0 | 0 | 0 | 5318.3244 | 0 |  |  | 0 | 0 | 0 | 0 | 0 |  | 0 | 0 | 0 | 0 | 0
| 21160.121 | 0 | yes | Deficit |  |  | 0 | 0 | 0 | 0 | 0 |  | 0 | 0 | 0 | 0 | 4860 | no |  | 0 | 24300 | no | 21160.121 | 0 | no | no | 0 | 0 | 0 | 0 | 0 |  | 0 | 0 | 0 | 0 | 0 | 21160.121 | 12384.2231 | 17147.5859 | 0 | no | Surplus | yes |  | 0 | 0 | 0 | 4705.7341 | 0 | no | 0 | 0 | 0 | 4705.7341 | 0 |  |  | 0 | 0 | 0 | 0 | 0 |  | 0 | 0 | 0 | 0 | 0
| 21863.5804 | 0 | yes | Deficit |  |  | 0 | 0 | 0 | 0 | 0 |  | 0 | 0 | 0 | 0 | 4860 | no |  | 0 | 24300 | no | 21863.5804 | 0 | no | no | 0 | 0 | 0 | 0 | 0 |  | 0 | 0 | 0 | 0 | 0 | 21863.5804 | 12061.6103 | 17717.6502 | 0 | no | Surplus | yes |  | 0 | 0 | 0 | 5085.9756 | 0 | no | 0 | 0 | 0 | 5085.9756 | 0 |  |  | 0 | 0 | 0 | 0 | 0 |  | 0 | 0 | 0 | 0 | 0
| 20193.0385 | 0 | no | Surplus | yes |  | 0 | 0 | 0 | 1670.5418 | 0 | no | 0 | 0 | 0 | 1670.5418 | 4860 | no | 20193.0385 | 0 | 24300 |  |  | 0 |  |  | 0 | 0 | 0 | 0 | 0 |  | 0 | 0 | 0 | 0 | 0 | 20193.0385 | 10791.2933 | 16363.8886 | 0 | no | Surplus | yes |  | 0 | 0 | 0 | 6926.3569 | 0 | no | 0 | 0 | 0 | 6926.3569 | 0 |  |  | 0 | 0 | 0 | 0 | 0 |  | 0 | 0 | 0 | 0 | 0
| 20765.9426 | 0 | yes | Deficit |  |  | 0 | 0 | 0 | 0 | 0 |  | 0 | 0 | 0 | 0 | 4860 | no |  | 0 | 24300 | no | 20765.9426 | 0 | no | no | 0 | 0 | 0 | 0 | 0 |  | 0 | 0 | 0 | 0 | 0 | 20765.9426 | 10951.0742 | 16828.1544 | 0 | no | Surplus | yes |  | 0 | 0 | 0 | 5412.8144 | 0 | no | 0 | 0 | 0 | 5412.8144 | 0 |  |  | 0 | 0 | 0 | 0 | 0 |  | 0 | 0 | 0 | 0 | 0
| 19501.1575 | 0 | no | Surplus | yes |  | 0 | 0 | 0 | 1264.7851 | 0 | no | 0 | 0 | 0 | 1264.7851 | 4860 | no | 19501.1575 | 0 | 24300 |  |  | 0 |  |  | 0 | 0 | 0 | 0 | 0 |  | 0 | 0 | 0 | 0 | 0 | 19501.1575 | 11637.9083 | 15803.2071 | 0 | no | Surplus | yes |  | 0 | 0 | 0 | 5190.2462 | 0 | no | 0 | 0 | 0 | 5190.2462 | 0 |  |  | 0 | 0 | 0 | 0 | 0 |  | 0 | 0 | 0 | 0 | 0
| 21309.283 | 0 | yes | Deficit |  |  | 0 | 0 | 0 | 0 | 0 |  | 0 | 0 | 0 | 0 | 4860 | no |  | 0 | 24300 | no | 21309.283 | 0 | no | no | 0 | 0 | 0 | 0 | 0 |  | 0 | 0 | 0 | 0 | 0 | 21309.283 | 12380.5859 | 17268.4627 | 0 | no | Surplus | yes |  | 0 | 0 | 0 | 3422.6212 | 0 | no | 0 | 0 | 0 | 3422.6212 | 0 |  |  | 0 | 0 | 0 | 0 | 0 |  | 0 | 0 | 0 | 0 | 0
| 22456.2411 | 0 | yes | Deficit |  |  | 0 | 0 | 0 | 0 | 0 |  | 0 | 0 | 0 | 0 | 4860 | no |  | 0 | 24300 | no | 22456.2411 | 0 | no | no | 0 | 0 | 0 | 0 | 0 |  | 0 | 0 | 0 | 0 | 0 | 22456.2411 | 13949.4771 | 18197.9263 | 0 | no | Surplus | yes |  | 0 | 0 | 0 | 3318.9856 | 0 | no | 0 | 0 | 0 | 3318.9856 | 0 |  |  | 0 | 0 | 0 | 0 | 0 |  | 0 | 0 | 0 | 0 | 0
| 19129.2009 | 0 | no | Surplus | yes |  | 0 | 0 | 0 | 3327.0402 | 0 | no | 0 | 0 | 0 | 3327.0402 | 4860 | no | 19129.2009 | 0 | 24300 |  |  | 0 |  |  | 0 | 0 | 0 | 0 | 0 |  | 0 | 0 | 0 | 0 | 0 | 19129.2009 | 13115.408 | 15501.7836 | 0 | no | Surplus | yes |  | 0 | 0 | 0 | 5082.5183 | 0 | no | 0 | 0 | 0 | 5082.5183 | 0 |  |  | 0 | 0 | 0 | 0 | 0 |  | 0 | 0 | 0 | 0 | 0
| 19510.6135 | 0 | yes | Deficit |  |  | 0 | 0 | 0 | 0 | 0 |  | 0 | 0 | 0 | 0 | 4860 | no |  | 0 | 24300 | no | 19510.6135 | 0 | no | no | 0 | 0 | 0 | 0 | 0 |  | 0 | 0 | 0 | 0 | 0 | 19510.6135 | 13209.5214 | 15810.87 | 0 | no | Surplus | yes |  | 0 | 0 | 0 | 2292.2621 | 0 | no | 0 | 0 | 0 | 2292.2621 | 0 |  |  | 0 | 0 | 0 | 0 | 0 |  | 0 | 0 | 0 | 0 | 0
| 19802.4417 | 0 | yes | Deficit |  |  | 0 | 0 | 0 | 0 | 0 |  | 0 | 0 | 0 | 0 | 4860 | no |  | 0 | 24300 | no | 19802.4417 | 0 | no | no | 0 | 0 | 0 | 0 | 0 |  | 0 | 0 | 0 | 0 | 0 | 19802.4417 | 12609.755 | 16047.3595 | 0 | no | Surplus | yes |  | 0 | 0 | 0 | 3201.115 | 0 | no | 0 | 0 | 0 | 3201.115 | 0 |  |  | 0 | 0 | 0 | 0 | 0 |  | 0 | 0 | 0 | 0 | 0
| 20824.5923 | 0 | yes | Deficit |  |  | 0 | 0 | 0 | 0 | 0 |  | 0 | 0 | 0 | 0 | 4860 | no |  | 0 | 24300 | no | 20824.5923 | 0 | no | no | 0 | 0 | 0 | 0 | 0 |  | 0 | 0 | 0 | 0 | 0 | 20824.5923 | 12080.5541 | 16875.6826 | 0 | no | Surplus | yes |  | 0 | 0 | 0 | 3966.8054 | 0 | no | 0 | 0 | 0 | 3966.8054 | 0 |  |  | 0 | 0 | 0 | 0 | 0 |  | 0 | 0 | 0 | 0 | 0
| 21479.5329 | 0 | yes | Deficit |  |  | 0 | 0 | 0 | 0 | 0 |  | 0 | 0 | 0 | 0 | 4860 | no |  | 0 | 24300 | no | 21479.5329 | 0 | no | no | 0 | 0 | 0 | 0 | 0 |  | 0 | 0 | 0 | 0 | 0 | 21479.5329 | 11863.9244 | 17406.4286 | 0 | no | Surplus | yes |  | 0 | 0 | 0 | 5011.7582 | 0 | no | 0 | 0 | 0 | 5011.7582 | 0 |  |  | 0 | 0 | 0 | 0 | 0 |  | 0 | 0 | 0 | 0 | 0
| 21446.28 | 0 | no | Surplus | yes |  | 0 | 0 | 0 | 33.2529 | 0 | no | 0 | 0 | 0 | 33.2529 | 4860 | no | 21446.28 | 0 | 24300 |  |  | 0 |  |  | 0 | 0 | 0 | 0 | 0 |  | 0 | 0 | 0 | 0 | 0 | 21446.28 | 10474.673 | 17379.4813 | 0 | no | Surplus | yes |  | 0 | 0 | 0 | 6931.7556 | 0 | no | 0 | 0 | 0 | 6931.7556 | 0 |  |  | 0 | 0 | 0 | 0 | 0 |  | 0 | 0 | 0 | 0 | 0
| 19919.8024 | 0 | no | Surplus | yes |  | 0 | 0 | 0 | 1526.4775 | 0 | no | 0 | 0 | 0 | 1526.4775 | 4860 | no | 19919.8024 | 0 | 24300 |  |  | 0 |  |  | 0 | 0 | 0 | 0 | 0 |  | 0 | 0 | 0 | 0 | 0 | 19919.8024 | 11020.6486 | 16142.4655 | 0 | no | Surplus | yes |  | 0 | 0 | 0 | 6358.8327 | 0 | no | 0 | 0 | 0 | 6358.8327 | 0 |  |  | 0 | 0 | 0 | 0 | 0 |  | 0 | 0 | 0 | 0 | 0
| 19220.1142 | 0 | no | Surplus | yes |  | 0 | 0 | 0 | 699.6883 | 0 | no | 0 | 0 | 0 | 699.6883 | 4860 | no | 19220.1142 | 0 | 24300 |  |  | 0 |  |  | 0 | 0 | 0 | 0 | 0 |  | 0 | 0 | 0 | 0 | 0 | 19220.1142 | 11875.1765 | 15575.4572 | 0 | no | Surplus | yes |  | 0 | 0 | 0 | 4267.289 | 0 | no | 0 | 0 | 0 | 4267.289 | 0 |  |  | 0 | 0 | 0 | 0 | 0 |  | 0 | 0 | 0 | 0 | 0
| 16731.2539 | 0 | no | Surplus | yes |  | 0 | 0 | 0 | 2488.8602 | 0 | no | 0 | 0 | 0 | 2488.8602 | 4860 | no | 16731.2539 | 0 | 24300 |  |  | 0 |  |  | 0 | 0 | 0 | 0 | 0 |  | 0 | 0 | 0 | 0 | 0 | 16731.2539 | 11420.7135 | 13558.5526 | 0 | no | Surplus | yes |  | 0 | 0 | 0 | 4154.7436 | 0 | no | 0 | 0 | 0 | 4154.7436 | 0 |  |  | 0 | 0 | 0 | 0 | 0 |  | 0 | 0 | 0 | 0 | 0
| 16811.2791 | 0 | yes | Deficit |  |  | 0 | 0 | 0 | 0 | 0 |  | 0 | 0 | 0 | 0 | 4860 | no |  | 0 | 24300 | no | 16811.2791 | 0 | no | no | 0 | 0 | 0 | 0 | 0 |  | 0 | 0 | 0 | 0 | 0 | 16811.2791 | 11689.8559 | 13623.4029 | 0 | no | Surplus | yes |  | 0 | 0 | 0 | 1868.6967 | 0 | no | 0 | 0 | 0 | 1868.6967 | 0 |  |  | 0 | 0 | 0 | 0 | 0 |  | 0 | 0 | 0 | 0 | 0
| 17818.6405 | 0 | yes | Deficit |  |  | 0 | 0 | 0 | 0 | 0 |  | 0 | 0 | 0 | 0 | 4860 | no |  | 0 | 24300 | no | 17818.6405 | 0 | no | no | 0 | 0 | 0 | 0 | 0 |  | 0 | 0 | 0 | 0 | 0 | 17818.6405 | 11642.2667 | 14439.7411 | 0 | no | Surplus | yes |  | 0 | 0 | 0 | 1981.1362 | 0 | no | 0 | 0 | 0 | 1981.1362 | 0 |  |  | 0 | 0 | 0 | 0 | 0 |  | 0 | 0 | 0 | 0 | 0
| 19369.5487 | 0 | yes | Deficit |  |  | 0 | 0 | 0 | 0 | 0 |  | 0 | 0 | 0 | 0 | 4860 | no |  | 0 | 24300 | no | 19369.5487 | 0 | no | no | 0 | 0 | 0 | 0 | 0 |  | 0 | 0 | 0 | 0 | 0 | 19369.5487 | 11977.3403 | 15696.5548 | 0 | no | Surplus | yes |  | 0 | 0 | 0 | 2462.4008 | 0 | no | 0 | 0 | 0 | 2462.4008 | 0 |  |  | 0 | 0 | 0 | 0 | 0 |  | 0 | 0 | 0 | 0 | 0
| 18086.8695 | 0 | no | Surplus | yes |  | 0 | 0 | 0 | 1282.6791 | 0 | no | 0 | 0 | 0 | 1282.6791 | 4860 | no | 18086.8695 | 0 | 24300 |  |  | 0 |  |  | 0 | 0 | 0 | 0 | 0 |  | 0 | 0 | 0 | 0 | 0 | 18086.8695 | 12785.8559 | 14657.1066 | 0 | no | Surplus | yes |  | 0 | 0 | 0 | 2910.6989 | 0 | no | 0 | 0 | 0 | 2910.6989 | 0 |  |  | 0 | 0 | 0 | 0 | 0 |  | 0 | 0 | 0 | 0 | 0
| 15494.7764 | 0 | no | Surplus | yes |  | 0 | 0 | 0 | 2592.0931 | 0 | no | 0 | 0 | 0 | 2592.0931 | 4860 | no | 15494.7764 | 0 | 24300 |  |  | 0 |  |  | 0 | 0 | 0 | 0 | 0 |  | 0 | 0 | 0 | 0 | 0 | 15494.7764 | 11927.6688 | 12556.5449 | 0 | no | Surplus | yes |  | 0 | 0 | 0 | 2729.4378 | 0 | no | 0 | 0 | 0 | 2729.4378 | 0 |  |  | 0 | 0 | 0 | 0 | 0 |  | 0 | 0 | 0 | 0 | 0
| 16511.5869 | 0 | yes | Deficit |  |  | 0 | 0 | 0 | 0 | 0 |  | 0 | 0 | 0 | 0 | 4860 | no |  | 0 | 24300 | no | 16511.5869 | 0 | no | no | 0 | 0 | 0 | 0 | 0 |  | 0 | 0 | 0 | 0 | 0 | 16511.5869 | 12560.3928 | 13380.5405 | 0 | yes | Deficit |  |  | 0 | 0 | 0 | 0 | 0 |  | 0 | 0 | 0 | 0 | 3.8479 | yes |  | 0 | 0 | 0 | 3.8479 | 0 | no | 0 | 0 | 0 | 3.8479 | 0
| 14738.3773 | 0 | no | Surplus | yes |  | 0 | 0 | 0 | 1773.2096 | 0 | no | 0 | 0 | 0 | 1773.2096 | 4860 | no | 14738.3773 | 0 | 24300 |  |  | 0 |  |  | 0 | 0 | 0 | 0 | 0 |  | 0 | 0 | 0 | 0 | 0 | 14738.3773 | 13021.6462 | 11943.5796 | 0 | no | Surplus | yes |  | 0 | 0 | 0 | 358.8942 | 0 | no | 0 | 0 | 0 | 358.8942 | 0 |  |  | 0 | 0 | 0 | 0 | 0 |  | 0 | 0 | 0 | 0 | 0
| 14701.9085 | 0 | no | Surplus | yes |  | 0 | 0 | 0 | 36.4688 | 0 | no | 0 | 0 | 0 | 36.4688 | 4860 | no | 14701.9085 | 0 | 24300 |  |  | 0 |  |  | 0 | 0 | 0 | 0 | 0 |  | 0 | 0 | 0 | 0 | 0 | 14701.9085 | 13517.2162 | 11914.0264 | 0 | yes | Deficit |  |  | 0 | 0 | 0 | 0 | 0 |  | 0 | 0 | 0 | 0 | 1573.6365 | yes |  | 0 | 0 | 0 | 1573.6365 | 0 | no | 0 | 0 | 0 | 1573.6365 | 0
| 14701.262 | 0 | no | Surplus | yes |  | 0 | 0 | 0 | 0.6465 | 0 | no | 0 | 0 | 0 | 0.6465 | 4860 | no | 14701.262 | 0 | 24300 |  |  | 0 |  |  | 0 | 0 | 0 | 0 | 0 |  | 0 | 0 | 0 | 0 | 0 | 14701.262 | 13858.3594 | 11913.5025 | 0 | yes | Deficit |  |  | 0 | 0 | 0 | 0 | 0 |  | 0 | 0 | 0 | 0 | 1944.333 | yes |  | 0 | 0 | 0 | 1944.333 | 0 | no | 0 | 0 | 0 | 1944.333 | 0
| 15191.4096 | 0 | yes | Deficit |  |  | 0 | 0 | 0 | 0 | 0 |  | 0 | 0 | 0 | 0 | 4860 | no |  | 0 | 24300 | no | 15191.4096 | 0 | no | no | 0 | 0 | 0 | 0 | 0 |  | 0 | 0 | 0 | 0 | 0 | 15191.4096 | 13795.8471 | 12310.7047 | 0 | yes | Deficit |  |  | 0 | 0 | 0 | 0 | 0 |  | 0 | 0 | 0 | 0 | 1882.3447 | yes |  | 0 | 0 | 0 | 1882.3447 | 0 | no | 0 | 0 | 0 | 1882.3447 | 0
| 16382.4752 | 0 | yes | Deficit |  |  | 0 | 0 | 0 | 0 | 0 |  | 0 | 0 | 0 | 0 | 4860 | no |  | 0 | 24300 | no | 16382.4752 | 0 | no | no | 0 | 0 | 0 | 0 | 0 |  | 0 | 0 | 0 | 0 | 0 | 16382.4752 | 14101.6943 | 13275.9118 | 0 | yes | Deficit |  |  | 0 | 0 | 0 | 0 | 0 |  | 0 | 0 | 0 | 0 | 1790.9896 | yes |  | 0 | 0 | 0 | 1790.9896 | 0 | no | 0 | 0 | 0 | 1790.9896 | 0
| 17306.9949 | 0 | yes | Deficit |  |  | 0 | 0 | 0 | 0 | 0 |  | 0 | 0 | 0 | 0 | 4860 | no |  | 0 | 24300 | no | 17306.9949 | 0 | no | no | 0 | 0 | 0 | 0 | 0 |  | 0 | 0 | 0 | 0 | 0 | 17306.9949 | 13856.8189 | 14025.1174 | 0 | yes | Deficit |  |  | 0 | 0 | 0 | 0 | 0 |  | 0 | 0 | 0 | 0 | 580.9071 | yes |  | 0 | 0 | 0 | 580.9071 | 0 | no | 0 | 0 | 0 | 580.9071 | 0
| 14017.2162 | 0 | no | Surplus | yes |  | 0 | 0 | 0 | 3289.7787 | 0 | no | 0 | 0 | 0 | 3289.7787 | 4860 | no | 14017.2162 | 0 | 24300 |  |  | 0 |  |  | 0 | 0 | 0 | 0 | 0 |  | 0 | 0 | 0 | 0 | 0 | 14017.2162 | 14251.4309 | 11359.1703 | 0 | yes | Deficit |  |  | 0 | 0 | 0 | 0 | 0 |  | 0 | 0 | 0 | 0 | 226.3135 | yes |  | 0 | 0 | 0 | 226.3135 | 0 | no | 0 | 0 | 0 | 226.3135 | 0
| 12389.9942 | 0 | no | Surplus | yes |  | 0 | 0 | 0 | 1627.222 | 0 | no | 0 | 0 | 0 | 1627.222 | 4860 | no | 12389.9942 | 0 | 24300 |  |  | 0 |  |  | 0 | 0 | 0 | 0 | 0 |  | 0 | 0 | 0 | 0 | 0 | 12389.9942 | 15391.4584 | 10040.5139 | 0 | yes | Deficit |  |  | 0 | 0 | 0 | 0 | 0 |  | 0 | 0 | 0 | 0 | 4032.288 | yes |  | 0 | 0 | 0 | 4032.288 | 0 | no | 0 | 0 | 0 | 4032.288 | 0
| 11001.089 | 0 | no | Surplus | yes |  | 0 | 0 | 0 | 1388.9052 | 0 | no | 0 | 0 | 0 | 1388.9052 | 4860 | no | 11001.089 | 0 | 24300 |  |  | 0 |  |  | 0 | 0 | 0 | 0 | 0 |  | 0 | 0 | 0 | 0 | 0 | 11001.089 | 14298.9032 | 8914.983 | 0 | yes | Deficit |  |  | 0 | 0 | 0 | 0 | 0 |  | 0 | 0 | 0 | 0 | 4258.3892 | yes |  | 0 | 0 | 0 | 4258.3892 | 0 | no | 0 | 0 | 0 | 4258.3892 | 0
| 10870.7946 | 0 | no | Surplus | yes |  | 0 | 0 | 0 | 130.2944 | 0 | no | 0 | 0 | 0 | 130.2944 | 4860 | no | 10870.7946 | 0 | 22002.1781 |  |  | 0 |  |  | 0 | 0 | 0 | 0 | 0 |  | 0 | 0 | 0 | 0 | 0 | 10870.7946 | 14320.6698 | 8809.396 | 0 | yes | Deficit |  |  | 0 | 0 | 0 | 0 | 0 |  | 0 | 0 | 0 | 0 | 5405.6868 | yes |  | 0 | 0 | 0 | 5405.6868 | 0 | no | 0 | 0 | 0 | 5405.6868 | 0
| 14383.3682 | 0 | yes | Deficit |  |  | 0 | 0 | 0 | 0 | 0 |  | 0 | 0 | 0 | 0 | 4860 | no |  | 0 | 21741.5892 | no | 14383.3682 | 0 | no | no | 0 | 0 | 0 | 0 | 0 |  | 0 | 0 | 0 | 0 | 0 | 14383.3682 | 14241.093 | 11655.8899 | 0 | yes | Deficit |  |  | 0 | 0 | 0 | 0 | 0 |  | 0 | 0 | 0 | 0 | 5431.697 | yes |  | 0 | 0 | 0 | 5431.697 | 0 | no | 0 | 0 | 0 | 5431.697 | 0
| 10539.7004 | 0 | no | Surplus | yes |  | 0 | 0 | 0 | 3843.6678 | 0 | no | 0 | 0 | 0 | 3843.6678 | 4860 | no | 10539.7004 | 0 | 24300 |  |  | 0 |  |  | 0 | 0 | 0 | 0 | 0 |  | 0 | 0 | 0 | 0 | 0 | 10539.7004 | 14219.7486 | 8541.0862 | 0 | yes | Deficit |  |  | 0 | 0 | 0 | 0 | 0 |  | 0 | 0 | 0 | 0 | 2563.8587 | yes |  | 0 | 0 | 0 | 2563.8587 | 0 | no | 0 | 0 | 0 | 2563.8587 | 0
| 5790.8836 | 0 | no | Surplus | yes |  | 0 | 0 | 0 | 4748.8168 | 0 | no | 0 | 0 | 0 | 4748.8168 | 4860 | no | 5790.8836 | 0 | 21079.4008 |  |  | 0 |  |  | 0 | 0 | 0 | 0 | 0 |  | 0 | 0 | 0 | 0 | 0 | 5790.8836 | 13597.5263 | 4692.7744 | 0 | yes | Deficit |  |  | 0 | 0 | 0 | 0 | 0 |  | 0 | 0 | 0 | 0 | 5056.4401 | yes |  | 0 | 0 | 0 | 5056.4401 | 0 | no | 0 | 0 | 0 | 5056.4401 | 0
| 6637.613 | 0 | yes | Deficit |  |  | 0 | 0 | 0 | 0 | 0 |  | 0 | 0 | 0 | 0 | 4860 | no |  | 0 | 11581.7672 | no | 6637.613 | 0 | no | no | 0 | 0 | 0 | 0 | 0 |  | 0 | 0 | 0 | 0 | 0 | 6637.613 | 12933.1204 | 5378.9409 | 0 | yes | Deficit |  |  | 0 | 0 | 0 | 0 | 0 |  | 0 | 0 | 0 | 0 | 8240.346 | yes |  | 0 | 0 | 0 | 8240.346 | 0 | no | 0 | 0 | 0 | 8240.346 | 0
| 8252.2686 | 0 | yes | Deficit |  |  | 0 | 0 | 0 | 0 | 0 |  | 0 | 0 | 0 | 0 | 4860 | no |  | 0 | 13275.2261 | no | 8252.2686 | 0 | no | no | 0 | 0 | 0 | 0 | 0 |  | 0 | 0 | 0 | 0 | 0 | 8252.2686 | 12756.2357 | 6687.4137 | 0 | yes | Deficit |  |  | 0 | 0 | 0 | 0 | 0 |  | 0 | 0 | 0 | 0 | 7377.2948 | yes |  | 0 | 0 | 0 | 7377.2948 | 0 | no | 0 | 0 | 0 | 7377.2948 | 0
| 6637.7885 | 0 | no | Surplus | yes |  | 0 | 0 | 0 | 1614.48 | 0 | no | 0 | 0 | 0 | 1614.48 | 4860 | no | 6637.7885 | 0 | 16504.5371 |  |  | 0 |  |  | 0 | 0 | 0 | 0 | 0 |  | 0 | 0 | 0 | 0 | 0 | 6637.7885 | 12786.4383 | 5379.0831 | 0 | yes | Deficit |  |  | 0 | 0 | 0 | 0 | 0 |  | 0 | 0 | 0 | 0 | 6099.0245 | yes |  | 0 | 0 | 0 | 6099.0245 | 0 | no | 0 | 0 | 0 | 6099.0245 | 0
| 9321.8497 | 0 | yes | Deficit |  |  | 0 | 0 | 0 | 0 | 0 |  | 0 | 0 | 0 | 0 | 4860 | no |  | 0 | 13275.577 | no | 9321.8497 | 0 | no | no | 0 | 0 | 0 | 0 | 0 |  | 0 | 0 | 0 | 0 | 0 | 9321.8497 | 13049.6431 | 7554.1731 | 0 | yes | Deficit |  |  | 0 | 0 | 0 | 0 | 0 |  | 0 | 0 | 0 | 0 | 7670.56 | yes |  | 0 | 0 | 0 | 7670.56 | 0 | no | 0 | 0 | 0 | 7670.56 | 0
| 7931.8177 | 0 | no | Surplus | yes |  | 0 | 0 | 0 | 1390.0319 | 0 | no | 0 | 0 | 0 | 1390.0319 | 4860 | no | 7931.8177 | 0 | 18643.6993 |  |  | 0 |  |  | 0 | 0 | 0 | 0 | 0 |  | 0 | 0 | 0 | 0 | 0 | 7931.8177 | 13743.5672 | 6427.7291 | 0 | yes | Deficit |  |  | 0 | 0 | 0 | 0 | 0 |  | 0 | 0 | 0 | 0 | 6189.3941 | yes |  | 0 | 0 | 0 | 6189.3941 | 0 | no | 0 | 0 | 0 | 6189.3941 | 0
| 6711.1745 | 0 | no | Surplus | yes |  | 0 | 0 | 0 | 1220.6432 | 0 | no | 0 | 0 | 0 | 1220.6432 | 4860 | no | 6711.1745 | 0 | 15863.6354 |  |  | 0 |  |  | 0 | 0 | 0 | 0 | 0 |  | 0 | 0 | 0 | 0 | 0 | 6711.1745 | 13031.578 | 5438.5531 | 0 | yes | Deficit |  |  | 0 | 0 | 0 | 0 | 0 |  | 0 | 0 | 0 | 0 | 6603.8489 | yes |  | 0 | 0 | 0 | 6603.8489 | 0 | no | 0 | 0 | 0 | 6603.8489 | 0
| 6459.8341 | 0 | no | Surplus | yes |  | 0 | 0 | 0 | 251.3404 | 0 | no | 0 | 0 | 0 | 251.3404 | 4860 | no | 6459.8341 | 0 | 13422.349 |  |  | 0 |  |  | 0 | 0 | 0 | 0 | 0 |  | 0 | 0 | 0 | 0 | 0 | 6459.8341 | 11909.0411 | 5234.8737 | 0 | yes | Deficit |  |  | 0 | 0 | 0 | 0 | 0 |  | 0 | 0 | 0 | 0 | 6470.4881 | yes |  | 0 | 0 | 0 | 6470.4881 | 0 | no | 0 | 0 | 0 | 6470.4881 | 0
| 7163.8889 | 0 | yes | Deficit |  |  | 0 | 0 | 0 | 0 | 0 |  | 0 | 0 | 0 | 0 | 4860 | no |  | 0 | 12919.6683 | no | 7163.8889 | 0 | no | no | 0 | 0 | 0 | 0 | 0 |  | 0 | 0 | 0 | 0 | 0 | 7163.8889 | 10127.4325 | 5805.4205 | 0 | yes | Deficit |  |  | 0 | 0 | 0 | 0 | 0 |  | 0 | 0 | 0 | 0 | 4892.5588 | yes |  | 0 | 0 | 0 | 4892.5588 | 0 | no | 0 | 0 | 0 | 4892.5588 | 0
| 11755.0851 | 0 | yes | Deficit |  |  | 0 | 0 | 0 | 0 | 0 |  | 0 | 0 | 0 | 0 | 4860 | no |  | 0 | 14327.7777 | no | 11755.0851 | 0 | no | no | 0 | 0 | 0 | 0 | 0 |  | 0 | 0 | 0 | 0 | 0 | 11755.0851 | 12147.1 | 9526.0009 | 0 | yes | Deficit |  |  | 0 | 0 | 0 | 0 | 0 |  | 0 | 0 | 0 | 0 | 6341.6796 | yes |  | 0 | 0 | 0 | 6341.6796 | 0 | no | 0 | 0 | 0 | 6341.6796 | 0
| 12396.0414 | 0 | yes | Deficit |  |  | 0 | 0 | 0 | 0 | 0 |  | 0 | 0 | 0 | 0 | 4860 | no |  | 0 | 23510.1703 | no | 12396.0414 | 0 | no | no | 0 | 0 | 0 | 0 | 0 |  | 0 | 0 | 0 | 0 | 0 | 12396.0414 | 14371.4629 | 10045.4145 | 0 | yes | Deficit |  |  | 0 | 0 | 0 | 0 | 0 |  | 0 | 0 | 0 | 0 | 4845.4619 | yes |  | 0 | 0 | 0 | 4845.4619 | 0 | no | 0 | 0 | 0 | 4845.4619 | 0
| 11369.957 | 0 | no | Surplus | yes |  | 0 | 0 | 0 | 1026.0844 | 0 | no | 0 | 0 | 0 | 1026.0844 | 4860 | no | 11369.957 | 0 | 24300 |  |  | 0 |  |  | 0 | 0 | 0 | 0 | 0 |  | 0 | 0 | 0 | 0 | 0 | 11369.957 | 15029.3596 | 9213.9036 | 0 | yes | Deficit |  |  | 0 | 0 | 0 | 0 | 0 |  | 0 | 0 | 0 | 0 | 4983.9451 | yes |  | 0 | 0 | 0 | 4983.9451 | 0 | no | 0 | 0 | 0 | 4983.9451 | 0
| 12043.3496 | 0 | yes | Deficit |  |  | 0 | 0 | 0 | 0 | 0 |  | 0 | 0 | 0 | 0 | 4860 | no |  | 0 | 22739.9141 | no | 12043.3496 | 0 | no | no | 0 | 0 | 0 | 0 | 0 |  | 0 | 0 | 0 | 0 | 0 | 12043.3496 | 16556.2281 | 9759.6026 | 0 | yes | Deficit |  |  | 0 | 0 | 0 | 0 | 0 |  | 0 | 0 | 0 | 0 | 7342.3245 | yes |  | 0 | 0 | 0 | 7342.3245 | 0 | no | 0 | 0 | 0 | 7342.3245 | 0
| 12841.0314 | 0 | yes | Deficit |  |  | 0 | 0 | 0 | 0 | 0 |  | 0 | 0 | 0 | 0 | 4860 | no |  | 0 | 24086.6991 | no | 12841.0314 | 0 | no | no | 0 | 0 | 0 | 0 | 0 |  | 0 | 0 | 0 | 0 | 0 | 12841.0314 | 14659.947 | 10406.0222 | 0 | yes | Deficit |  |  | 0 | 0 | 0 | 0 | 0 |  | 0 | 0 | 0 | 0 | 4900.3444 | yes |  | 0 | 0 | 0 | 4900.3444 | 0 | no | 0 | 0 | 0 | 4900.3444 | 0
| 11804.5922 | 0 | no | Surplus | yes |  | 0 | 0 | 0 | 1036.4392 | 0 | no | 0 | 0 | 0 | 1036.4392 | 4860 | no | 11804.5922 | 0 | 24300 |  |  | 0 |  |  | 0 | 0 | 0 | 0 | 0 |  | 0 | 0 | 0 | 0 | 0 | 11804.5922 | 16000.1807 | 9566.1201 | 0 | yes | Deficit |  |  | 0 | 0 | 0 | 0 | 0 |  | 0 | 0 | 0 | 0 | 5594.1586 | yes |  | 0 | 0 | 0 | 5594.1586 | 0 | no | 0 | 0 | 0 | 5594.1586 | 0
| 12775.4488 | 0 | yes | Deficit |  |  | 0 | 0 | 0 | 0 | 0 |  | 0 | 0 | 0 | 0 | 4860 | no |  | 0 | 23609.1844 | no | 12775.4488 | 0 | no | no | 0 | 0 | 0 | 0 | 0 |  | 0 | 0 | 0 | 0 | 0 | 12775.4488 | 17101.0568 | 10352.8758 | 0 | yes | Deficit |  |  | 0 | 0 | 0 | 0 | 0 |  | 0 | 0 | 0 | 0 | 7534.9367 | yes |  | 0 | 0 | 0 | 7534.9367 | 0 | no | 0 | 0 | 0 | 7534.9367 | 0
| 11527.2736 | 0 | no | Surplus | yes |  | 0 | 0 | 0 | 1248.1751 | 0 | no | 0 | 0 | 0 | 1248.1751 | 4860 | no | 11527.2736 | 0 | 24300 |  |  | 0 |  |  | 0 | 0 | 0 | 0 | 0 |  | 0 | 0 | 0 | 0 | 0 | 11527.2736 | 17160.4687 | 9341.3887 | 0 | yes | Deficit |  |  | 0 | 0 | 0 | 0 | 0 |  | 0 | 0 | 0 | 0 | 6807.5928 | yes |  | 0 | 0 | 0 | 6807.5928 | 0 | no | 0 | 0 | 0 | 6807.5928 | 0
| 9872.1164 | 0 | no | Surplus | yes |  | 0 | 0 | 0 | 1655.1573 | 0 | no | 0 | 0 | 0 | 1655.1573 | 4860 | no | 9872.1164 | 0 | 23054.5473 |  |  | 0 |  |  | 0 | 0 | 0 | 0 | 0 |  | 0 | 0 | 0 | 0 | 0 | 9872.1164 | 16423.3551 | 8000.0943 | 0 | yes | Deficit |  |  | 0 | 0 | 0 | 0 | 0 |  | 0 | 0 | 0 | 0 | 7081.9664 | yes |  | 0 | 0 | 0 | 7081.9664 | 0 | no | 0 | 0 | 0 | 7081.9664 | 0
| 8035.8414 | 0 | no | Surplus | yes |  | 0 | 0 | 0 | 1836.275 | 0 | no | 0 | 0 | 0 | 1836.275 | 4860 | no | 8035.8414 | 0 | 19744.2327 |  |  | 0 |  |  | 0 | 0 | 0 | 0 | 0 |  | 0 | 0 | 0 | 0 | 0 | 8035.8414 | 16433.7248 | 6512.0271 | 0 | yes | Deficit |  |  | 0 | 0 | 0 | 0 | 0 |  | 0 | 0 | 0 | 0 | 8433.6305 | yes |  | 0 | 0 | 0 | 8433.6305 | 0 | no | 0 | 0 | 0 | 8433.6305 | 0
| 10571.8936 | 0 | yes | Deficit |  |  | 0 | 0 | 0 | 0 | 0 |  | 0 | 0 | 0 | 0 | 4860 | no |  | 0 | 16071.6828 | no | 10571.8936 | 0 | no | no | 0 | 0 | 0 | 0 | 0 |  | 0 | 0 | 0 | 0 | 0 | 10571.8936 | 17970.4136 | 8567.1747 | 0 | yes | Deficit |  |  | 0 | 0 | 0 | 0 | 0 |  | 0 | 0 | 0 | 0 | 11458.3865 | yes |  | 0 | 0 | 0 | 11458.3865 | 0 | no | 0 | 0 | 0 | 11458.3865 | 0
| 8310.2475 | 0 | no | Surplus | yes |  | 0 | 0 | 0 | 2261.6461 | 0 | no | 0 | 0 | 0 | 2261.6461 | 4860 | no | 8310.2475 | 0 | 21143.7872 |  |  | 0 |  |  | 0 | 0 | 0 | 0 | 0 |  | 0 | 0 | 0 | 0 | 0 | 8310.2475 | 17179.6611 | 6734.3983 | 0 | yes | Deficit |  |  | 0 | 0 | 0 | 0 | 0 |  | 0 | 0 | 0 | 0 | 8612.4864 | yes |  | 0 | 0 | 0 | 8612.4864 | 0 | no | 0 | 0 | 0 | 8612.4864 | 0
| 8747.8124 | 0 | yes | Deficit |  |  | 0 | 0 | 0 | 0 | 0 |  | 0 | 0 | 0 | 0 | 4860 | no |  | 0 | 16620.4951 | no | 8747.8124 | 0 | no | no | 0 | 0 | 0 | 0 | 0 |  | 0 | 0 | 0 | 0 | 0 | 8747.8124 | 16531.0608 | 7088.989 | 0 | yes | Deficit |  |  | 0 | 0 | 0 | 0 | 0 |  | 0 | 0 | 0 | 0 | 9796.6624 | yes |  | 0 | 0 | 0 | 9796.6624 | 0 | no | 0 | 0 | 0 | 9796.6624 | 0
| 9522.5023 | 0 | yes | Deficit |  |  | 0 | 0 | 0 | 0 | 0 |  | 0 | 0 | 0 | 0 | 4860 | no |  | 0 | 17495.6248 | no | 9522.5023 | 0 | no | no | 0 | 0 | 0 | 0 | 0 |  | 0 | 0 | 0 | 0 | 0 | 9522.5023 | 14933.953 | 7716.7766 | 0 | yes | Deficit |  |  | 0 | 0 | 0 | 0 | 0 |  | 0 | 0 | 0 | 0 | 7844.964 | yes |  | 0 | 0 | 0 | 7844.964 | 0 | no | 0 | 0 | 0 | 7844.964 | 0
| 9540.5317 | 0 | yes | Deficit |  |  | 0 | 0 | 0 | 0 | 0 |  | 0 | 0 | 0 | 0 | 4860 | no |  | 0 | 19045.0046 | no | 9540.5317 | 0 | no | no | 0 | 0 | 0 | 0 | 0 |  | 0 | 0 | 0 | 0 | 0 | 9540.5317 | 15430.8671 | 7731.3871 | 0 | yes | Deficit |  |  | 0 | 0 | 0 | 0 | 0 |  | 0 | 0 | 0 | 0 | 7714.0905 | yes |  | 0 | 0 | 0 | 7714.0905 | 0 | no | 0 | 0 | 0 | 7714.0905 | 0
| 8373.3594 | 0 | no | Surplus | yes |  | 0 | 0 | 0 | 1167.1723 | 0 | no | 0 | 0 | 0 | 1167.1723 | 4860 | no | 8373.3594 | 0 | 19081.0634 |  |  | 0 |  |  | 0 | 0 | 0 | 0 | 0 |  | 0 | 0 | 0 | 0 | 0 | 8373.3594 | 15052.6679 | 6785.5425 | 0 | yes | Deficit |  |  | 0 | 0 | 0 | 0 | 0 |  | 0 | 0 | 0 | 0 | 7321.2808 | yes |  | 0 | 0 | 0 | 7321.2808 | 0 | no | 0 | 0 | 0 | 7321.2808 | 0
| 9734.2101 | 0 | yes | Deficit |  |  | 0 | 0 | 0 | 0 | 0 |  | 0 | 0 | 0 | 0 | 4860 | no |  | 0 | 16746.7188 | no | 9734.2101 | 0 | no | no | 0 | 0 | 0 | 0 | 0 |  | 0 | 0 | 0 | 0 | 0 | 9734.2101 | 12970.5163 | 7888.3388 | 0 | yes | Deficit |  |  | 0 | 0 | 0 | 0 | 0 |  | 0 | 0 | 0 | 0 | 6184.9738 | yes |  | 0 | 0 | 0 | 6184.9738 | 0 | no | 0 | 0 | 0 | 6184.9738 | 0
| 10666.0637 | 0 | yes | Deficit |  |  | 0 | 0 | 0 | 0 | 0 |  | 0 | 0 | 0 | 0 | 4860 | no |  | 0 | 19468.4202 | no | 10666.0637 | 0 | no | no | 0 | 0 | 0 | 0 | 0 |  | 0 | 0 | 0 | 0 | 0 | 10666.0637 | 13046.4004 | 8643.4876 | 0 | yes | Deficit |  |  | 0 | 0 | 0 | 0 | 0 |  | 0 | 0 | 0 | 0 | 5158.0616 | yes |  | 0 | 0 | 0 | 5158.0616 | 0 | no | 0 | 0 | 0 | 5158.0616 | 0
| 12244.5619 | 0 | yes | Deficit |  |  | 0 | 0 | 0 | 0 | 0 |  | 0 | 0 | 0 | 0 | 4860 | no |  | 0 | 21332.1274 | no | 12244.5619 | 0 | no | no | 0 | 0 | 0 | 0 | 0 |  | 0 | 0 | 0 | 0 | 0 | 12244.5619 | 16792.8674 | 9922.6595 | 0 | yes | Deficit |  |  | 0 | 0 | 0 | 0 | 0 |  | 0 | 0 | 0 | 0 | 8149.3798 | yes |  | 0 | 0 | 0 | 8149.3798 | 0 | no | 0 | 0 | 0 | 8149.3798 | 0
| 13995.9652 | 0 | yes | Deficit |  |  | 0 | 0 | 0 | 0 | 0 |  | 0 | 0 | 0 | 0 | 4860 | no |  | 0 | 24300 | no | 13995.9652 | 0 | no | no | 0 | 0 | 0 | 0 | 0 |  | 0 | 0 | 0 | 0 | 0 | 13995.9652 | 17497.1048 | 11341.9491 | 0 | yes | Deficit |  |  | 0 | 0 | 0 | 0 | 0 |  | 0 | 0 | 0 | 0 | 7574.4453 | yes |  | 0 | 0 | 0 | 7574.4453 | 0 | no | 0 | 0 | 0 | 7574.4453 | 0
| 15159.5712 | 0 | yes | Deficit |  |  | 0 | 0 | 0 | 0 | 0 |  | 0 | 0 | 0 | 0 | 4860 | no |  | 0 | 24300 | no | 15159.5712 | 0 | no | no | 0 | 0 | 0 | 0 | 0 |  | 0 | 0 | 0 | 0 | 0 | 15159.5712 | 16141.3754 | 12284.9038 | 0 | yes | Deficit |  |  | 0 | 0 | 0 | 0 | 0 |  | 0 | 0 | 0 | 0 | 4799.4263 | yes |  | 0 | 0 | 0 | 4799.4263 | 0 | no | 0 | 0 | 0 | 4799.4263 | 0
| 12396.2927 | 0 | no | Surplus | yes |  | 0 | 0 | 0 | 2763.2786 | 0 | no | 0 | 0 | 0 | 2763.2786 | 4860 | no | 12396.2927 | 0 | 24300 |  |  | 0 |  |  | 0 | 0 | 0 | 0 | 0 |  | 0 | 0 | 0 | 0 | 0 | 12396.2927 | 15345.6736 | 10045.6181 | 0 | yes | Deficit |  |  | 0 | 0 | 0 | 0 | 0 |  | 0 | 0 | 0 | 0 | 3060.7698 | yes |  | 0 | 0 | 0 | 3060.7698 | 0 | no | 0 | 0 | 0 | 3060.7698 | 0
| 11312.7776 | 0 | no | Surplus | yes |  | 0 | 0 | 0 | 1083.5151 | 0 | no | 0 | 0 | 0 | 1083.5151 | 4860 | no | 11312.7776 | 0 | 24300 |  |  | 0 |  |  | 0 | 0 | 0 | 0 | 0 |  | 0 | 0 | 0 | 0 | 0 | 11312.7776 | 14892.2293 | 9167.5669 | 0 | yes | Deficit |  |  | 0 | 0 | 0 | 0 | 0 |  | 0 | 0 | 0 | 0 | 4846.6112 | yes |  | 0 | 0 | 0 | 4846.6112 | 0 | no | 0 | 0 | 0 | 4846.6112 | 0
| 12551.7997 | 0 | yes | Deficit |  |  | 0 | 0 | 0 | 0 | 0 |  | 0 | 0 | 0 | 0 | 4860 | no |  | 0 | 22625.5551 | no | 12551.7997 | 0 | no | no | 0 | 0 | 0 | 0 | 0 |  | 0 | 0 | 0 | 0 | 0 | 12551.7997 | 13608.1879 | 10171.6367 | 0 | yes | Deficit |  |  | 0 | 0 | 0 | 0 | 0 |  | 0 | 0 | 0 | 0 | 4440.621 | yes |  | 0 | 0 | 0 | 4440.621 | 0 | no | 0 | 0 | 0 | 4440.621 | 0
| 14442.9767 | 0 | yes | Deficit |  |  | 0 | 0 | 0 | 0 | 0 |  | 0 | 0 | 0 | 0 | 4860 | no |  | 0 | 24300 | no | 14442.9767 | 0 | no | no | 0 | 0 | 0 | 0 | 0 |  | 0 | 0 | 0 | 0 | 0 | 14442.9767 | 14530.5981 | 11704.1951 | 0 | yes | Deficit |  |  | 0 | 0 | 0 | 0 | 0 |  | 0 | 0 | 0 | 0 | 4358.9614 | yes |  | 0 | 0 | 0 | 4358.9614 | 0 | no | 0 | 0 | 0 | 4358.9614 | 0
| 14179.9991 | 0 | no | Surplus | yes |  | 0 | 0 | 0 | 262.9776 | 0 | no | 0 | 0 | 0 | 262.9776 | 4860 | no | 14179.9991 | 0 | 24300 |  |  | 0 |  |  | 0 | 0 | 0 | 0 | 0 |  | 0 | 0 | 0 | 0 | 0 | 14179.9991 | 15849.8026 | 11491.0852 | 0 | yes | Deficit |  |  | 0 | 0 | 0 | 0 | 0 |  | 0 | 0 | 0 | 0 | 4145.6075 | yes |  | 0 | 0 | 0 | 4145.6075 | 0 | no | 0 | 0 | 0 | 4145.6075 | 0
| 10830.354 | 0 | no | Surplus | yes |  | 0 | 0 | 0 | 3349.6451 | 0 | no | 0 | 0 | 0 | 3349.6451 | 4860 | no | 10830.354 | 0 | 24300 |  |  | 0 |  |  | 0 | 0 | 0 | 0 | 0 |  | 0 | 0 | 0 | 0 | 0 | 10830.354 | 15437.121 | 8776.624 | 0 | yes | Deficit |  |  | 0 | 0 | 0 | 0 | 0 |  | 0 | 0 | 0 | 0 | 3946.0358 | yes |  | 0 | 0 | 0 | 3946.0358 | 0 | no | 0 | 0 | 0 | 3946.0358 | 0
| 11652.3476 | 0 | yes | Deficit |  |  | 0 | 0 | 0 | 0 | 0 |  | 0 | 0 | 0 | 0 | 4860 | no |  | 0 | 21660.7081 | no | 11652.3476 | 0 | no | no | 0 | 0 | 0 | 0 | 0 |  | 0 | 0 | 0 | 0 | 0 | 11652.3476 | 15454.2342 | 9442.7452 | 0 | yes | Deficit |  |  | 0 | 0 | 0 | 0 | 0 |  | 0 | 0 | 0 | 0 | 6677.6102 | yes |  | 0 | 0 | 0 | 6677.6102 | 0 | no | 0 | 0 | 0 | 6677.6102 | 0
| 10664.0613 | 0 | no | Surplus | yes |  | 0 | 0 | 0 | 988.2863 | 0 | no | 0 | 0 | 0 | 988.2863 | 4860 | no | 10664.0613 | 0 | 23304.6952 |  |  | 0 |  |  | 0 | 0 | 0 | 0 | 0 |  | 0 | 0 | 0 | 0 | 0 | 10664.0613 | 15069.4764 | 8641.8649 | 0 | yes | Deficit |  |  | 0 | 0 | 0 | 0 | 0 |  | 0 | 0 | 0 | 0 | 5626.7312 | yes |  | 0 | 0 | 0 | 5626.7312 | 0 | no | 0 | 0 | 0 | 5626.7312 | 0
| 11520.4089 | 0 | yes | Deficit |  |  | 0 | 0 | 0 | 0 | 0 |  | 0 | 0 | 0 | 0 | 4860 | no |  | 0 | 21328.1225 | no | 11520.4089 | 0 | no | no | 0 | 0 | 0 | 0 | 0 |  | 0 | 0 | 0 | 0 | 0 | 11520.4089 | 15842.5792 | 9335.8257 | 0 | yes | Deficit |  |  | 0 | 0 | 0 | 0 | 0 |  | 0 | 0 | 0 | 0 | 7200.7144 | yes |  | 0 | 0 | 0 | 7200.7144 | 0 | no | 0 | 0 | 0 | 7200.7144 | 0
| 12722.4754 | 0 | yes | Deficit |  |  | 0 | 0 | 0 | 0 | 0 |  | 0 | 0 | 0 | 0 | 4860 | no |  | 0 | 23040.8177 | no | 12722.4754 | 0 | no | no | 0 | 0 | 0 | 0 | 0 |  | 0 | 0 | 0 | 0 | 0 | 12722.4754 | 15712.6608 | 10309.9476 | 0 | yes | Deficit |  |  | 0 | 0 | 0 | 0 | 0 |  | 0 | 0 | 0 | 0 | 6376.8351 | yes |  | 0 | 0 | 0 | 6376.8351 | 0 | no | 0 | 0 | 0 | 6376.8351 | 0
| 13037.2897 | 0 | yes | Deficit |  |  | 0 | 0 | 0 | 0 | 0 |  | 0 | 0 | 0 | 0 | 4860 | no |  | 0 | 24300 | no | 13037.2897 | 0 | no | no | 0 | 0 | 0 | 0 | 0 |  | 0 | 0 | 0 | 0 | 0 | 13037.2897 | 15189.1547 | 10565.0646 | 0 | yes | Deficit |  |  | 0 | 0 | 0 | 0 | 0 |  | 0 | 0 | 0 | 0 | 4879.2071 | yes |  | 0 | 0 | 0 | 4879.2071 | 0 | no | 0 | 0 | 0 | 4879.2071 | 0
| 11292.925 | 0 | no | Surplus | yes |  | 0 | 0 | 0 | 1744.3648 | 0 | no | 0 | 0 | 0 | 1744.3648 | 4860 | no | 11292.925 | 0 | 24300 |  |  | 0 |  |  | 0 | 0 | 0 | 0 | 0 |  | 0 | 0 | 0 | 0 | 0 | 11292.925 | 15962.2841 | 9151.4789 | 0 | yes | Deficit |  |  | 0 | 0 | 0 | 0 | 0 |  | 0 | 0 | 0 | 0 | 5397.2195 | yes |  | 0 | 0 | 0 | 5397.2195 | 0 | no | 0 | 0 | 0 | 5397.2195 | 0
| 14802.1419 | 0 | yes | Deficit |  |  | 0 | 0 | 0 | 0 | 0 |  | 0 | 0 | 0 | 0 | 4860 | no |  | 0 | 22585.8499 | no | 14802.1419 | 0 | no | no | 0 | 0 | 0 | 0 | 0 |  | 0 | 0 | 0 | 0 | 0 | 14802.1419 | 16056.4665 | 11995.2528 | 0 | yes | Deficit |  |  | 0 | 0 | 0 | 0 | 0 |  | 0 | 0 | 0 | 0 | 6904.9876 | yes |  | 0 | 0 | 0 | 6904.9876 | 0 | no | 0 | 0 | 0 | 6904.9876 | 0
| 13371.0101 | 0 | no | Surplus | yes |  | 0 | 0 | 0 | 1431.1318 | 0 | no | 0 | 0 | 0 | 1431.1318 | 4860 | no | 13371.0101 | 0 | 24300 |  |  | 0 |  |  | 0 | 0 | 0 | 0 | 0 |  | 0 | 0 | 0 | 0 | 0 | 13371.0101 | 16767.149 | 10835.5026 | 0 | yes | Deficit |  |  | 0 | 0 | 0 | 0 | 0 |  | 0 | 0 | 0 | 0 | 4771.8962 | yes |  | 0 | 0 | 0 | 4771.8962 | 0 | no | 0 | 0 | 0 | 4771.8962 | 0
| 16295.9116 | 0 | yes | Deficit |  |  | 0 | 0 | 0 | 0 | 0 |  | 0 | 0 | 0 | 0 | 4860 | no |  | 0 | 24300 | no | 16295.9116 | 0 | no | no | 0 | 0 | 0 | 0 | 0 |  | 0 | 0 | 0 | 0 | 0 | 16295.9116 | 17547.8962 | 13205.7631 | 0 | yes | Deficit |  |  | 0 | 0 | 0 | 0 | 0 |  | 0 | 0 | 0 | 0 | 6712.3937 | yes |  | 0 | 0 | 0 | 6712.3937 | 0 | no | 0 | 0 | 0 | 6712.3937 | 0
| 15388.8168 | 0 | no | Surplus | yes |  | 0 | 0 | 0 | 907.0948 | 0 | no | 0 | 0 | 0 | 907.0948 | 4860 | no | 15388.8168 | 0 | 24300 |  |  | 0 |  |  | 0 | 0 | 0 | 0 | 0 |  | 0 | 0 | 0 | 0 | 0 | 15388.8168 | 16954.1657 | 12470.6782 | 0 | yes | Deficit |  |  | 0 | 0 | 0 | 0 | 0 |  | 0 | 0 | 0 | 0 | 3748.4026 | yes |  | 0 | 0 | 0 | 3748.4026 | 0 | no | 0 | 0 | 0 | 3748.4026 | 0
| 14533.6765 | 0 | no | Surplus | yes |  | 0 | 0 | 0 | 855.1403 | 0 | no | 0 | 0 | 0 | 855.1403 | 4860 | no | 14533.6765 | 0 | 24300 |  |  | 0 |  |  | 0 | 0 | 0 | 0 | 0 |  | 0 | 0 | 0 | 0 | 0 | 14533.6765 | 16309.2656 | 11777.6957 | 0 | yes | Deficit |  |  | 0 | 0 | 0 | 0 | 0 |  | 0 | 0 | 0 | 0 | 3838.5874 | yes |  | 0 | 0 | 0 | 3838.5874 | 0 | no | 0 | 0 | 0 | 3838.5874 | 0
| 14106.392 | 0 | no | Surplus | yes |  | 0 | 0 | 0 | 427.2845 | 0 | no | 0 | 0 | 0 | 427.2845 | 4860 | no | 14106.392 | 0 | 24300 |  |  | 0 |  |  | 0 | 0 | 0 | 0 | 0 |  | 0 | 0 | 0 | 0 | 0 | 14106.392 | 15136.6556 | 11431.436 | 0 | yes | Deficit |  |  | 0 | 0 | 0 | 0 | 0 |  | 0 | 0 | 0 | 0 | 3358.9599 | yes |  | 0 | 0 | 0 | 3358.9599 | 0 | no | 0 | 0 | 0 | 3358.9599 | 0
| 15699.1453 | 0 | yes | Deficit |  |  | 0 | 0 | 0 | 0 | 0 |  | 0 | 0 | 0 | 0 | 4860 | no |  | 0 | 24300 | no | 15699.1453 | 0 | no | no | 0 | 0 | 0 | 0 | 0 |  | 0 | 0 | 0 | 0 | 0 | 15699.1453 | 16972.792 | 12722.1599 | 0 | yes | Deficit |  |  | 0 | 0 | 0 | 0 | 0 |  | 0 | 0 | 0 | 0 | 5541.3559 | yes |  | 0 | 0 | 0 | 5541.3559 | 0 | no | 0 | 0 | 0 | 5541.3559 | 0
| 12974.4183 | 0 | no | Surplus | yes |  | 0 | 0 | 0 | 2724.7269 | 0 | no | 0 | 0 | 0 | 2724.7269 | 4860 | no | 12974.4183 | 0 | 24300 |  |  | 0 |  |  | 0 | 0 | 0 | 0 | 0 |  | 0 | 0 | 0 | 0 | 0 | 12974.4183 | 17255.245 | 10514.1153 | 0 | yes | Deficit |  |  | 0 | 0 | 0 | 0 | 0 |  | 0 | 0 | 0 | 0 | 4533.0851 | yes |  | 0 | 0 | 0 | 4533.0851 | 0 | no | 0 | 0 | 0 | 4533.0851 | 0
| 16276.3588 | 0 | yes | Deficit |  |  | 0 | 0 | 0 | 0 | 0 |  | 0 | 0 | 0 | 0 | 4860 | no |  | 0 | 24300 | no | 16276.3588 | 0 | no | no | 0 | 0 | 0 | 0 | 0 |  | 0 | 0 | 0 | 0 | 0 | 16276.3588 | 17011.1926 | 13189.918 | 0 | yes | Deficit |  |  | 0 | 0 | 0 | 0 | 0 |  | 0 | 0 | 0 | 0 | 6497.0773 | yes |  | 0 | 0 | 0 | 6497.0773 | 0 | no | 0 | 0 | 0 | 6497.0773 | 0
| 11819.2238 | 0 | no | Surplus | yes |  | 0 | 0 | 0 | 4457.135 | 0 | no | 0 | 0 | 0 | 4457.135 | 4860 | no | 11819.2238 | 0 | 24300 |  |  | 0 |  |  | 0 | 0 | 0 | 0 | 0 |  | 0 | 0 | 0 | 0 | 0 | 11819.2238 | 16242.0728 | 9577.9771 | 0 | yes | Deficit |  |  | 0 | 0 | 0 | 0 | 0 |  | 0 | 0 | 0 | 0 | 3052.1548 | yes |  | 0 | 0 | 0 | 3052.1548 | 0 | no | 0 | 0 | 0 | 3052.1548 | 0
| 12483.0585 | 0 | yes | Deficit |  |  | 0 | 0 | 0 | 0 | 0 |  | 0 | 0 | 0 | 0 | 4860 | no |  | 0 | 23638.4476 | no | 12483.0585 | 0 | no | no | 0 | 0 | 0 | 0 | 0 |  | 0 | 0 | 0 | 0 | 0 | 12483.0585 | 15901.0748 | 10115.9307 | 0 | yes | Deficit |  |  | 0 | 0 | 0 | 0 | 0 |  | 0 | 0 | 0 | 0 | 6323.0977 | yes |  | 0 | 0 | 0 | 6323.0977 | 0 | no | 0 | 0 | 0 | 6323.0977 | 0
| 12754.1694 | 0 | yes | Deficit |  |  | 0 | 0 | 0 | 0 | 0 |  | 0 | 0 | 0 | 0 | 4860 | no |  | 0 | 24300 | no | 12754.1694 | 0 | no | no | 0 | 0 | 0 | 0 | 0 |  | 0 | 0 | 0 | 0 | 0 | 12754.1694 | 15128.6666 | 10335.6316 | 0 | yes | Deficit |  |  | 0 | 0 | 0 | 0 | 0 |  | 0 | 0 | 0 | 0 | 5012.7359 | yes |  | 0 | 0 | 0 | 5012.7359 | 0 | no | 0 | 0 | 0 | 5012.7359 | 0
| 13110.1295 | 0 | yes | Deficit |  |  | 0 | 0 | 0 | 0 | 0 |  | 0 | 0 | 0 | 0 | 4860 | no |  | 0 | 24300 | no | 13110.1295 | 0 | no | no | 0 | 0 | 0 | 0 | 0 |  | 0 | 0 | 0 | 0 | 0 | 13110.1295 | 16306.9189 | 10624.092 | 0 | yes | Deficit |  |  | 0 | 0 | 0 | 0 | 0 |  | 0 | 0 | 0 | 0 | 5971.2873 | yes |  | 0 | 0 | 0 | 5971.2873 | 0 | no | 0 | 0 | 0 | 5971.2873 | 0
| 14829.5233 | 0 | yes | Deficit |  |  | 0 | 0 | 0 | 0 | 0 |  | 0 | 0 | 0 | 0 | 4860 | no |  | 0 | 24300 | no | 14829.5233 | 0 | no | no | 0 | 0 | 0 | 0 | 0 |  | 0 | 0 | 0 | 0 | 0 | 14829.5233 | 16782.4122 | 12017.4419 | 0 | yes | Deficit |  |  | 0 | 0 | 0 | 0 | 0 |  | 0 | 0 | 0 | 0 | 6158.3202 | yes |  | 0 | 0 | 0 | 6158.3202 | 0 | no | 0 | 0 | 0 | 6158.3202 | 0
| 18141.5526 | 0 | yes | Deficit |  |  | 0 | 0 | 0 | 0 | 0 |  | 0 | 0 | 0 | 0 | 4860 | no |  | 0 | 24300 | no | 18141.5526 | 0 | no | no | 0 | 0 | 0 | 0 | 0 |  | 0 | 0 | 0 | 0 | 0 | 18141.5526 | 16480.6434 | 14701.4203 | 0 | yes | Deficit |  |  | 0 | 0 | 0 | 0 | 0 |  | 0 | 0 | 0 | 0 | 4463.2015 | yes |  | 0 | 0 | 0 | 4463.2015 | 0 | no | 0 | 0 | 0 | 4463.2015 | 0
| 16446.0878 | 0 | no | Surplus | yes |  | 0 | 0 | 0 | 1695.4648 | 0 | no | 0 | 0 | 0 | 1695.4648 | 4860 | no | 16446.0878 | 0 | 24300 |  |  | 0 |  |  | 0 | 0 | 0 | 0 | 0 |  | 0 | 0 | 0 | 0 | 0 | 16446.0878 | 16676.0688 | 13327.4618 | 0 | yes | Deficit |  |  | 0 | 0 | 0 | 0 | 0 |  | 0 | 0 | 0 | 0 | 1974.6486 | yes |  | 0 | 0 | 0 | 1974.6486 | 0 | no | 0 | 0 | 0 | 1974.6486 | 0
| 15308.1889 | 0 | no | Surplus | yes |  | 0 | 0 | 0 | 1137.8989 | 0 | no | 0 | 0 | 0 | 1137.8989 | 4860 | no | 15308.1889 | 0 | 24300 |  |  | 0 |  |  | 0 | 0 | 0 | 0 | 0 |  | 0 | 0 | 0 | 0 | 0 | 15308.1889 | 16746.5583 | 12405.3395 | 0 | yes | Deficit |  |  | 0 | 0 | 0 | 0 | 0 |  | 0 | 0 | 0 | 0 | 3419.0966 | yes |  | 0 | 0 | 0 | 3419.0966 | 0 | no | 0 | 0 | 0 | 3419.0966 | 0
| 15973.2906 | 0 | yes | Deficit |  |  | 0 | 0 | 0 | 0 | 0 |  | 0 | 0 | 0 | 0 | 4860 | no |  | 0 | 24300 | no | 15973.2906 | 0 | no | no | 0 | 0 | 0 | 0 | 0 |  | 0 | 0 | 0 | 0 | 0 | 15973.2906 | 17004.9693 | 12944.3198 | 0 | yes | Deficit |  |  | 0 | 0 | 0 | 0 | 0 |  | 0 | 0 | 0 | 0 | 4599.6298 | yes |  | 0 | 0 | 0 | 4599.6298 | 0 | no | 0 | 0 | 0 | 4599.6298 | 0
| 18970.0317 | 0 | yes | Deficit |  |  | 0 | 0 | 0 | 0 | 0 |  | 0 | 0 | 0 | 0 | 4860 | no |  | 0 | 24300 | no | 18970.0317 | 0 | no | no | 0 | 0 | 0 | 0 | 0 |  | 0 | 0 | 0 | 0 | 0 | 18970.0317 | 17889.975 | 15372.7971 | 0 | yes | Deficit |  |  | 0 | 0 | 0 | 0 | 0 |  | 0 | 0 | 0 | 0 | 4945.6552 | yes |  | 0 | 0 | 0 | 4945.6552 | 0 | no | 0 | 0 | 0 | 4945.6552 | 0
| 15755.2817 | 0 | no | Surplus | yes |  | 0 | 0 | 0 | 3214.7499 | 0 | no | 0 | 0 | 0 | 3214.7499 | 4860 | no | 15755.2817 | 0 | 24300 |  |  | 0 |  |  | 0 | 0 | 0 | 0 | 0 |  | 0 | 0 | 0 | 0 | 0 | 15755.2817 | 17662.0112 | 12767.6513 | 0 | yes | Deficit |  |  | 0 | 0 | 0 | 0 | 0 |  | 0 | 0 | 0 | 0 | 2289.2141 | yes |  | 0 | 0 | 0 | 2289.2141 | 0 | no | 0 | 0 | 0 | 2289.2141 | 0
| 14911.1959 | 0 | no | Surplus | yes |  | 0 | 0 | 0 | 844.0858 | 0 | no | 0 | 0 | 0 | 844.0858 | 4860 | no | 14911.1959 | 0 | 24300 |  |  | 0 |  |  | 0 | 0 | 0 | 0 | 0 |  | 0 | 0 | 0 | 0 | 0 | 14911.1959 | 17585.8689 | 12083.6272 | 0 | yes | Deficit |  |  | 0 | 0 | 0 | 0 | 0 |  | 0 | 0 | 0 | 0 | 4818.2176 | yes |  | 0 | 0 | 0 | 4818.2176 | 0 | no | 0 | 0 | 0 | 4818.2176 | 0
| 15217.3452 | 0 | yes | Deficit |  |  | 0 | 0 | 0 | 0 | 0 |  | 0 | 0 | 0 | 0 | 4860 | no |  | 0 | 24300 | no | 15217.3452 | 0 | no | no | 0 | 0 | 0 | 0 | 0 |  | 0 | 0 | 0 | 0 | 0 | 15217.3452 | 16477.7217 | 12331.7222 | 0 | yes | Deficit |  |  | 0 | 0 | 0 | 0 | 0 |  | 0 | 0 | 0 | 0 | 4394.0945 | yes |  | 0 | 0 | 0 | 4394.0945 | 0 | no | 0 | 0 | 0 | 4394.0945 | 0
| 15122.9814 | 0 | no | Surplus | yes |  | 0 | 0 | 0 | 94.3638 | 0 | no | 0 | 0 | 0 | 94.3638 | 4860 | no | 15122.9814 | 0 | 24300 |  |  | 0 |  |  | 0 | 0 | 0 | 0 | 0 |  | 0 | 0 | 0 | 0 | 0 | 15122.9814 | 16162.0419 | 12255.2524 | 0 | yes | Deficit |  |  | 0 | 0 | 0 | 0 | 0 |  | 0 | 0 | 0 | 0 | 3830.3197 | yes |  | 0 | 0 | 0 | 3830.3197 | 0 | no | 0 | 0 | 0 | 3830.3197 | 0
| 15798.7474 | 0 | yes | Deficit |  |  | 0 | 0 | 0 | 0 | 0 |  | 0 | 0 | 0 | 0 | 4860 | no |  | 0 | 24300 | no | 15798.7474 | 0 | no | no | 0 | 0 | 0 | 0 | 0 |  | 0 | 0 | 0 | 0 | 0 | 15798.7474 | 18301.9334 | 12802.8747 | 0 | yes | Deficit |  |  | 0 | 0 | 0 | 0 | 0 |  | 0 | 0 | 0 | 0 | 6046.681 | yes |  | 0 | 0 | 0 | 6046.681 | 0 | no | 0 | 0 | 0 | 6046.681 | 0
| 16444.5463 | 0 | yes | Deficit |  |  | 0 | 0 | 0 | 0 | 0 |  | 0 | 0 | 0 | 0 | 4860 | no |  | 0 | 24300 | no | 16444.5463 | 0 | no | no | 0 | 0 | 0 | 0 | 0 |  | 0 | 0 | 0 | 0 | 0 | 16444.5463 | 16340.4401 | 13326.2126 | 0 | yes | Deficit |  |  | 0 | 0 | 0 | 0 | 0 |  | 0 | 0 | 0 | 0 | 3537.5654 | yes |  | 0 | 0 | 0 | 3537.5654 | 0 | no | 0 | 0 | 0 | 3537.5654 | 0
| 18293.8772 | 0 | yes | Deficit |  |  | 0 | 0 | 0 | 0 | 0 |  | 0 | 0 | 0 | 0 | 4860 | no |  | 0 | 24300 | no | 18293.8772 | 0 | no | no | 0 | 0 | 0 | 0 | 0 |  | 0 | 0 | 0 | 0 | 0 | 18293.8772 | 16418.9559 | 14824.86 | 0 | yes | Deficit |  |  | 0 | 0 | 0 | 0 | 0 |  | 0 | 0 | 0 | 0 | 3092.7433 | yes |  | 0 | 0 | 0 | 3092.7433 | 0 | no | 0 | 0 | 0 | 3092.7433 | 0
| 15794.3933 | 0 | no | Surplus | yes |  | 0 | 0 | 0 | 2499.4839 | 0 | no | 0 | 0 | 0 | 2499.4839 | 4860 | no | 15794.3933 | 0 | 24300 |  |  | 0 |  |  | 0 | 0 | 0 | 0 | 0 |  | 0 | 0 | 0 | 0 | 0 | 15794.3933 | 16473.8295 | 12799.3463 | 0 | yes | Deficit |  |  | 0 | 0 | 0 | 0 | 0 |  | 0 | 0 | 0 | 0 | 1648.9696 | yes |  | 0 | 0 | 0 | 1648.9696 | 0 | no | 0 | 0 | 0 | 1648.9696 | 0
| 15599.3509 | 0 | no | Surplus | yes |  | 0 | 0 | 0 | 195.0424 | 0 | no | 0 | 0 | 0 | 195.0424 | 4860 | no | 15599.3509 | 0 | 24300 |  |  | 0 |  |  | 0 | 0 | 0 | 0 | 0 |  | 0 | 0 | 0 | 0 | 0 | 15599.3509 | 16918.8185 | 12641.2892 | 0 | yes | Deficit |  |  | 0 | 0 | 0 | 0 | 0 |  | 0 | 0 | 0 | 0 | 4119.4722 | yes |  | 0 | 0 | 0 | 4119.4722 | 0 | no | 0 | 0 | 0 | 4119.4722 | 0
| 16083.3686 | 0 | yes | Deficit |  |  | 0 | 0 | 0 | 0 | 0 |  | 0 | 0 | 0 | 0 | 4860 | no |  | 0 | 24300 | no | 16083.3686 | 0 | no | no | 0 | 0 | 0 | 0 | 0 |  | 0 | 0 | 0 | 0 | 0 | 16083.3686 | 16900.2051 | 13033.524 | 0 | yes | Deficit |  |  | 0 | 0 | 0 | 0 | 0 |  | 0 | 0 | 0 | 0 | 4258.9159 | yes |  | 0 | 0 | 0 | 4258.9159 | 0 | no | 0 | 0 | 0 | 4258.9159 | 0
| 16476.327 | 0 | yes | Deficit |  |  | 0 | 0 | 0 | 0 | 0 |  | 0 | 0 | 0 | 0 | 4860 | no |  | 0 | 24300 | no | 16476.327 | 0 | no | no | 0 | 0 | 0 | 0 | 0 |  | 0 | 0 | 0 | 0 | 0 | 16476.327 | 16466.9148 | 13351.9667 | 0 | yes | Deficit |  |  | 0 | 0 | 0 | 0 | 0 |  | 0 | 0 | 0 | 0 | 3433.3908 | yes |  | 0 | 0 | 0 | 3433.3908 | 0 | no | 0 | 0 | 0 | 3433.3908 | 0
| 18383.6032 | 0 | yes | Deficit |  |  | 0 | 0 | 0 | 0 | 0 |  | 0 | 0 | 0 | 0 | 4860 | no |  | 0 | 24300 | no | 18383.6032 | 0 | no | no | 0 | 0 | 0 | 0 | 0 |  | 0 | 0 | 0 | 0 | 0 | 18383.6032 | 16350.3717 | 14897.5715 | 0 | yes | Deficit |  |  | 0 | 0 | 0 | 0 | 0 |  | 0 | 0 | 0 | 0 | 2998.405 | yes |  | 0 | 0 | 0 | 2998.405 | 0 | no | 0 | 0 | 0 | 2998.405 | 0
| 20212.2453 | 0 | yes | Deficit |  |  | 0 | 0 | 0 | 0 | 0 |  | 0 | 0 | 0 | 0 | 4860 | no |  | 0 | 24300 | no | 20212.2453 | 0 | no | no | 0 | 0 | 0 | 0 | 0 |  | 0 | 0 | 0 | 0 | 0 | 20212.2453 | 16441.7616 | 16379.4532 | 0 | yes | Deficit |  |  | 0 | 0 | 0 | 0 | 0 |  | 0 | 0 | 0 | 0 | 1544.1901 | yes |  | 0 | 0 | 0 | 1544.1901 | 0 | no | 0 | 0 | 0 | 1544.1901 | 0
| 18676.7706 | 0 | no | Surplus | yes |  | 0 | 0 | 0 | 1535.4747 | 0 | no | 0 | 0 | 0 | 1535.4747 | 4860 | no | 18676.7706 | 0 | 24300 |  |  | 0 |  |  | 0 | 0 | 0 | 0 | 0 |  | 0 | 0 | 0 | 0 | 0 | 18676.7706 | 14470.8288 | 15135.1463 | 0 | no | Surplus | yes |  | 0 | 0 | 0 | 1908.6244 | 0 | no | 0 | 0 | 0 | 1908.6244 | 0 |  |  | 0 | 0 | 0 | 0 | 0 |  | 0 | 0 | 0 | 0 | 0
| 18962.0487 | 0 | yes | Deficit |  |  | 0 | 0 | 0 | 0 | 0 |  | 0 | 0 | 0 | 0 | 4860 | no |  | 0 | 24300 | no | 18962.0487 | 0 | no | no | 0 | 0 | 0 | 0 | 0 |  | 0 | 0 | 0 | 0 | 0 | 18962.0487 | 14619.287 | 15366.3279 | 0 | no | Surplus | yes |  | 0 | 0 | 0 | 515.8593 | 0 | no | 0 | 0 | 0 | 515.8593 | 0 |  |  | 0 | 0 | 0 | 0 | 0 |  | 0 | 0 | 0 | 0 | 0
| 20299.4327 | 0 | yes | Deficit |  |  | 0 | 0 | 0 | 0 | 0 |  | 0 | 0 | 0 | 0 | 4860 | no |  | 0 | 24300 | no | 20299.4327 | 0 | no | no | 0 | 0 | 0 | 0 | 0 |  | 0 | 0 | 0 | 0 | 0 | 20299.4327 | 16153.7243 | 16450.1076 | 0 | yes | Deficit |  |  | 0 | 0 | 0 | 0 | 0 |  | 0 | 0 | 0 | 0 | 787.3963 | yes |  | 0 | 0 | 0 | 787.3963 | 0 | no | 0 | 0 | 0 | 787.3963 | 0
| 19234.5004 | 0 | no | Surplus | yes |  | 0 | 0 | 0 | 1064.9324 | 0 | no | 0 | 0 | 0 | 1064.9324 | 4860 | no | 19234.5004 | 0 | 24300 |  |  | 0 |  |  | 0 | 0 | 0 | 0 | 0 |  | 0 | 0 | 0 | 0 | 0 | 19234.5004 | 15185.0673 | 15587.1154 | 0 | no | Surplus | yes |  | 0 | 0 | 0 | 1265.0403 | 0 | no | 0 | 0 | 0 | 1265.0403 | 0 |  |  | 0 | 0 | 0 | 0 | 0 |  | 0 | 0 | 0 | 0 | 0
| 19021.7146 | 0 | no | Surplus | yes |  | 0 | 0 | 0 | 212.7858 | 0 | no | 0 | 0 | 0 | 212.7858 | 4860 | no | 19021.7146 | 0 | 24300 |  |  | 0 |  |  | 0 | 0 | 0 | 0 | 0 |  | 0 | 0 | 0 | 0 | 0 | 19021.7146 | 14222.4551 | 15414.6796 | 0 | no | Surplus | yes |  | 0 | 0 | 0 | 1364.6603 | 0 | no | 0 | 0 | 0 | 1364.6603 | 0 |  |  | 0 | 0 | 0 | 0 | 0 |  | 0 | 0 | 0 | 0 | 0
| 20090.8726 | 0 | yes | Deficit |  |  | 0 | 0 | 0 | 0 | 0 |  | 0 | 0 | 0 | 0 | 4860 | no |  | 0 | 24300 | no | 20090.8726 | 0 | no | no | 0 | 0 | 0 | 0 | 0 |  | 0 | 0 | 0 | 0 | 0 | 20090.8726 | 15166.0109 | 16281.0961 | 0 | no | Surplus | yes |  | 0 | 0 | 0 | 248.6686 | 0 | no | 0 | 0 | 0 | 248.6686 | 0 |  |  | 0 | 0 | 0 | 0 | 0 |  | 0 | 0 | 0 | 0 | 0
| 21531.0963 | 0 | yes | Deficit |  |  | 0 | 0 | 0 | 0 | 0 |  | 0 | 0 | 0 | 0 | 4860 | no |  | 0 | 24300 | no | 21531.0963 | 0 | no | no | 0 | 0 | 0 | 0 | 0 |  | 0 | 0 | 0 | 0 | 0 | 21531.0963 | 16741.6413 | 17448.2142 | 0 | yes | Deficit |  |  | 0 | 0 | 0 | 0 | 0 |  | 0 | 0 | 0 | 0 | 460.5452 | yes |  | 0 | 0 | 0 | 460.5452 | 0 | no | 0 | 0 | 0 | 460.5452 | 0
| 21509.9241 | 0 | no | Surplus | yes |  | 0 | 0 | 0 | 21.1723 | 0 | no | 0 | 0 | 0 | 21.1723 | 4860 | no | 21509.9241 | 0 | 24300 |  |  | 0 |  |  | 0 | 0 | 0 | 0 | 0 |  | 0 | 0 | 0 | 0 | 0 | 21509.9241 | 14410.6388 | 17431.0568 | 0 | no | Surplus | yes |  | 0 | 0 | 0 | 3037.5754 | 0 | no | 0 | 0 | 0 | 3037.5754 | 0 |  |  | 0 | 0 | 0 | 0 | 0 |  | 0 | 0 | 0 | 0 | 0
| 18431.1958 | 0 | no | Surplus | yes |  | 0 | 0 | 0 | 3078.7282 | 0 | no | 0 | 0 | 0 | 3078.7282 | 4860 | no | 18431.1958 | 0 | 24300 |  |  | 0 |  |  | 0 | 0 | 0 | 0 | 0 |  | 0 | 0 | 0 | 0 | 0 | 18431.1958 | 15153.3793 | 14936.1393 | 0 | no | Surplus | yes |  | 0 | 0 | 0 | 2277.6775 | 0 | no | 0 | 0 | 0 | 2277.6775 | 0 |  |  | 0 | 0 | 0 | 0 | 0 |  | 0 | 0 | 0 | 0 | 0
| 18532.019 | 0 | yes | Deficit |  |  | 0 | 0 | 0 | 0 | 0 |  | 0 | 0 | 0 | 0 | 4860 | no |  | 0 | 24300 | no | 18532.019 | 0 | no | no | 0 | 0 | 0 | 0 | 0 |  | 0 | 0 | 0 | 0 | 0 | 18532.019 | 14531.8067 | 15017.8436 | 0 | no | Surplus | yes |  | 0 | 0 | 0 | 404.3326 | 0 | no | 0 | 0 | 0 | 404.3326 | 0 |  |  | 0 | 0 | 0 | 0 | 0 |  | 0 | 0 | 0 | 0 | 0
| 18878.6959 | 0 | yes | Deficit |  |  | 0 | 0 | 0 | 0 | 0 |  | 0 | 0 | 0 | 0 | 4860 | no |  | 0 | 24300 | no | 18878.6959 | 0 | no | no | 0 | 0 | 0 | 0 | 0 |  | 0 | 0 | 0 | 0 | 0 | 18878.6959 | 15075.6647 | 15298.7811 | 0 | yes | Deficit |  |  | 0 | 0 | 0 | 0 | 0 |  | 0 | 0 | 0 | 0 | 57.8211 | yes |  | 0 | 0 | 0 | 57.8211 | 0 | no | 0 | 0 | 0 | 57.8211 | 0
| 18243.851 | 0 | no | Surplus | yes |  | 0 | 0 | 0 | 634.8449 | 0 | no | 0 | 0 | 0 | 634.8449 | 4860 | no | 18243.851 | 0 | 24300 |  |  | 0 |  |  | 0 | 0 | 0 | 0 | 0 |  | 0 | 0 | 0 | 0 | 0 | 18243.851 | 16054.3153 | 14784.3201 | 0 | yes | Deficit |  |  | 0 | 0 | 0 | 0 | 0 |  | 0 | 0 | 0 | 0 | 755.5342 | yes |  | 0 | 0 | 0 | 755.5342 | 0 | no | 0 | 0 | 0 | 755.5342 | 0
| 18393.8692 | 0 | yes | Deficit |  |  | 0 | 0 | 0 | 0 | 0 |  | 0 | 0 | 0 | 0 | 4860 | no |  | 0 | 24300 | no | 18393.8692 | 0 | no | no | 0 | 0 | 0 | 0 | 0 |  | 0 | 0 | 0 | 0 | 0 | 18393.8692 | 16138.5242 | 14905.8908 | 0 | yes | Deficit |  |  | 0 | 0 | 0 | 0 | 0 |  | 0 | 0 | 0 | 0 | 1354.2042 | yes |  | 0 | 0 | 0 | 1354.2042 | 0 | no | 0 | 0 | 0 | 1354.2042 | 0
| 21262.7281 | 0 | yes | Deficit |  |  | 0 | 0 | 0 | 0 | 0 |  | 0 | 0 | 0 | 0 | 4860 | no |  | 0 | 24300 | no | 21262.7281 | 0 | no | no | 0 | 0 | 0 | 0 | 0 |  | 0 | 0 | 0 | 0 | 0 | 21262.7281 | 16285.6709 | 17230.7359 | 0 | yes | Deficit |  |  | 0 | 0 | 0 | 0 | 0 |  | 0 | 0 | 0 | 0 | 1379.7801 | yes |  | 0 | 0 | 0 | 1379.7801 | 0 | no | 0 | 0 | 0 | 1379.7801 | 0
| 17901.2972 | 0 | no | Surplus | yes |  | 0 | 0 | 0 | 3361.4309 | 0 | no | 0 | 0 | 0 | 3361.4309 | 4860 | no | 17901.2972 | 0 | 24300 |  |  | 0 |  |  | 0 | 0 | 0 | 0 | 0 |  | 0 | 0 | 0 | 0 | 0 | 17901.2972 | 15748.6781 | 14506.7239 | 0 | no | Surplus | yes |  | 0 | 0 | 0 | 1482.0578 | 0 | no | 0 | 0 | 0 | 1482.0578 | 0 |  |  | 0 | 0 | 0 | 0 | 0 |  | 0 | 0 | 0 | 0 | 0
| 17844.1353 | 0 | no | Surplus | yes |  | 0 | 0 | 0 | 57.162 | 0 | no | 0 | 0 | 0 | 57.162 | 4860 | no | 17844.1353 | 0 | 24300 |  |  | 0 |  |  | 0 | 0 | 0 | 0 | 0 |  | 0 | 0 | 0 | 0 | 0 | 17844.1353 | 16345.1845 | 14460.4014 | 0 | yes | Deficit |  |  | 0 | 0 | 0 | 0 | 0 |  | 0 | 0 | 0 | 0 | 1838.4607 | yes |  | 0 | 0 | 0 | 1838.4607 | 0 | no | 0 | 0 | 0 | 1838.4607 | 0
| 18494.5944 | 0 | yes | Deficit |  |  | 0 | 0 | 0 | 0 | 0 |  | 0 | 0 | 0 | 0 | 4860 | no |  | 0 | 24300 | no | 18494.5944 | 0 | no | no | 0 | 0 | 0 | 0 | 0 |  | 0 | 0 | 0 | 0 | 0 | 18494.5944 | 16336.3611 | 14987.5158 | 0 | yes | Deficit |  |  | 0 | 0 | 0 | 0 | 0 |  | 0 | 0 | 0 | 0 | 1875.9597 | yes |  | 0 | 0 | 0 | 1875.9597 | 0 | no | 0 | 0 | 0 | 1875.9597 | 0
| 20717.6978 | 0 | yes | Deficit |  |  | 0 | 0 | 0 | 0 | 0 |  | 0 | 0 | 0 | 0 | 4860 | no |  | 0 | 24300 | no | 20717.6978 | 0 | no | no | 0 | 0 | 0 | 0 | 0 |  | 0 | 0 | 0 | 0 | 0 | 20717.6978 | 15850.8216 | 16789.0582 | 0 | yes | Deficit |  |  | 0 | 0 | 0 | 0 | 0 |  | 0 | 0 | 0 | 0 | 863.3058 | yes |  | 0 | 0 | 0 | 863.3058 | 0 | no | 0 | 0 | 0 | 863.3058 | 0
| 20125.7072 | 0 | no | Surplus | yes |  | 0 | 0 | 0 | 591.9907 | 0 | no | 0 | 0 | 0 | 591.9907 | 4860 | no | 20125.7072 | 0 | 24300 |  |  | 0 |  |  | 0 | 0 | 0 | 0 | 0 |  | 0 | 0 | 0 | 0 | 0 | 20125.7072 | 15006.601 | 16309.3251 | 0 | no | Surplus | yes |  | 0 | 0 | 0 | 1782.4572 | 0 | no | 0 | 0 | 0 | 1782.4572 | 0 |  |  | 0 | 0 | 0 | 0 | 0 |  | 0 | 0 | 0 | 0 | 0
| 20357.1154 | 0 | yes | Deficit |  |  | 0 | 0 | 0 | 0 | 0 |  | 0 | 0 | 0 | 0 | 4860 | no |  | 0 | 24300 | no | 20357.1154 | 0 | no | no | 0 | 0 | 0 | 0 | 0 |  | 0 | 0 | 0 | 0 | 0 | 20357.1154 | 14703.5017 | 16496.852 | 0 | no | Surplus | yes |  | 0 | 0 | 0 | 1605.8234 | 0 | no | 0 | 0 | 0 | 1605.8234 | 0 |  |  | 0 | 0 | 0 | 0 | 0 |  | 0 | 0 | 0 | 0 | 0
| 19940.911 | 0 | no | Surplus | yes |  | 0 | 0 | 0 | 416.2044 | 0 | no | 0 | 0 | 0 | 416.2044 | 4860 | no | 19940.911 | 0 | 24300 |  |  | 0 |  |  | 0 | 0 | 0 | 0 | 0 |  | 0 | 0 | 0 | 0 | 0 | 19940.911 | 14915.504 | 16159.5713 | 0 | no | Surplus | yes |  | 0 | 0 | 0 | 1581.348 | 0 | no | 0 | 0 | 0 | 1581.348 | 0 |  |  | 0 | 0 | 0 | 0 | 0 |  | 0 | 0 | 0 | 0 | 0
| 18768.3458 | 0 | no | Surplus | yes |  | 0 | 0 | 0 | 1172.5651 | 0 | no | 0 | 0 | 0 | 1172.5651 | 4860 | no | 18768.3458 | 0 | 24300 |  |  | 0 |  |  | 0 | 0 | 0 | 0 | 0 |  | 0 | 0 | 0 | 0 | 0 | 18768.3458 | 14702.0418 | 15209.3564 | 0 | no | Surplus | yes |  | 0 | 0 | 0 | 1457.5294 | 0 | no | 0 | 0 | 0 | 1457.5294 | 0 |  |  | 0 | 0 | 0 | 0 | 0 |  | 0 | 0 | 0 | 0 | 0
| 17691.6494 | 0 | no | Surplus | yes |  | 0 | 0 | 0 | 1076.6964 | 0 | no | 0 | 0 | 0 | 1076.6964 | 4860 | no | 17691.6494 | 0 | 24300 |  |  | 0 |  |  | 0 | 0 | 0 | 0 | 0 |  | 0 | 0 | 0 | 0 | 0 | 17691.6494 | 12115.4317 | 14336.831 | 0 | no | Surplus | yes |  | 0 | 0 | 0 | 3093.9247 | 0 | no | 0 | 0 | 0 | 3093.9247 | 0 |  |  | 0 | 0 | 0 | 0 | 0 |  | 0 | 0 | 0 | 0 | 0
| 17351.7693 | 0 | no | Surplus | yes |  | 0 | 0 | 0 | 339.8801 | 0 | no | 0 | 0 | 0 | 339.8801 | 4860 | no | 17351.7693 | 0 | 24300 |  |  | 0 |  |  | 0 | 0 | 0 | 0 | 0 |  | 0 | 0 | 0 | 0 | 0 | 17351.7693 | 17961.7509 | 14061.4014 | 0 | yes | Deficit |  |  | 0 | 0 | 0 | 0 | 0 |  | 0 | 0 | 0 | 0 | 3624.92 | yes |  | 0 | 0 | 0 | 3624.92 | 0 | no | 0 | 0 | 0 | 3624.92 | 0
| 17949.3267 | 0 | yes | Deficit |  |  | 0 | 0 | 0 | 0 | 0 |  | 0 | 0 | 0 | 0 | 4860 | no |  | 0 | 24300 | no | 17949.3267 | 0 | no | no | 0 | 0 | 0 | 0 | 0 |  | 0 | 0 | 0 | 0 | 0 | 17949.3267 | 17321.0026 | 14545.6456 | 0 | yes | Deficit |  |  | 0 | 0 | 0 | 0 | 0 |  | 0 | 0 | 0 | 0 | 3259.6012 | yes |  | 0 | 0 | 0 | 3259.6012 | 0 | no | 0 | 0 | 0 | 3259.6012 | 0
| 17703.4947 | 0 | no | Surplus | yes |  | 0 | 0 | 0 | 245.832 | 0 | no | 0 | 0 | 0 | 245.832 | 4860 | no | 17703.4947 | 0 | 24300 |  |  | 0 |  |  | 0 | 0 | 0 | 0 | 0 |  | 0 | 0 | 0 | 0 | 0 | 17703.4947 | 16897.3188 | 14346.43 | 0 | yes | Deficit |  |  | 0 | 0 | 0 | 0 | 0 |  | 0 | 0 | 0 | 0 | 2351.6732 | yes |  | 0 | 0 | 0 | 2351.6732 | 0 | no | 0 | 0 | 0 | 2351.6732 | 0
| 19234.1021 | 0 | yes | Deficit |  |  | 0 | 0 | 0 | 0 | 0 |  | 0 | 0 | 0 | 0 | 4860 | no |  | 0 | 24300 | no | 19234.1021 | 0 | no | no | 0 | 0 | 0 | 0 | 0 |  | 0 | 0 | 0 | 0 | 0 | 19234.1021 | 17228.6205 | 15586.7927 | 0 | yes | Deficit |  |  | 0 | 0 | 0 | 0 | 0 |  | 0 | 0 | 0 | 0 | 2882.1905 | yes |  | 0 | 0 | 0 | 2882.1905 | 0 | no | 0 | 0 | 0 | 2882.1905 | 0
| 16454.7667 | 0 | no | Surplus | yes |  | 0 | 0 | 0 | 2779.3354 | 0 | no | 0 | 0 | 0 | 2779.3354 | 4860 | no | 16454.7667 | 0 | 24300 |  |  | 0 |  |  | 0 | 0 | 0 | 0 | 0 |  | 0 | 0 | 0 | 0 | 0 | 16454.7667 | 18003.4551 | 13334.4949 | 0 | yes | Deficit |  |  | 0 | 0 | 0 | 0 | 0 |  | 0 | 0 | 0 | 0 | 2416.6625 | yes |  | 0 | 0 | 0 | 2416.6625 | 0 | no | 0 | 0 | 0 | 2416.6625 | 0
| 15366.2628 | 0 | no | Surplus | yes |  | 0 | 0 | 0 | 1088.5039 | 0 | no | 0 | 0 | 0 | 1088.5039 | 4860 | no | 15366.2628 | 0 | 24300 |  |  | 0 |  |  | 0 | 0 | 0 | 0 | 0 |  | 0 | 0 | 0 | 0 | 0 | 15366.2628 | 18845.6456 | 12452.401 | 0 | yes | Deficit |  |  | 0 | 0 | 0 | 0 | 0 |  | 0 | 0 | 0 | 0 | 5511.1507 | yes |  | 0 | 0 | 0 | 5511.1507 | 0 | no | 0 | 0 | 0 | 5511.1507 | 0
| 14302.9042 | 0 | no | Surplus | yes |  | 0 | 0 | 0 | 1063.3586 | 0 | no | 0 | 0 | 0 | 1063.3586 | 4860 | no | 14302.9042 | 0 | 24300 |  |  | 0 |  |  | 0 | 0 | 0 | 0 | 0 |  | 0 | 0 | 0 | 0 | 0 | 14302.9042 | 18473.6718 | 11590.6841 | 0 | yes | Deficit |  |  | 0 | 0 | 0 | 0 | 0 |  | 0 | 0 | 0 | 0 | 6021.2708 | yes |  | 0 | 0 | 0 | 6021.2708 | 0 | no | 0 | 0 | 0 | 6021.2708 | 0
| 15688.1851 | 0 | yes | Deficit |  |  | 0 | 0 | 0 | 0 | 0 |  | 0 | 0 | 0 | 0 | 4860 | no |  | 0 | 24300 | no | 15688.1851 | 0 | no | no | 0 | 0 | 0 | 0 | 0 |  | 0 | 0 | 0 | 0 | 0 | 15688.1851 | 18429.6659 | 12713.278 | 0 | yes | Deficit |  |  | 0 | 0 | 0 | 0 | 0 |  | 0 | 0 | 0 | 0 | 6838.9818 | yes |  | 0 | 0 | 0 | 6838.9818 | 0 | no | 0 | 0 | 0 | 6838.9818 | 0
| 16819.8938 | 0 | yes | Deficit |  |  | 0 | 0 | 0 | 0 | 0 |  | 0 | 0 | 0 | 0 | 4860 | no |  | 0 | 24300 | no | 16819.8938 | 0 | no | no | 0 | 0 | 0 | 0 | 0 |  | 0 | 0 | 0 | 0 | 0 | 16819.8938 | 16424.1247 | 13630.3839 | 0 | yes | Deficit |  |  | 0 | 0 | 0 | 0 | 0 |  | 0 | 0 | 0 | 0 | 3710.8467 | yes |  | 0 | 0 | 0 | 3710.8467 | 0 | no | 0 | 0 | 0 | 3710.8467 | 0
| 18158.9961 | 0 | yes | Deficit |  |  | 0 | 0 | 0 | 0 | 0 |  | 0 | 0 | 0 | 0 | 4860 | no |  | 0 | 24300 | no | 18158.9961 | 0 | no | no | 0 | 0 | 0 | 0 | 0 |  | 0 | 0 | 0 | 0 | 0 | 18158.9961 | 15902.8589 | 14715.556 | 0 | yes | Deficit |  |  | 0 | 0 | 0 | 0 | 0 |  | 0 | 0 | 0 | 0 | 2272.4749 | yes |  | 0 | 0 | 0 | 2272.4749 | 0 | no | 0 | 0 | 0 | 2272.4749 | 0
| 18277.3287 | 0 | yes | Deficit |  |  | 0 | 0 | 0 | 0 | 0 |  | 0 | 0 | 0 | 0 | 4860 | no |  | 0 | 24300 | no | 18277.3287 | 0 | no | no | 0 | 0 | 0 | 0 | 0 |  | 0 | 0 | 0 | 0 | 0 | 18277.3287 | 16234.3771 | 14811.4495 | 0 | yes | Deficit |  |  | 0 | 0 | 0 | 0 | 0 |  | 0 | 0 | 0 | 0 | 1518.8211 | yes |  | 0 | 0 | 0 | 1518.8211 | 0 | no | 0 | 0 | 0 | 1518.8211 | 0
| 16763.652 | 0 | no | Surplus | yes |  | 0 | 0 | 0 | 1513.6767 | 0 | no | 0 | 0 | 0 | 1513.6767 | 4860 | no | 16763.652 | 0 | 24300 |  |  | 0 |  |  | 0 | 0 | 0 | 0 | 0 |  | 0 | 0 | 0 | 0 | 0 | 16763.652 | 16637.711 | 13584.8071 | 0 | yes | Deficit |  |  | 0 | 0 | 0 | 0 | 0 |  | 0 | 0 | 0 | 0 | 1826.2615 | yes |  | 0 | 0 | 0 | 1826.2615 | 0 | no | 0 | 0 | 0 | 1826.2615 | 0
| 16030.0713 | 0 | no | Surplus | yes |  | 0 | 0 | 0 | 733.5806 | 0 | no | 0 | 0 | 0 | 733.5806 | 4860 | no | 16030.0713 | 0 | 24300 |  |  | 0 |  |  | 0 | 0 | 0 | 0 | 0 |  | 0 | 0 | 0 | 0 | 0 | 16030.0713 | 16529.4564 | 12990.3333 | 0 | yes | Deficit |  |  | 0 | 0 | 0 | 0 | 0 |  | 0 | 0 | 0 | 0 | 2944.6493 | yes |  | 0 | 0 | 0 | 2944.6493 | 0 | no | 0 | 0 | 0 | 2944.6493 | 0
| 17661.2315 | 0 | yes | Deficit |  |  | 0 | 0 | 0 | 0 | 0 |  | 0 | 0 | 0 | 0 | 4860 | no |  | 0 | 24300 | no | 17661.2315 | 0 | no | no | 0 | 0 | 0 | 0 | 0 |  | 0 | 0 | 0 | 0 | 0 | 17661.2315 | 16416.316 | 14312.1811 | 0 | yes | Deficit |  |  | 0 | 0 | 0 | 0 | 0 |  | 0 | 0 | 0 | 0 | 3425.9826 | yes |  | 0 | 0 | 0 | 3425.9826 | 0 | no | 0 | 0 | 0 | 3425.9826 | 0
| 19785.9652 | 0 | yes | Deficit |  |  | 0 | 0 | 0 | 0 | 0 |  | 0 | 0 | 0 | 0 | 4860 | no |  | 0 | 24300 | no | 19785.9652 | 0 | no | no | 0 | 0 | 0 | 0 | 0 |  | 0 | 0 | 0 | 0 | 0 | 19785.9652 | 15992.4867 | 16034.0075 | 0 | yes | Deficit |  |  | 0 | 0 | 0 | 0 | 0 |  | 0 | 0 | 0 | 0 | 1680.3056 | yes |  | 0 | 0 | 0 | 1680.3056 | 0 | no | 0 | 0 | 0 | 1680.3056 | 0
| 20908.6765 | 0 | yes | Deficit |  |  | 0 | 0 | 0 | 0 | 0 |  | 0 | 0 | 0 | 0 | 4860 | no |  | 0 | 24300 | no | 20908.6765 | 0 | no | no | 0 | 0 | 0 | 0 | 0 |  | 0 | 0 | 0 | 0 | 0 | 20908.6765 | 16008.1976 | 16943.8221 | 0 | no | Surplus | yes |  | 0 | 0 | 0 | 25.8099 | 0 | no | 0 | 0 | 0 | 25.8099 | 0 |  |  | 0 | 0 | 0 | 0 | 0 |  | 0 | 0 | 0 | 0 | 0
| 20512.2018 | 0 | no | Surplus | yes |  | 0 | 0 | 0 | 396.4746 | 0 | no | 0 | 0 | 0 | 396.4746 | 4860 | no | 20512.2018 | 0 | 24300 |  |  | 0 |  |  | 0 | 0 | 0 | 0 | 0 |  | 0 | 0 | 0 | 0 | 0 | 20512.2018 | 16425.7776 | 16622.5299 | 0 | no | Surplus | yes |  | 0 | 0 | 0 | 518.0445 | 0 | no | 0 | 0 | 0 | 518.0445 | 0 |  |  | 0 | 0 | 0 | 0 | 0 |  | 0 | 0 | 0 | 0 | 0
| 19917.4775 | 0 | no | Surplus | yes |  | 0 | 0 | 0 | 594.7243 | 0 | no | 0 | 0 | 0 | 594.7243 | 4860 | no | 19917.4775 | 0 | 24300 |  |  | 0 |  |  | 0 | 0 | 0 | 0 | 0 |  | 0 | 0 | 0 | 0 | 0 | 19917.4775 | 16590.5132 | 16140.5815 | 0 | no | Surplus | yes |  | 0 | 0 | 0 | 32.0166 | 0 | no | 0 | 0 | 0 | 32.0166 | 0 |  |  | 0 | 0 | 0 | 0 | 0 |  | 0 | 0 | 0 | 0 | 0
| 19410.6096 | 0 | no | Surplus | yes |  | 0 | 0 | 0 | 506.8679 | 0 | no | 0 | 0 | 0 | 506.8679 | 4860 | no | 19410.6096 | 0 | 24300 |  |  | 0 |  |  | 0 | 0 | 0 | 0 | 0 |  | 0 | 0 | 0 | 0 | 0 | 19410.6096 | 16710.952 | 15729.8295 | 0 | yes | Deficit |  |  | 0 | 0 | 0 | 0 | 0 |  | 0 | 0 | 0 | 0 | 570.3705 | yes |  | 0 | 0 | 0 | 570.3705 | 0 | no | 0 | 0 | 0 | 570.3705 | 0
| 19376.1841 | 0 | no | Surplus | yes |  | 0 | 0 | 0 | 34.4256 | 0 | no | 0 | 0 | 0 | 34.4256 | 4860 | no | 19376.1841 | 0 | 24300 |  |  | 0 |  |  | 0 | 0 | 0 | 0 | 0 |  | 0 | 0 | 0 | 0 | 0 | 19376.1841 | 17267.1193 | 15701.932 | 0 | yes | Deficit |  |  | 0 | 0 | 0 | 0 | 0 |  | 0 | 0 | 0 | 0 | 1537.2898 | yes |  | 0 | 0 | 0 | 1537.2898 | 0 | no | 0 | 0 | 0 | 1537.2898 | 0
| 19762.6664 | 0 | yes | Deficit |  |  | 0 | 0 | 0 | 0 | 0 |  | 0 | 0 | 0 | 0 | 4860 | no |  | 0 | 24300 | no | 19762.6664 | 0 | no | no | 0 | 0 | 0 | 0 | 0 |  | 0 | 0 | 0 | 0 | 0 | 19762.6664 | 16762.2129 | 16015.1268 | 0 | yes | Deficit |  |  | 0 | 0 | 0 | 0 | 0 |  | 0 | 0 | 0 | 0 | 1060.2809 | yes |  | 0 | 0 | 0 | 1060.2809 | 0 | no | 0 | 0 | 0 | 1060.2809 | 0
| 22525.5339 | 0 | yes | Deficit |  |  | 0 | 0 | 0 | 0 | 0 |  | 0 | 0 | 0 | 0 | 4860 | no |  | 0 | 24300 | no | 22525.5339 | 0 | no | no | 0 | 0 | 0 | 0 | 0 |  | 0 | 0 | 0 | 0 | 0 | 22525.5339 | 16109.2318 | 18254.0793 | 0 | yes | Deficit |  |  | 0 | 0 | 0 | 0 | 0 |  | 0 | 0 | 0 | 0 | 94.105 | yes |  | 0 | 0 | 0 | 94.105 | 0 | no | 0 | 0 | 0 | 94.105 | 0
| 19097.6969 | 0 | no | Surplus | yes |  | 0 | 0 | 0 | 3427.8369 | 0 | no | 0 | 0 | 0 | 3427.8369 | 4860 | no | 19097.6969 | 0 | 24300 |  |  | 0 |  |  | 0 | 0 | 0 | 0 | 0 |  | 0 | 0 | 0 | 0 | 0 | 19097.6969 | 16043.9413 | 15476.2536 | 0 | no | Surplus | yes |  | 0 | 0 | 0 | 2210.138 | 0 | no | 0 | 0 | 0 | 2210.138 | 0 |  |  | 0 | 0 | 0 | 0 | 0 |  | 0 | 0 | 0 | 0 | 0
| 20089.3945 | 0 | yes | Deficit |  |  | 0 | 0 | 0 | 0 | 0 |  | 0 | 0 | 0 | 0 | 4860 | no |  | 0 | 24300 | no | 20089.3945 | 0 | no | no | 0 | 0 | 0 | 0 | 0 |  | 0 | 0 | 0 | 0 | 0 | 20089.3945 | 15798.9669 | 16279.8983 | 0 | yes | Deficit |  |  | 0 | 0 | 0 | 0 | 0 |  | 0 | 0 | 0 | 0 | 322.7133 | yes |  | 0 | 0 | 0 | 322.7133 | 0 | no | 0 | 0 | 0 | 322.7133 | 0
| 20630.2379 | 0 | yes | Deficit |  |  | 0 | 0 | 0 | 0 | 0 |  | 0 | 0 | 0 | 0 | 4860 | no |  | 0 | 24300 | no | 20630.2379 | 0 | no | no | 0 | 0 | 0 | 0 | 0 |  | 0 | 0 | 0 | 0 | 0 | 20630.2379 | 15843.8346 | 16718.1831 | 0 | no | Surplus | yes |  | 0 | 0 | 0 | 436.0637 | 0 | no | 0 | 0 | 0 | 436.0637 | 0 |  |  | 0 | 0 | 0 | 0 | 0 |  | 0 | 0 | 0 | 0 | 0
| 20612.3313 | 0 | no | Surplus | yes |  | 0 | 0 | 0 | 17.9066 | 0 | no | 0 | 0 | 0 | 17.9066 | 4860 | no | 20612.3313 | 0 | 24300 |  |  | 0 |  |  | 0 | 0 | 0 | 0 | 0 |  | 0 | 0 | 0 | 0 | 0 | 20612.3313 | 14358.8638 | 16703.672 | 0 | no | Surplus | yes |  | 0 | 0 | 0 | 2359.3193 | 0 | no | 0 | 0 | 0 | 2359.3193 | 0 |  |  | 0 | 0 | 0 | 0 | 0 |  | 0 | 0 | 0 | 0 | 0
| 20850.804 | 0 | yes | Deficit |  |  | 0 | 0 | 0 | 0 | 0 |  | 0 | 0 | 0 | 0 | 4860 | no |  | 0 | 24300 | no | 20850.804 | 0 | no | no | 0 | 0 | 0 | 0 | 0 |  | 0 | 0 | 0 | 0 | 0 | 20850.804 | 15298.5291 | 16896.9238 | 0 | no | Surplus | yes |  | 0 | 0 | 0 | 1405.1429 | 0 | no | 0 | 0 | 0 | 1405.1429 | 0 |  |  | 0 | 0 | 0 | 0 | 0 |  | 0 | 0 | 0 | 0 | 0
| 24744.6555 | 0 | yes | Deficit |  |  | 0 | 0 | 0 | 0 | 0 |  | 0 | 0 | 0 | 0 | 4860 | no |  | 0 | 24300 | yes | 24300 | 444.6555 | yes |  | 0 | 0 | 0 | 444.6555 | 0 | no | 0 | 0 | 0 | 444.6555 | 0 | 24300 | 15181.0271 | 19692.0583 | 0 | no | Surplus | yes |  | 0 | 0 | 0 | 1715.8966 | 0 | no | 0 | 0 | 0 | 1715.8966 | 0 |  |  | 0 | 0 | 0 | 0 | 0 |  | 0 | 0 | 0 | 0 | 0
| 23376.7579 | 0 | no | Surplus | yes |  | 0 | 0 | 0 | 923.2421 | 0 | no | 0 | 0 | 0 | 923.2421 | 4860 | no | 23376.7579 | 0 | 24300 |  |  | 0 |  |  | 0 | 0 | 0 | 0 | 0 |  | 0 | 0 | 0 | 0 | 0 | 23376.7579 | 13058.573 | 18943.8881 | 0 | no | Surplus | yes |  | 0 | 0 | 0 | 6633.4853 | 0 | no | 0 | 0 | 0 | 6633.4853 | 0 |  |  | 0 | 0 | 0 | 0 | 0 |  | 0 | 0 | 0 | 0 | 0
| 20926.235 | 0 | no | Surplus | yes |  | 0 | 0 | 0 | 2450.5229 | 0 | no | 0 | 0 | 0 | 2450.5229 | 4860 | no | 20926.235 | 0 | 24300 |  |  | 0 |  |  | 0 | 0 | 0 | 0 | 0 |  | 0 | 0 | 0 | 0 | 0 | 20926.235 | 15687.3104 | 16958.051 | 0 | no | Surplus | yes |  | 0 | 0 | 0 | 3256.5777 | 0 | no | 0 | 0 | 0 | 3256.5777 | 0 |  |  | 0 | 0 | 0 | 0 | 0 |  | 0 | 0 | 0 | 0 | 0
| 20522.2435 | 0 | no | Surplus | yes |  | 0 | 0 | 0 | 403.9914 | 0 | no | 0 | 0 | 0 | 403.9914 | 4860 | no | 20522.2435 | 0 | 24300 |  |  | 0 |  |  | 0 | 0 | 0 | 0 | 0 |  | 0 | 0 | 0 | 0 | 0 | 20522.2435 | 16267.8034 | 16630.6674 | 0 | no | Surplus | yes |  | 0 | 0 | 0 | 690.2477 | 0 | no | 0 | 0 | 0 | 690.2477 | 0 |  |  | 0 | 0 | 0 | 0 | 0 |  | 0 | 0 | 0 | 0 | 0
| 18783.89 | 0 | no | Surplus | yes |  | 0 | 0 | 0 | 1738.3535 | 0 | no | 0 | 0 | 0 | 1738.3535 | 4860 | no | 18783.89 | 0 | 24300 |  |  | 0 |  |  | 0 | 0 | 0 | 0 | 0 |  | 0 | 0 | 0 | 0 | 0 | 18783.89 | 14817.5182 | 15221.953 | 0 | no | Surplus | yes |  | 0 | 0 | 0 | 1813.1492 | 0 | no | 0 | 0 | 0 | 1813.1492 | 0 |  |  | 0 | 0 | 0 | 0 | 0 |  | 0 | 0 | 0 | 0 | 0
| 20815.691 | 0 | yes | Deficit |  |  | 0 | 0 | 0 | 0 | 0 |  | 0 | 0 | 0 | 0 | 4860 | no |  | 0 | 24300 | no | 20815.691 | 0 | no | no | 0 | 0 | 0 | 0 | 0 |  | 0 | 0 | 0 | 0 | 0 | 20815.691 | 16085.3035 | 16868.4692 | 0 | yes | Deficit |  |  | 0 | 0 | 0 | 0 | 0 |  | 0 | 0 | 0 | 0 | 863.3505 | yes |  | 0 | 0 | 0 | 863.3505 | 0 | no | 0 | 0 | 0 | 863.3505 | 0
| 23430.2937 | 0 | yes | Deficit |  |  | 0 | 0 | 0 | 0 | 0 |  | 0 | 0 | 0 | 0 | 4860 | no |  | 0 | 24300 | no | 23430.2937 | 0 | no | no | 0 | 0 | 0 | 0 | 0 |  | 0 | 0 | 0 | 0 | 0 | 23430.2937 | 15662.6553 | 18987.272 | 0 | no | Surplus | yes |  | 0 | 0 | 0 | 1205.814 | 0 | no | 0 | 0 | 0 | 1205.814 | 0 |  |  | 0 | 0 | 0 | 0 | 0 |  | 0 | 0 | 0 | 0 | 0
| 23957.8365 | 0 | yes | Deficit |  |  | 0 | 0 | 0 | 0 | 0 |  | 0 | 0 | 0 | 0 | 4860 | no |  | 0 | 24300 | no | 23957.8365 | 0 | no | no | 0 | 0 | 0 | 0 | 0 |  | 0 | 0 | 0 | 0 | 0 | 23957.8365 | 15391.9573 | 19414.7784 | 0 | no | Surplus | yes |  | 0 | 0 | 0 | 3595.3147 | 0 | no | 0 | 0 | 0 | 3595.3147 | 0 |  |  | 0 | 0 | 0 | 0 | 0 |  | 0 | 0 | 0 | 0 | 0
| 21488.1267 | 0 | no | Surplus | yes |  | 0 | 0 | 0 | 2469.7098 | 0 | no | 0 | 0 | 0 | 2469.7098 | 4860 | no | 21488.1267 | 0 | 24300 |  |  | 0 |  |  | 0 | 0 | 0 | 0 | 0 |  | 0 | 0 | 0 | 0 | 0 | 21488.1267 | 15966.8886 | 17413.3928 | 0 | no | Surplus | yes |  | 0 | 0 | 0 | 3447.8898 | 0 | no | 0 | 0 | 0 | 3447.8898 | 0 |  |  | 0 | 0 | 0 | 0 | 0 |  | 0 | 0 | 0 | 0 | 0
| 22513.6146 | 0 | yes | Deficit |  |  | 0 | 0 | 0 | 0 | 0 |  | 0 | 0 | 0 | 0 | 4860 | no |  | 0 | 24300 | no | 22513.6146 | 0 | no | no | 0 | 0 | 0 | 0 | 0 |  | 0 | 0 | 0 | 0 | 0 | 22513.6146 | 15992.9582 | 18244.4203 | 0 | no | Surplus | yes |  | 0 | 0 | 0 | 1420.4346 | 0 | no | 0 | 0 | 0 | 1420.4346 | 0 |  |  | 0 | 0 | 0 | 0 | 0 |  | 0 | 0 | 0 | 0 | 0
| 22495.1182 | 0 | no | Surplus | yes |  | 0 | 0 | 0 | 18.4964 | 0 | no | 0 | 0 | 0 | 18.4964 | 4860 | no | 22495.1182 | 0 | 24300 |  |  | 0 |  |  | 0 | 0 | 0 | 0 | 0 |  | 0 | 0 | 0 | 0 | 0 | 22495.1182 | 16035.2716 | 18229.4313 | 0 | no | Surplus | yes |  | 0 | 0 | 0 | 2209.1487 | 0 | no | 0 | 0 | 0 | 2209.1487 | 0 |  |  | 0 | 0 | 0 | 0 | 0 |  | 0 | 0 | 0 | 0 | 0
| 21845.1274 | 0 | no | Surplus | yes |  | 0 | 0 | 0 | 649.9908 | 0 | no | 0 | 0 | 0 | 649.9908 | 4860 | no | 21845.1274 | 0 | 24300 |  |  | 0 |  |  | 0 | 0 | 0 | 0 | 0 |  | 0 | 0 | 0 | 0 | 0 | 21845.1274 | 16182.4097 | 17702.6964 | 0 | no | Surplus | yes |  | 0 | 0 | 0 | 2047.0216 | 0 | no | 0 | 0 | 0 | 2047.0216 | 0 |  |  | 0 | 0 | 0 | 0 | 0 |  | 0 | 0 | 0 | 0 | 0
| 22014.3908 | 0 | yes | Deficit |  |  | 0 | 0 | 0 | 0 | 0 |  | 0 | 0 | 0 | 0 | 4860 | no |  | 0 | 24300 | no | 22014.3908 | 0 | no | no | 0 | 0 | 0 | 0 | 0 |  | 0 | 0 | 0 | 0 | 0 | 22014.3908 | 16017.9385 | 17839.8629 | 0 | no | Surplus | yes |  | 0 | 0 | 0 | 1684.7579 | 0 | no | 0 | 0 | 0 | 1684.7579 | 0 |  |  | 0 | 0 | 0 | 0 | 0 |  | 0 | 0 | 0 | 0 | 0
| 23151.847 | 0 | yes | Deficit |  |  | 0 | 0 | 0 | 0 | 0 |  | 0 | 0 | 0 | 0 | 4860 | no |  | 0 | 24300 | no | 23151.847 | 0 | no | no | 0 | 0 | 0 | 0 | 0 |  | 0 | 0 | 0 | 0 | 0 | 23151.847 | 15831.8589 | 18761.6264 | 0 | no | Surplus | yes |  | 0 | 0 | 0 | 2008.004 | 0 | no | 0 | 0 | 0 | 2008.004 | 0 |  |  | 0 | 0 | 0 | 0 | 0 |  | 0 | 0 | 0 | 0 | 0
| 21716.6567 | 0 | no | Surplus | yes |  | 0 | 0 | 0 | 1435.1904 | 0 | no | 0 | 0 | 0 | 1435.1904 | 4860 | no | 21716.6567 | 0 | 24300 |  |  | 0 |  |  | 0 | 0 | 0 | 0 | 0 |  | 0 | 0 | 0 | 0 | 0 | 21716.6567 | 14967.4742 | 17598.5873 | 0 | no | Surplus | yes |  | 0 | 0 | 0 | 3794.1523 | 0 | no | 0 | 0 | 0 | 3794.1523 | 0 |  |  | 0 | 0 | 0 | 0 | 0 |  | 0 | 0 | 0 | 0 | 0
| 21034.0763 | 0 | no | Surplus | yes |  | 0 | 0 | 0 | 682.5804 | 0 | no | 0 | 0 | 0 | 682.5804 | 4860 | no | 21034.0763 | 0 | 24300 |  |  | 0 |  |  | 0 | 0 | 0 | 0 | 0 |  | 0 | 0 | 0 | 0 | 0 | 21034.0763 | 15681.0749 | 17045.4427 | 0 | no | Surplus | yes |  | 0 | 0 | 0 | 1917.5123 | 0 | no | 0 | 0 | 0 | 1917.5123 | 0 |  |  | 0 | 0 | 0 | 0 | 0 |  | 0 | 0 | 0 | 0 | 0
| 21117.7921 | 0 | yes | Deficit |  |  | 0 | 0 | 0 | 0 | 0 |  | 0 | 0 | 0 | 0 | 4860 | no |  | 0 | 24300 | no | 21117.7921 | 0 | no | no | 0 | 0 | 0 | 0 | 0 |  | 0 | 0 | 0 | 0 | 0 | 21117.7921 | 16294.6503 | 17113.2837 | 0 | no | Surplus | yes |  | 0 | 0 | 0 | 750.7924 | 0 | no | 0 | 0 | 0 | 750.7924 | 0 |  |  | 0 | 0 | 0 | 0 | 0 |  | 0 | 0 | 0 | 0 | 0
| 20442.5757 | 0 | no | Surplus | yes |  | 0 | 0 | 0 | 675.2164 | 0 | no | 0 | 0 | 0 | 675.2164 | 4860 | no | 20442.5757 | 0 | 24300 |  |  | 0 |  |  | 0 | 0 | 0 | 0 | 0 |  | 0 | 0 | 0 | 0 | 0 | 20442.5757 | 16794.9286 | 16566.1068 | 0 | no | Surplus | yes |  | 0 | 0 | 0 | 318.3551 | 0 | no | 0 | 0 | 0 | 318.3551 | 0 |  |  | 0 | 0 | 0 | 0 | 0 |  | 0 | 0 | 0 | 0 | 0
| 20118.1383 | 0 | no | Surplus | yes |  | 0 | 0 | 0 | 324.4374 | 0 | no | 0 | 0 | 0 | 324.4374 | 4860 | no | 20118.1383 | 0 | 24300 |  |  | 0 |  |  | 0 | 0 | 0 | 0 | 0 |  | 0 | 0 | 0 | 0 | 0 | 20118.1383 | 15563.7531 | 16303.1915 | 0 | no | Surplus | yes |  | 0 | 0 | 0 | 1002.3537 | 0 | no | 0 | 0 | 0 | 1002.3537 | 0 |  |  | 0 | 0 | 0 | 0 | 0 |  | 0 | 0 | 0 | 0 | 0
| 21226.5576 | 0 | yes | Deficit |  |  | 0 | 0 | 0 | 0 | 0 |  | 0 | 0 | 0 | 0 | 4860 | no |  | 0 | 24300 | no | 21226.5576 | 0 | no | no | 0 | 0 | 0 | 0 | 0 |  | 0 | 0 | 0 | 0 | 0 | 21226.5576 | 14344.8351 | 17201.4243 | 0 | no | Surplus | yes |  | 0 | 0 | 0 | 1958.3565 | 0 | no | 0 | 0 | 0 | 1958.3565 | 0 |  |  | 0 | 0 | 0 | 0 | 0 |  | 0 | 0 | 0 | 0 | 0
| 22262.825 | 0 | yes | Deficit |  |  | 0 | 0 | 0 | 0 | 0 |  | 0 | 0 | 0 | 0 | 4860 | no |  | 0 | 24300 | no | 22262.825 | 0 | no | no | 0 | 0 | 0 | 0 | 0 |  | 0 | 0 | 0 | 0 | 0 | 22262.825 | 14381.7002 | 18041.1872 | 0 | no | Surplus | yes |  | 0 | 0 | 0 | 2819.7241 | 0 | no | 0 | 0 | 0 | 2819.7241 | 0 |  |  | 0 | 0 | 0 | 0 | 0 |  | 0 | 0 | 0 | 0 | 0
| 21179.2832 | 0 | no | Surplus | yes |  | 0 | 0 | 0 | 1083.5418 | 0 | no | 0 | 0 | 0 | 1083.5418 | 4860 | no | 21179.2832 | 0 | 24300 |  |  | 0 |  |  | 0 | 0 | 0 | 0 | 0 |  | 0 | 0 | 0 | 0 | 0 | 21179.2832 | 15500.3924 | 17163.1144 | 0 | no | Surplus | yes |  | 0 | 0 | 0 | 2540.7948 | 0 | no | 0 | 0 | 0 | 2540.7948 | 0 |  |  | 0 | 0 | 0 | 0 | 0 |  | 0 | 0 | 0 | 0 | 0
| 22015.7604 | 0 | yes | Deficit |  |  | 0 | 0 | 0 | 0 | 0 |  | 0 | 0 | 0 | 0 | 4860 | no |  | 0 | 24300 | no | 22015.7604 | 0 | no | no | 0 | 0 | 0 | 0 | 0 |  | 0 | 0 | 0 | 0 | 0 | 22015.7604 | 15337.0483 | 17840.9728 | 0 | no | Surplus | yes |  | 0 | 0 | 0 | 1826.0661 | 0 | no | 0 | 0 | 0 | 1826.0661 | 0 |  |  | 0 | 0 | 0 | 0 | 0 |  | 0 | 0 | 0 | 0 | 0
| 22527.9393 | 0 | yes | Deficit |  |  | 0 | 0 | 0 | 0 | 0 |  | 0 | 0 | 0 | 0 | 4860 | no |  | 0 | 24300 | no | 22527.9393 | 0 | no | no | 0 | 0 | 0 | 0 | 0 |  | 0 | 0 | 0 | 0 | 0 | 22527.9393 | 15612.5436 | 18256.0286 | 0 | no | Surplus | yes |  | 0 | 0 | 0 | 2228.4292 | 0 | no | 0 | 0 | 0 | 2228.4292 | 0 |  |  | 0 | 0 | 0 | 0 | 0 |  | 0 | 0 | 0 | 0 | 0
| 20890.1466 | 0 | no | Surplus | yes |  | 0 | 0 | 0 | 1637.7926 | 0 | no | 0 | 0 | 0 | 1637.7926 | 4860 | no | 20890.1466 | 0 | 24300 |  |  | 0 |  |  | 0 | 0 | 0 | 0 | 0 |  | 0 | 0 | 0 | 0 | 0 | 20890.1466 | 15720.0216 | 16928.806 | 0 | no | Surplus | yes |  | 0 | 0 | 0 | 2536.0069 | 0 | no | 0 | 0 | 0 | 2536.0069 | 0 |  |  | 0 | 0 | 0 | 0 | 0 |  | 0 | 0 | 0 | 0 | 0
| 20867.8658 | 0 | no | Surplus | yes |  | 0 | 0 | 0 | 22.2808 | 0 | no | 0 | 0 | 0 | 22.2808 | 4860 | no | 20867.8658 | 0 | 24300 |  |  | 0 |  |  | 0 | 0 | 0 | 0 | 0 |  | 0 | 0 | 0 | 0 | 0 | 20867.8658 | 15347.5353 | 16910.7502 | 0 | no | Surplus | yes |  | 0 | 0 | 0 | 1581.2708 | 0 | no | 0 | 0 | 0 | 1581.2708 | 0 |  |  | 0 | 0 | 0 | 0 | 0 |  | 0 | 0 | 0 | 0 | 0
| 21766.0417 | 0 | yes | Deficit |  |  | 0 | 0 | 0 | 0 | 0 |  | 0 | 0 | 0 | 0 | 4860 | no |  | 0 | 24300 | no | 21766.0417 | 0 | no | no | 0 | 0 | 0 | 0 | 0 |  | 0 | 0 | 0 | 0 | 0 | 21766.0417 | 15296.2485 | 17638.6075 | 0 | no | Surplus | yes |  | 0 | 0 | 0 | 1614.5017 | 0 | no | 0 | 0 | 0 | 1614.5017 | 0 |  |  | 0 | 0 | 0 | 0 | 0 |  | 0 | 0 | 0 | 0 | 0
| 21660.6094 | 0 | no | Surplus | yes |  | 0 | 0 | 0 | 105.4323 | 0 | no | 0 | 0 | 0 | 105.4323 | 4860 | no | 21660.6094 | 0 | 24300 |  |  | 0 |  |  | 0 | 0 | 0 | 0 | 0 |  | 0 | 0 | 0 | 0 | 0 | 21660.6094 | 14945.1516 | 17553.1681 | 0 | no | Surplus | yes |  | 0 | 0 | 0 | 2693.4559 | 0 | no | 0 | 0 | 0 | 2693.4559 | 0 |  |  | 0 | 0 | 0 | 0 | 0 |  | 0 | 0 | 0 | 0 | 0
| 23970.3658 | 0 | yes | Deficit |  |  | 0 | 0 | 0 | 0 | 0 |  | 0 | 0 | 0 | 0 | 4860 | no |  | 0 | 24300 | no | 23970.3658 | 0 | no | no | 0 | 0 | 0 | 0 | 0 |  | 0 | 0 | 0 | 0 | 0 | 23970.3658 | 15255.5852 | 19424.9318 | 0 | no | Surplus | yes |  | 0 | 0 | 0 | 2297.5828 | 0 | no | 0 | 0 | 0 | 2297.5828 | 0 |  |  | 0 | 0 | 0 | 0 | 0 |  | 0 | 0 | 0 | 0 | 0
| 22606.6989 | 0 | no | Surplus | yes |  | 0 | 0 | 0 | 1363.667 | 0 | no | 0 | 0 | 0 | 1363.667 | 4860 | no | 22606.6989 | 0 | 24300 |  |  | 0 |  |  | 0 | 0 | 0 | 0 | 0 |  | 0 | 0 | 0 | 0 | 0 | 22606.6989 | 16220.1393 | 18319.8532 | 0 | no | Surplus | yes |  | 0 | 0 | 0 | 3204.7925 | 0 | no | 0 | 0 | 0 | 3204.7925 | 0 |  |  | 0 | 0 | 0 | 0 | 0 |  | 0 | 0 | 0 | 0 | 0
| 21768.4547 | 0 | no | Surplus | yes |  | 0 | 0 | 0 | 838.2442 | 0 | no | 0 | 0 | 0 | 838.2442 | 4860 | no | 21768.4547 | 0 | 24300 |  |  | 0 |  |  | 0 | 0 | 0 | 0 | 0 |  | 0 | 0 | 0 | 0 | 0 | 21768.4547 | 15422.6415 | 17640.563 | 0 | no | Surplus | yes |  | 0 | 0 | 0 | 2897.2117 | 0 | no | 0 | 0 | 0 | 2897.2117 | 0 |  |  | 0 | 0 | 0 | 0 | 0 |  | 0 | 0 | 0 | 0 | 0
| 25989.4846 | 0 | yes | Deficit |  |  | 0 | 0 | 0 | 0 | 0 |  | 0 | 0 | 0 | 0 | 4860 | no |  | 0 | 24300 | yes | 24300 | 1689.4846 | yes |  | 0 | 0 | 0 | 1689.4846 | 0 | no | 0 | 0 | 0 | 1689.4846 | 0 | 24300 | 16295.8003 | 19692.0583 | 0 | no | Surplus | yes |  | 0 | 0 | 0 | 1344.7627 | 0 | no | 0 | 0 | 0 | 1344.7627 | 0 |  |  | 0 | 0 | 0 | 0 | 0 |  | 0 | 0 | 0 | 0 | 0
| 24321.4933 | 0 | yes | Deficit |  |  | 0 | 0 | 0 | 0 | 0 |  | 0 | 0 | 0 | 0 | 4860 | no |  | 0 | 24300 | yes | 24300 | 21.4933 | yes |  | 0 | 0 | 0 | 21.4933 | 0 | no | 0 | 0 | 0 | 21.4933 | 0 | 24300 | 16022.8238 | 19692.0583 | 0 | no | Surplus | yes |  | 0 | 0 | 0 | 3669.2345 | 0 | no | 0 | 0 | 0 | 3669.2345 | 0 |  |  | 0 | 0 | 0 | 0 | 0 |  | 0 | 0 | 0 | 0 | 0
| 22856.051 | 0 | no | Surplus | yes |  | 0 | 0 | 0 | 1443.949 | 0 | no | 0 | 0 | 0 | 1443.949 | 4860 | no | 22856.051 | 0 | 24300 |  |  | 0 |  |  | 0 | 0 | 0 | 0 | 0 |  | 0 | 0 | 0 | 0 | 0 | 22856.051 | 14732.1606 | 18521.9214 | 0 | no | Surplus | yes |  | 0 | 0 | 0 | 4959.8977 | 0 | no | 0 | 0 | 0 | 4959.8977 | 0 |  |  | 0 | 0 | 0 | 0 | 0 |  | 0 | 0 | 0 | 0 | 0
| 23484.3168 | 0 | yes | Deficit |  |  | 0 | 0 | 0 | 0 | 0 |  | 0 | 0 | 0 | 0 | 4860 | no |  | 0 | 24300 | no | 23484.3168 | 0 | no | no | 0 | 0 | 0 | 0 | 0 |  | 0 | 0 | 0 | 0 | 0 | 23484.3168 | 15131.6789 | 19031.0509 | 0 | no | Surplus | yes |  | 0 | 0 | 0 | 3390.2425 | 0 | no | 0 | 0 | 0 | 3390.2425 | 0 |  |  | 0 | 0 | 0 | 0 | 0 |  | 0 | 0 | 0 | 0 | 0
| 23628.0445 | 0 | yes | Deficit |  |  | 0 | 0 | 0 | 0 | 0 |  | 0 | 0 | 0 | 0 | 4860 | no |  | 0 | 24300 | no | 23628.0445 | 0 | no | no | 0 | 0 | 0 | 0 | 0 |  | 0 | 0 | 0 | 0 | 0 | 23628.0445 | 15692.8672 | 19147.5239 | 0 | no | Surplus | yes |  | 0 | 0 | 0 | 3338.1837 | 0 | no | 0 | 0 | 0 | 3338.1837 | 0 |  |  | 0 | 0 | 0 | 0 | 0 |  | 0 | 0 | 0 | 0 | 0
| 23595.3889 | 0 | no | Surplus | yes |  | 0 | 0 | 0 | 32.6556 | 0 | no | 0 | 0 | 0 | 32.6556 | 4860 | no | 23595.3889 | 0 | 24300 |  |  | 0 |  |  | 0 | 0 | 0 | 0 | 0 |  | 0 | 0 | 0 | 0 | 0 | 23595.3889 | 15743.8292 | 19121.0607 | 0 | no | Surplus | yes |  | 0 | 0 | 0 | 3403.6947 | 0 | no | 0 | 0 | 0 | 3403.6947 | 0 |  |  | 0 | 0 | 0 | 0 | 0 |  | 0 | 0 | 0 | 0 | 0
| 23375.0331 | 0 | no | Surplus | yes |  | 0 | 0 | 0 | 220.3558 | 0 | no | 0 | 0 | 0 | 220.3558 | 4860 | no | 23375.0331 | 0 | 24300 |  |  | 0 |  |  | 0 | 0 | 0 | 0 | 0 |  | 0 | 0 | 0 | 0 | 0 | 23375.0331 | 15040.7051 | 18942.4903 | 0 | no | Surplus | yes |  | 0 | 0 | 0 | 4080.3556 | 0 | no | 0 | 0 | 0 | 4080.3556 | 0 |  |  | 0 | 0 | 0 | 0 | 0 |  | 0 | 0 | 0 | 0 | 0
| 24082.254 | 0 | yes | Deficit |  |  | 0 | 0 | 0 | 0 | 0 |  | 0 | 0 | 0 | 0 | 4860 | no |  | 0 | 24300 | no | 24082.254 | 0 | no | no | 0 | 0 | 0 | 0 | 0 |  | 0 | 0 | 0 | 0 | 0 | 24082.254 | 14657.4629 | 19515.6029 | 0 | no | Surplus | yes |  | 0 | 0 | 0 | 4285.0274 | 0 | no | 0 | 0 | 0 | 4285.0274 | 0 |  |  | 0 | 0 | 0 | 0 | 0 |  | 0 | 0 | 0 | 0 | 0
| 22343.2998 | 0 | no | Surplus | yes |  | 0 | 0 | 0 | 1738.9542 | 0 | no | 0 | 0 | 0 | 1738.9542 | 4860 | no | 22343.2998 | 0 | 24300 |  |  | 0 |  |  | 0 | 0 | 0 | 0 | 0 |  | 0 | 0 | 0 | 0 | 0 | 22343.2998 | 15153.7975 | 18106.4018 | 0 | no | Surplus | yes |  | 0 | 0 | 0 | 4361.8054 | 0 | no | 0 | 0 | 0 | 4361.8054 | 0 |  |  | 0 | 0 | 0 | 0 | 0 |  | 0 | 0 | 0 | 0 | 0
| 21673.4283 | 0 | no | Surplus | yes |  | 0 | 0 | 0 | 669.8715 | 0 | no | 0 | 0 | 0 | 669.8715 | 4860 | no | 21673.4283 | 0 | 24300 |  |  | 0 |  |  | 0 | 0 | 0 | 0 | 0 |  | 0 | 0 | 0 | 0 | 0 | 21673.4283 | 15327.1431 | 17563.5561 | 0 | no | Surplus | yes |  | 0 | 0 | 0 | 2779.2586 | 0 | no | 0 | 0 | 0 | 2779.2586 | 0 |  |  | 0 | 0 | 0 | 0 | 0 |  | 0 | 0 | 0 | 0 | 0
| 21731.2696 | 0 | yes | Deficit |  |  | 0 | 0 | 0 | 0 | 0 |  | 0 | 0 | 0 | 0 | 4860 | no |  | 0 | 24300 | no | 21731.2696 | 0 | no | no | 0 | 0 | 0 | 0 | 0 |  | 0 | 0 | 0 | 0 | 0 | 21731.2696 | 15815.8497 | 17610.4291 | 0 | no | Surplus | yes |  | 0 | 0 | 0 | 1747.7064 | 0 | no | 0 | 0 | 0 | 1747.7064 | 0 |  |  | 0 | 0 | 0 | 0 | 0 |  | 0 | 0 | 0 | 0 | 0
| 23199.7846 | 0 | yes | Deficit |  |  | 0 | 0 | 0 | 0 | 0 |  | 0 | 0 | 0 | 0 | 4860 | no |  | 0 | 24300 | no | 23199.7846 | 0 | no | no | 0 | 0 | 0 | 0 | 0 |  | 0 | 0 | 0 | 0 | 0 | 23199.7846 | 15951.177 | 18800.4737 | 0 | no | Surplus | yes |  | 0 | 0 | 0 | 1659.2521 | 0 | no | 0 | 0 | 0 | 1659.2521 | 0 |  |  | 0 | 0 | 0 | 0 | 0 |  | 0 | 0 | 0 | 0 | 0
| 19869.5499 | 0 | no | Surplus | yes |  | 0 | 0 | 0 | 3330.2347 | 0 | no | 0 | 0 | 0 | 3330.2347 | 4860 | no | 19869.5499 | 0 | 24300 |  |  | 0 |  |  | 0 | 0 | 0 | 0 | 0 |  | 0 | 0 | 0 | 0 | 0 | 19869.5499 | 15590.1331 | 16101.7422 | 0 | no | Surplus | yes |  | 0 | 0 | 0 | 3210.3406 | 0 | no | 0 | 0 | 0 | 3210.3406 | 0 |  |  | 0 | 0 | 0 | 0 | 0 |  | 0 | 0 | 0 | 0 | 0
| 18850.9639 | 0 | no | Surplus | yes |  | 0 | 0 | 0 | 1018.5861 | 0 | no | 0 | 0 | 0 | 1018.5861 | 4860 | no | 18850.9639 | 0 | 24300 |  |  | 0 |  |  | 0 | 0 | 0 | 0 | 0 |  | 0 | 0 | 0 | 0 | 0 | 18850.9639 | 12611.5378 | 15276.3078 | 0 | no | Surplus | yes |  | 0 | 0 | 0 | 3490.2045 | 0 | no | 0 | 0 | 0 | 3490.2045 | 0 |  |  | 0 | 0 | 0 | 0 | 0 |  | 0 | 0 | 0 | 0 | 0
| 19041.9091 | 0 | yes | Deficit |  |  | 0 | 0 | 0 | 0 | 0 |  | 0 | 0 | 0 | 0 | 4860 | no |  | 0 | 24300 | no | 19041.9091 | 0 | no | no | 0 | 0 | 0 | 0 | 0 |  | 0 | 0 | 0 | 0 | 0 | 19041.9091 | 14185.3304 | 15431.0447 | 0 | no | Surplus | yes |  | 0 | 0 | 0 | 1090.9775 | 0 | no | 0 | 0 | 0 | 1090.9775 | 0 |  |  | 0 | 0 | 0 | 0 | 0 |  | 0 | 0 | 0 | 0 | 0
| 17667.8089 | 0 | no | Surplus | yes |  | 0 | 0 | 0 | 1374.1002 | 0 | no | 0 | 0 | 0 | 1374.1002 | 4860 | no | 17667.8089 | 0 | 24300 |  |  | 0 |  |  | 0 | 0 | 0 | 0 | 0 |  | 0 | 0 | 0 | 0 | 0 | 17667.8089 | 13969.9387 | 14317.5113 | 0 | no | Surplus | yes |  | 0 | 0 | 0 | 1461.106 | 0 | no | 0 | 0 | 0 | 1461.106 | 0 |  |  | 0 | 0 | 0 | 0 | 0 |  | 0 | 0 | 0 | 0 | 0
| 20615.112 | 0 | yes | Deficit |  |  | 0 | 0 | 0 | 0 | 0 |  | 0 | 0 | 0 | 0 | 4860 | no |  | 0 | 24300 | no | 20615.112 | 0 | no | no | 0 | 0 | 0 | 0 | 0 |  | 0 | 0 | 0 | 0 | 0 | 20615.112 | 14040.1941 | 16705.9255 | 0 | no | Surplus | yes |  | 0 | 0 | 0 | 277.3172 | 0 | no | 0 | 0 | 0 | 277.3172 | 0 |  |  | 0 | 0 | 0 | 0 | 0 |  | 0 | 0 | 0 | 0 | 0
| 19855.5087 | 0 | no | Surplus | yes |  | 0 | 0 | 0 | 759.6033 | 0 | no | 0 | 0 | 0 | 759.6033 | 4860 | no | 19855.5087 | 0 | 24300 |  |  | 0 |  |  | 0 | 0 | 0 | 0 | 0 |  | 0 | 0 | 0 | 0 | 0 | 19855.5087 | 15428.2051 | 16090.3636 | 0 | no | Surplus | yes |  | 0 | 0 | 0 | 1277.7203 | 0 | no | 0 | 0 | 0 | 1277.7203 | 0 |  |  | 0 | 0 | 0 | 0 | 0 |  | 0 | 0 | 0 | 0 | 0
| 17461.313 | 0 | no | Surplus | yes |  | 0 | 0 | 0 | 2394.1957 | 0 | no | 0 | 0 | 0 | 2394.1957 | 4860 | no | 17461.313 | 0 | 24300 |  |  | 0 |  |  | 0 | 0 | 0 | 0 | 0 |  | 0 | 0 | 0 | 0 | 0 | 17461.313 | 15719.6075 | 14150.1726 | 0 | no | Surplus | yes |  | 0 | 0 | 0 | 370.7561 | 0 | no | 0 | 0 | 0 | 370.7561 | 0 |  |  | 0 | 0 | 0 | 0 | 0 |  | 0 | 0 | 0 | 0 | 0
| 17232.9765 | 0 | no | Surplus | yes |  | 0 | 0 | 0 | 228.3365 | 0 | no | 0 | 0 | 0 | 228.3365 | 4860 | no | 17232.9765 | 0 | 24300 |  |  | 0 |  |  | 0 | 0 | 0 | 0 | 0 |  | 0 | 0 | 0 | 0 | 0 | 17232.9765 | 15263.2098 | 13965.135 | 0 | yes | Deficit |  |  | 0 | 0 | 0 | 0 | 0 |  | 0 | 0 | 0 | 0 | 1113.0372 | yes |  | 0 | 0 | 0 | 1113.0372 | 0 | no | 0 | 0 | 0 | 1113.0372 | 0
| 18060.4359 | 0 | yes | Deficit |  |  | 0 | 0 | 0 | 0 | 0 |  | 0 | 0 | 0 | 0 | 4860 | no |  | 0 | 24300 | no | 18060.4359 | 0 | no | no | 0 | 0 | 0 | 0 | 0 |  | 0 | 0 | 0 | 0 | 0 | 18060.4359 | 14043.8854 | 14635.6855 | 0 | yes | Deficit |  |  | 0 | 0 | 0 | 0 | 0 |  | 0 | 0 | 0 | 0 | 78.7504 | yes |  | 0 | 0 | 0 | 78.7504 | 0 | no | 0 | 0 | 0 | 78.7504 | 0
| 19366.3522 | 0 | yes | Deficit |  |  | 0 | 0 | 0 | 0 | 0 |  | 0 | 0 | 0 | 0 | 4860 | no |  | 0 | 24300 | no | 19366.3522 | 0 | no | no | 0 | 0 | 0 | 0 | 0 |  | 0 | 0 | 0 | 0 | 0 | 19366.3522 | 14651.5211 | 15693.9645 | 0 | yes | Deficit |  |  | 0 | 0 | 0 | 0 | 0 |  | 0 | 0 | 0 | 0 | 15.8356 | yes |  | 0 | 0 | 0 | 15.8356 | 0 | no | 0 | 0 | 0 | 15.8356 | 0
| 18995.8025 | 0 | no | Surplus | yes |  | 0 | 0 | 0 | 370.5497 | 0 | no | 0 | 0 | 0 | 370.5497 | 4860 | no | 18995.8025 | 0 | 24300 |  |  | 0 |  |  | 0 | 0 | 0 | 0 | 0 |  | 0 | 0 | 0 | 0 | 0 | 18995.8025 | 11998.0286 | 15393.6811 | 0 | no | Surplus | yes |  | 0 | 0 | 0 | 3695.9359 | 0 | no | 0 | 0 | 0 | 3695.9359 | 0 |  |  | 0 | 0 | 0 | 0 | 0 |  | 0 | 0 | 0 | 0 | 0
| 19856.9238 | 0 | yes | Deficit |  |  | 0 | 0 | 0 | 0 | 0 |  | 0 | 0 | 0 | 0 | 4860 | no |  | 0 | 24300 | no | 19856.9238 | 0 | no | no | 0 | 0 | 0 | 0 | 0 |  | 0 | 0 | 0 | 0 | 0 | 19856.9238 | 14801.155 | 16091.5104 | 0 | no | Surplus | yes |  | 0 | 0 | 0 | 592.5261 | 0 | no | 0 | 0 | 0 | 592.5261 | 0 |  |  | 0 | 0 | 0 | 0 | 0 |  | 0 | 0 | 0 | 0 | 0
| 21894.2995 | 0 | yes | Deficit |  |  | 0 | 0 | 0 | 0 | 0 |  | 0 | 0 | 0 | 0 | 4860 | no |  | 0 | 24300 | no | 21894.2995 | 0 | no | no | 0 | 0 | 0 | 0 | 0 |  | 0 | 0 | 0 | 0 | 0 | 21894.2995 | 14114.1102 | 17742.5441 | 0 | no | Surplus | yes |  | 0 | 0 | 0 | 1977.4002 | 0 | no | 0 | 0 | 0 | 1977.4002 | 0 |  |  | 0 | 0 | 0 | 0 | 0 |  | 0 | 0 | 0 | 0 | 0
| 22119.2838 | 0 | yes | Deficit |  |  | 0 | 0 | 0 | 0 | 0 |  | 0 | 0 | 0 | 0 | 4860 | no |  | 0 | 24300 | no | 22119.2838 | 0 | no | no | 0 | 0 | 0 | 0 | 0 |  | 0 | 0 | 0 | 0 | 0 | 22119.2838 | 15384.9689 | 17924.8653 | 0 | no | Surplus | yes |  | 0 | 0 | 0 | 2357.5753 | 0 | no | 0 | 0 | 0 | 2357.5753 | 0 |  |  | 0 | 0 | 0 | 0 | 0 |  | 0 | 0 | 0 | 0 | 0
| 21588.9267 | 0 | no | Surplus | yes |  | 0 | 0 | 0 | 530.3572 | 0 | no | 0 | 0 | 0 | 530.3572 | 4860 | no | 21588.9267 | 0 | 24300 |  |  | 0 |  |  | 0 | 0 | 0 | 0 | 0 |  | 0 | 0 | 0 | 0 | 0 | 21588.9267 | 15688.147 | 17495.0783 | 0 | no | Surplus | yes |  | 0 | 0 | 0 | 2236.7183 | 0 | no | 0 | 0 | 0 | 2236.7183 | 0 |  |  | 0 | 0 | 0 | 0 | 0 |  | 0 | 0 | 0 | 0 | 0
| 21591.8405 | 0 | yes | Deficit |  |  | 0 | 0 | 0 | 0 | 0 |  | 0 | 0 | 0 | 0 | 4860 | no |  | 0 | 24300 | no | 21591.8405 | 0 | no | no | 0 | 0 | 0 | 0 | 0 |  | 0 | 0 | 0 | 0 | 0 | 21591.8405 | 15977.7957 | 17497.4397 | 0 | no | Surplus | yes |  | 0 | 0 | 0 | 1517.2826 | 0 | no | 0 | 0 | 0 | 1517.2826 | 0 |  |  | 0 | 0 | 0 | 0 | 0 |  | 0 | 0 | 0 | 0 | 0
| 22323.7058 | 0 | yes | Deficit |  |  | 0 | 0 | 0 | 0 | 0 |  | 0 | 0 | 0 | 0 | 4860 | no |  | 0 | 24300 | no | 22323.7058 | 0 | no | no | 0 | 0 | 0 | 0 | 0 |  | 0 | 0 | 0 | 0 | 0 | 22323.7058 | 14607.9855 | 18090.5233 | 0 | no | Surplus | yes |  | 0 | 0 | 0 | 2889.4541 | 0 | no | 0 | 0 | 0 | 2889.4541 | 0 |  |  | 0 | 0 | 0 | 0 | 0 |  | 0 | 0 | 0 | 0 | 0
| 21252.9034 | 0 | no | Surplus | yes |  | 0 | 0 | 0 | 1070.8024 | 0 | no | 0 | 0 | 0 | 1070.8024 | 4860 | no | 21252.9034 | 0 | 24300 |  |  | 0 |  |  | 0 | 0 | 0 | 0 | 0 |  | 0 | 0 | 0 | 0 | 0 | 21252.9034 | 15314.2696 | 17222.7742 | 0 | no | Surplus | yes |  | 0 | 0 | 0 | 2776.2538 | 0 | no | 0 | 0 | 0 | 2776.2538 | 0 |  |  | 0 | 0 | 0 | 0 | 0 |  | 0 | 0 | 0 | 0 | 0
| 21212.2013 | 0 | no | Surplus | yes |  | 0 | 0 | 0 | 40.7021 | 0 | no | 0 | 0 | 0 | 40.7021 | 4860 | no | 21212.2013 | 0 | 24300 |  |  | 0 |  |  | 0 | 0 | 0 | 0 | 0 |  | 0 | 0 | 0 | 0 | 0 | 21212.2013 | 15687.3874 | 17189.7903 | 0 | no | Surplus | yes |  | 0 | 0 | 0 | 1535.3868 | 0 | no | 0 | 0 | 0 | 1535.3868 | 0 |  |  | 0 | 0 | 0 | 0 | 0 |  | 0 | 0 | 0 | 0 | 0
| 21942.9761 | 0 | yes | Deficit |  |  | 0 | 0 | 0 | 0 | 0 |  | 0 | 0 | 0 | 0 | 4860 | no |  | 0 | 24300 | no | 21942.9761 | 0 | no | no | 0 | 0 | 0 | 0 | 0 |  | 0 | 0 | 0 | 0 | 0 | 21942.9761 | 15709.3485 | 17781.9904 | 0 | no | Surplus | yes |  | 0 | 0 | 0 | 1480.4418 | 0 | no | 0 | 0 | 0 | 1480.4418 | 0 |  |  | 0 | 0 | 0 | 0 | 0 |  | 0 | 0 | 0 | 0 | 0
| 23746.9219 | 0 | yes | Deficit |  |  | 0 | 0 | 0 | 0 | 0 |  | 0 | 0 | 0 | 0 | 4860 | no |  | 0 | 24300 | no | 23746.9219 | 0 | no | no | 0 | 0 | 0 | 0 | 0 |  | 0 | 0 | 0 | 0 | 0 | 23746.9219 | 15526.3639 | 19243.8589 | 0 | no | Surplus | yes |  | 0 | 0 | 0 | 2255.6265 | 0 | no | 0 | 0 | 0 | 2255.6265 | 0 |  |  | 0 | 0 | 0 | 0 | 0 |  | 0 | 0 | 0 | 0 | 0
| 24859.2694 | 0 | yes | Deficit |  |  | 0 | 0 | 0 | 0 | 0 |  | 0 | 0 | 0 | 0 | 4860 | no |  | 0 | 24300 | yes | 24300 | 559.2694 | yes |  | 0 | 0 | 0 | 559.2694 | 0 | no | 0 | 0 | 0 | 559.2694 | 0 | 24300 | 15476.0511 | 19692.0583 | 0 | no | Surplus | yes |  | 0 | 0 | 0 | 3767.8078 | 0 | no | 0 | 0 | 0 | 3767.8078 | 0 |  |  | 0 | 0 | 0 | 0 | 0 |  | 0 | 0 | 0 | 0 | 0
| 22479.8475 | 0 | no | Surplus | yes |  | 0 | 0 | 0 | 1820.1525 | 0 | no | 0 | 0 | 0 | 1820.1525 | 4860 | no | 22479.8475 | 0 | 24300 |  |  | 0 |  |  | 0 | 0 | 0 | 0 | 0 |  | 0 | 0 | 0 | 0 | 0 | 22479.8475 | 15198.9108 | 18217.0563 | 0 | no | Surplus | yes |  | 0 | 0 | 0 | 4493.1476 | 0 | no | 0 | 0 | 0 | 4493.1476 | 0 |  |  | 0 | 0 | 0 | 0 | 0 |  | 0 | 0 | 0 | 0 | 0
| 23319.8867 | 0 | yes | Deficit |  |  | 0 | 0 | 0 | 0 | 0 |  | 0 | 0 | 0 | 0 | 4860 | no |  | 0 | 24300 | no | 23319.8867 | 0 | no | no | 0 | 0 | 0 | 0 | 0 |  | 0 | 0 | 0 | 0 | 0 | 23319.8867 | 14808.8787 | 18897.8012 | 0 | no | Surplus | yes |  | 0 | 0 | 0 | 3408.1776 | 0 | no | 0 | 0 | 0 | 3408.1776 | 0 |  |  | 0 | 0 | 0 | 0 | 0 |  | 0 | 0 | 0 | 0 | 0
| 23752.8676 | 0 | yes | Deficit |  |  | 0 | 0 | 0 | 0 | 0 |  | 0 | 0 | 0 | 0 | 4860 | no |  | 0 | 24300 | no | 23752.8676 | 0 | no | no | 0 | 0 | 0 | 0 | 0 |  | 0 | 0 | 0 | 0 | 0 | 23752.8676 | 17572.7388 | 19248.6771 | 0 | no | Surplus | yes |  | 0 | 0 | 0 | 1325.0624 | 0 | no | 0 | 0 | 0 | 1325.0624 | 0 |  |  | 0 | 0 | 0 | 0 | 0 |  | 0 | 0 | 0 | 0 | 0
| 22130.0013 | 0 | no | Surplus | yes |  | 0 | 0 | 0 | 1622.8662 | 0 | no | 0 | 0 | 0 | 1622.8662 | 4860 | no | 22130.0013 | 0 | 24300 |  |  | 0 |  |  | 0 | 0 | 0 | 0 | 0 |  | 0 | 0 | 0 | 0 | 0 | 22130.0013 | 16049.6909 | 17933.5505 | 0 | no | Surplus | yes |  | 0 | 0 | 0 | 3198.9862 | 0 | no | 0 | 0 | 0 | 3198.9862 | 0 |  |  | 0 | 0 | 0 | 0 | 0 |  | 0 | 0 | 0 | 0 | 0
| 21691.1567 | 0 | no | Surplus | yes |  | 0 | 0 | 0 | 438.8446 | 0 | no | 0 | 0 | 0 | 438.8446 | 4860 | no | 21691.1567 | 0 | 24300 |  |  | 0 |  |  | 0 | 0 | 0 | 0 | 0 |  | 0 | 0 | 0 | 0 | 0 | 21691.1567 | 15994.9116 | 17577.9228 | 0 | no | Surplus | yes |  | 0 | 0 | 0 | 1938.6389 | 0 | no | 0 | 0 | 0 | 1938.6389 | 0 |  |  | 0 | 0 | 0 | 0 | 0 |  | 0 | 0 | 0 | 0 | 0
| 24009.731 | 0 | yes | Deficit |  |  | 0 | 0 | 0 | 0 | 0 |  | 0 | 0 | 0 | 0 | 4860 | no |  | 0 | 24300 | no | 24009.731 | 0 | no | no | 0 | 0 | 0 | 0 | 0 |  | 0 | 0 | 0 | 0 | 0 | 24009.731 | 14778.6132 | 19456.8322 | 0 | no | Surplus | yes |  | 0 | 0 | 0 | 2799.3096 | 0 | no | 0 | 0 | 0 | 2799.3096 | 0 |  |  | 0 | 0 | 0 | 0 | 0 |  | 0 | 0 | 0 | 0 | 0
| 24304.1834 | 0 | yes | Deficit |  |  | 0 | 0 | 0 | 0 | 0 |  | 0 | 0 | 0 | 0 | 4860 | no |  | 0 | 24300 | yes | 24300 | 4.1834 | yes |  | 0 | 0 | 0 | 4.1834 | 0 | no | 0 | 0 | 0 | 4.1834 | 0 | 24300 | 13927.5055 | 19692.0583 | 0 | no | Surplus | yes |  | 0 | 0 | 0 | 5529.3267 | 0 | no | 0 | 0 | 0 | 5529.3267 | 0 |  |  | 0 | 0 | 0 | 0 | 0 |  | 0 | 0 | 0 | 0 | 0
| 22895.4636 | 0 | no | Surplus | yes |  | 0 | 0 | 0 | 1404.5364 | 0 | no | 0 | 0 | 0 | 1404.5364 | 4860 | no | 22895.4636 | 0 | 24300 |  |  | 0 |  |  | 0 | 0 | 0 | 0 | 0 |  | 0 | 0 | 0 | 0 | 0 | 22895.4636 | 13929.197 | 18553.8603 | 0 | no | Surplus | yes |  | 0 | 0 | 0 | 5762.8613 | 0 | no | 0 | 0 | 0 | 5762.8613 | 0 |  |  | 0 | 0 | 0 | 0 | 0 |  | 0 | 0 | 0 | 0 | 0
| 23032.8839 | 0 | yes | Deficit |  |  | 0 | 0 | 0 | 0 | 0 |  | 0 | 0 | 0 | 0 | 4860 | no |  | 0 | 24300 | no | 23032.8839 | 0 | no | no | 0 | 0 | 0 | 0 | 0 |  | 0 | 0 | 0 | 0 | 0 | 23032.8839 | 11308.9588 | 18665.222 | 0 | no | Surplus | yes |  | 0 | 0 | 0 | 7244.9016 | 0 | no | 0 | 0 | 0 | 7244.9016 | 0 |  |  | 0 | 0 | 0 | 0 | 0 |  | 0 | 0 | 0 | 0 | 0
| 22056.1866 | 0 | no | Surplus | yes |  | 0 | 0 | 0 | 976.6974 | 0 | no | 0 | 0 | 0 | 976.6974 | 4860 | no | 22056.1866 | 0 | 24300 |  |  | 0 |  |  | 0 | 0 | 0 | 0 | 0 |  | 0 | 0 | 0 | 0 | 0 | 22056.1866 | 11426.9744 | 17873.733 | 0 | no | Surplus | yes |  | 0 | 0 | 0 | 7238.2476 | 0 | no | 0 | 0 | 0 | 7238.2476 | 0 |  |  | 0 | 0 | 0 | 0 | 0 |  | 0 | 0 | 0 | 0 | 0
| 18818.1848 | 0 | no | Surplus | yes |  | 0 | 0 | 0 | 3238.0017 | 0 | no | 0 | 0 | 0 | 3238.0017 | 4860 | no | 18818.1848 | 0 | 24300 |  |  | 0 |  |  | 0 | 0 | 0 | 0 | 0 |  | 0 | 0 | 0 | 0 | 0 | 18818.1848 | 13316.2921 | 15249.7446 | 0 | no | Surplus | yes |  | 0 | 0 | 0 | 4557.4409 | 0 | no | 0 | 0 | 0 | 4557.4409 | 0 |  |  | 0 | 0 | 0 | 0 | 0 |  | 0 | 0 | 0 | 0 | 0
| 18536.4192 | 0 | no | Surplus | yes |  | 0 | 0 | 0 | 281.7656 | 0 | no | 0 | 0 | 0 | 281.7656 | 4860 | no | 18536.4192 | 0 | 24300 |  |  | 0 |  |  | 0 | 0 | 0 | 0 | 0 |  | 0 | 0 | 0 | 0 | 0 | 18536.4192 | 13478.7453 | 15021.4094 | 0 | no | Surplus | yes |  | 0 | 0 | 0 | 1770.9993 | 0 | no | 0 | 0 | 0 | 1770.9993 | 0 |  |  | 0 | 0 | 0 | 0 | 0 |  | 0 | 0 | 0 | 0 | 0
| 21748.8895 | 0 | yes | Deficit |  |  | 0 | 0 | 0 | 0 | 0 |  | 0 | 0 | 0 | 0 | 4860 | no |  | 0 | 24300 | no | 21748.8895 | 0 | no | no | 0 | 0 | 0 | 0 | 0 |  | 0 | 0 | 0 | 0 | 0 | 21748.8895 | 13458.0215 | 17624.7078 | 0 | no | Surplus | yes |  | 0 | 0 | 0 | 1563.3879 | 0 | no | 0 | 0 | 0 | 1563.3879 | 0 |  |  | 0 | 0 | 0 | 0 | 0 |  | 0 | 0 | 0 | 0 | 0
| 19126.7066 | 0 | no | Surplus | yes |  | 0 | 0 | 0 | 2622.1829 | 0 | no | 0 | 0 | 0 | 2622.1829 | 4860 | no | 19126.7066 | 0 | 24300 |  |  | 0 |  |  | 0 | 0 | 0 | 0 | 0 |  | 0 | 0 | 0 | 0 | 0 | 19126.7066 | 16180.9403 | 15499.7622 | 0 | no | Surplus | yes |  | 0 | 0 | 0 | 1443.7675 | 0 | no | 0 | 0 | 0 | 1443.7675 | 0 |  |  | 0 | 0 | 0 | 0 | 0 |  | 0 | 0 | 0 | 0 | 0
| 18479.4872 | 0 | no | Surplus | yes |  | 0 | 0 | 0 | 647.2194 | 0 | no | 0 | 0 | 0 | 647.2194 | 4860 | no | 18479.4872 | 0 | 24300 |  |  | 0 |  |  | 0 | 0 | 0 | 0 | 0 |  | 0 | 0 | 0 | 0 | 0 | 18479.4872 | 15850.5731 | 14975.2732 | 0 | yes | Deficit |  |  | 0 | 0 | 0 | 0 | 0 |  | 0 | 0 | 0 | 0 | 350.8108 | yes |  | 0 | 0 | 0 | 350.8108 | 0 | no | 0 | 0 | 0 | 350.8108 | 0
| 18352.996 | 0 | no | Surplus | yes |  | 0 | 0 | 0 | 126.4912 | 0 | no | 0 | 0 | 0 | 126.4912 | 4860 | no | 18352.996 | 0 | 24300 |  |  | 0 |  |  | 0 | 0 | 0 | 0 | 0 |  | 0 | 0 | 0 | 0 | 0 | 18352.996 | 16795.0142 | 14872.7682 | 0 | yes | Deficit |  |  | 0 | 0 | 0 | 0 | 0 |  | 0 | 0 | 0 | 0 | 1819.7409 | yes |  | 0 | 0 | 0 | 1819.7409 | 0 | no | 0 | 0 | 0 | 1819.7409 | 0
| 17232.107 | 0 | no | Surplus | yes |  | 0 | 0 | 0 | 1120.889 | 0 | no | 0 | 0 | 0 | 1120.889 | 4860 | no | 17232.107 | 0 | 24300 |  |  | 0 |  |  | 0 | 0 | 0 | 0 | 0 |  | 0 | 0 | 0 | 0 | 0 | 17232.107 | 17166.5855 | 13964.4303 | 0 | yes | Deficit |  |  | 0 | 0 | 0 | 0 | 0 |  | 0 | 0 | 0 | 0 | 2293.8172 | yes |  | 0 | 0 | 0 | 2293.8172 | 0 | no | 0 | 0 | 0 | 2293.8172 | 0
| 17508.9581 | 0 | yes | Deficit |  |  | 0 | 0 | 0 | 0 | 0 |  | 0 | 0 | 0 | 0 | 4860 | no |  | 0 | 24300 | no | 17508.9581 | 0 | no | no | 0 | 0 | 0 | 0 | 0 |  | 0 | 0 | 0 | 0 | 0 | 17508.9581 | 17208.1781 | 14188.7829 | 0 | yes | Deficit |  |  | 0 | 0 | 0 | 0 | 0 |  | 0 | 0 | 0 | 0 | 3243.7477 | yes |  | 0 | 0 | 0 | 3243.7477 | 0 | no | 0 | 0 | 0 | 3243.7477 | 0
| 17312.2221 | 0 | no | Surplus | yes |  | 0 | 0 | 0 | 196.736 | 0 | no | 0 | 0 | 0 | 196.736 | 4860 | no | 17312.2221 | 0 | 24300 |  |  | 0 |  |  | 0 | 0 | 0 | 0 | 0 |  | 0 | 0 | 0 | 0 | 0 | 17312.2221 | 16775.4434 | 14029.3534 | 0 | yes | Deficit |  |  | 0 | 0 | 0 | 0 | 0 |  | 0 | 0 | 0 | 0 | 2586.6606 | yes |  | 0 | 0 | 0 | 2586.6606 | 0 | no | 0 | 0 | 0 | 2586.6606 | 0
| 17487.0505 | 0 | yes | Deficit |  |  | 0 | 0 | 0 | 0 | 0 |  | 0 | 0 | 0 | 0 | 4860 | no |  | 0 | 24300 | no | 17487.0505 | 0 | no | no | 0 | 0 | 0 | 0 | 0 |  | 0 | 0 | 0 | 0 | 0 | 17487.0505 | 16127.5345 | 14171.0295 | 0 | yes | Deficit |  |  | 0 | 0 | 0 | 0 | 0 |  | 0 | 0 | 0 | 0 | 2098.1811 | yes |  | 0 | 0 | 0 | 2098.1811 | 0 | no | 0 | 0 | 0 | 2098.1811 | 0
| 16171.4621 | 0 | no | Surplus | yes |  | 0 | 0 | 0 | 1315.5883 | 0 | no | 0 | 0 | 0 | 1315.5883 | 4860 | no | 16171.4621 | 0 | 24300 |  |  | 0 |  |  | 0 | 0 | 0 | 0 | 0 |  | 0 | 0 | 0 | 0 | 0 | 16171.4621 | 15854.7065 | 13104.9126 | 0 | yes | Deficit |  |  | 0 | 0 | 0 | 0 | 0 |  | 0 | 0 | 0 | 0 | 1683.6769 | yes |  | 0 | 0 | 0 | 1683.6769 | 0 | no | 0 | 0 | 0 | 1683.6769 | 0
| 16219.5788 | 0 | yes | Deficit |  |  | 0 | 0 | 0 | 0 | 0 |  | 0 | 0 | 0 | 0 | 4860 | no |  | 0 | 24300 | no | 16219.5788 | 0 | no | no | 0 | 0 | 0 | 0 | 0 |  | 0 | 0 | 0 | 0 | 0 | 16219.5788 | 16179.9414 | 13143.905 | 0 | yes | Deficit |  |  | 0 | 0 | 0 | 0 | 0 |  | 0 | 0 | 0 | 0 | 3075.0288 | yes |  | 0 | 0 | 0 | 3075.0288 | 0 | no | 0 | 0 | 0 | 3075.0288 | 0
| 15733.2647 | 0 | no | Surplus | yes |  | 0 | 0 | 0 | 486.3141 | 0 | no | 0 | 0 | 0 | 486.3141 | 4860 | no | 15733.2647 | 0 | 24300 |  |  | 0 |  |  | 0 | 0 | 0 | 0 | 0 |  | 0 | 0 | 0 | 0 | 0 | 15733.2647 | 16661.0245 | 12749.8093 | 0 | yes | Deficit |  |  | 0 | 0 | 0 | 0 | 0 |  | 0 | 0 | 0 | 0 | 3517.1195 | yes |  | 0 | 0 | 0 | 3517.1195 | 0 | no | 0 | 0 | 0 | 3517.1195 | 0
| 17085.337 | 0 | yes | Deficit |  |  | 0 | 0 | 0 | 0 | 0 |  | 0 | 0 | 0 | 0 | 4860 | no |  | 0 | 24300 | no | 17085.337 | 0 | no | no | 0 | 0 | 0 | 0 | 0 |  | 0 | 0 | 0 | 0 | 0 | 17085.337 | 16465.6558 | 13845.4919 | 0 | yes | Deficit |  |  | 0 | 0 | 0 | 0 | 0 |  | 0 | 0 | 0 | 0 | 3715.8465 | yes |  | 0 | 0 | 0 | 3715.8465 | 0 | no | 0 | 0 | 0 | 3715.8465 | 0
| 16794.4067 | 0 | no | Surplus | yes |  | 0 | 0 | 0 | 290.9304 | 0 | no | 0 | 0 | 0 | 290.9304 | 4860 | no | 16794.4067 | 0 | 24300 |  |  | 0 |  |  | 0 | 0 | 0 | 0 | 0 |  | 0 | 0 | 0 | 0 | 0 | 16794.4067 | 16610.546 | 13609.7299 | 0 | yes | Deficit |  |  | 0 | 0 | 0 | 0 | 0 |  | 0 | 0 | 0 | 0 | 2765.054 | yes |  | 0 | 0 | 0 | 2765.054 | 0 | no | 0 | 0 | 0 | 2765.054 | 0
| 18527.5612 | 0 | yes | Deficit |  |  | 0 | 0 | 0 | 0 | 0 |  | 0 | 0 | 0 | 0 | 4860 | no |  | 0 | 24300 | no | 18527.5612 | 0 | no | no | 0 | 0 | 0 | 0 | 0 |  | 0 | 0 | 0 | 0 | 0 | 18527.5612 | 17088.147 | 15014.2311 | 0 | yes | Deficit |  |  | 0 | 0 | 0 | 0 | 0 |  | 0 | 0 | 0 | 0 | 3478.4171 | yes |  | 0 | 0 | 0 | 3478.4171 | 0 | no | 0 | 0 | 0 | 3478.4171 | 0
| 18692.3548 | 0 | yes | Deficit |  |  | 0 | 0 | 0 | 0 | 0 |  | 0 | 0 | 0 | 0 | 4860 | no |  | 0 | 24300 | no | 18692.3548 | 0 | no | no | 0 | 0 | 0 | 0 | 0 |  | 0 | 0 | 0 | 0 | 0 | 18692.3548 | 16932.6117 | 15147.7754 | 0 | yes | Deficit |  |  | 0 | 0 | 0 | 0 | 0 |  | 0 | 0 | 0 | 0 | 1918.3806 | yes |  | 0 | 0 | 0 | 1918.3806 | 0 | no | 0 | 0 | 0 | 1918.3806 | 0
| 16505.3307 | 0 | no | Surplus | yes |  | 0 | 0 | 0 | 2187.0242 | 0 | no | 0 | 0 | 0 | 2187.0242 | 4860 | no | 16505.3307 | 0 | 24300 |  |  | 0 |  |  | 0 | 0 | 0 | 0 | 0 |  | 0 | 0 | 0 | 0 | 0 | 16505.3307 | 17037.2588 | 13375.4706 | 0 | yes | Deficit |  |  | 0 | 0 | 0 | 0 | 0 |  | 0 | 0 | 0 | 0 | 1889.4834 | yes |  | 0 | 0 | 0 | 1889.4834 | 0 | no | 0 | 0 | 0 | 1889.4834 | 0
| 18683.2286 | 0 | yes | Deficit |  |  | 0 | 0 | 0 | 0 | 0 |  | 0 | 0 | 0 | 0 | 4860 | no |  | 0 | 24300 | no | 18683.2286 | 0 | no | no | 0 | 0 | 0 | 0 | 0 |  | 0 | 0 | 0 | 0 | 0 | 18683.2286 | 16624.8675 | 15140.3798 | 0 | yes | Deficit |  |  | 0 | 0 | 0 | 0 | 0 |  | 0 | 0 | 0 | 0 | 3249.397 | yes |  | 0 | 0 | 0 | 3249.397 | 0 | no | 0 | 0 | 0 | 3249.397 | 0
| 20912.8733 | 0 | yes | Deficit |  |  | 0 | 0 | 0 | 0 | 0 |  | 0 | 0 | 0 | 0 | 4860 | no |  | 0 | 24300 | no | 20912.8733 | 0 | no | no | 0 | 0 | 0 | 0 | 0 |  | 0 | 0 | 0 | 0 | 0 | 20912.8733 | 17281.4518 | 16947.2231 | 0 | yes | Deficit |  |  | 0 | 0 | 0 | 0 | 0 |  | 0 | 0 | 0 | 0 | 2141.072 | yes |  | 0 | 0 | 0 | 2141.072 | 0 | no | 0 | 0 | 0 | 2141.072 | 0
| 19439.9278 | 0 | no | Surplus | yes |  | 0 | 0 | 0 | 1472.9456 | 0 | no | 0 | 0 | 0 | 1472.9456 | 4860 | no | 19439.9278 | 0 | 24300 |  |  | 0 |  |  | 0 | 0 | 0 | 0 | 0 |  | 0 | 0 | 0 | 0 | 0 | 19439.9278 | 16489.0082 | 15753.5881 | 0 | no | Surplus | yes |  | 0 | 0 | 0 | 458.2149 | 0 | no | 0 | 0 | 0 | 458.2149 | 0 |  |  | 0 | 0 | 0 | 0 | 0 |  | 0 | 0 | 0 | 0 | 0
| 17666.1722 | 0 | no | Surplus | yes |  | 0 | 0 | 0 | 1773.7556 | 0 | no | 0 | 0 | 0 | 1773.7556 | 4860 | no | 17666.1722 | 0 | 24300 |  |  | 0 |  |  | 0 | 0 | 0 | 0 | 0 |  | 0 | 0 | 0 | 0 | 0 | 17666.1722 | 16882.5506 | 14316.1849 | 0 | yes | Deficit |  |  | 0 | 0 | 0 | 0 | 0 |  | 0 | 0 | 0 | 0 | 1128.9624 | yes |  | 0 | 0 | 0 | 1128.9624 | 0 | no | 0 | 0 | 0 | 1128.9624 | 0
| 17746.6023 | 0 | yes | Deficit |  |  | 0 | 0 | 0 | 0 | 0 |  | 0 | 0 | 0 | 0 | 4860 | no |  | 0 | 24300 | no | 17746.6023 | 0 | no | no | 0 | 0 | 0 | 0 | 0 |  | 0 | 0 | 0 | 0 | 0 | 17746.6023 | 16543.6453 | 14381.3633 | 0 | yes | Deficit |  |  | 0 | 0 | 0 | 0 | 0 |  | 0 | 0 | 0 | 0 | 2227.4604 | yes |  | 0 | 0 | 0 | 2227.4604 | 0 | no | 0 | 0 | 0 | 2227.4604 | 0
| 18427.9266 | 0 | yes | Deficit |  |  | 0 | 0 | 0 | 0 | 0 |  | 0 | 0 | 0 | 0 | 4860 | no |  | 0 | 24300 | no | 18427.9266 | 0 | no | no | 0 | 0 | 0 | 0 | 0 |  | 0 | 0 | 0 | 0 | 0 | 18427.9266 | 15371.4821 | 14933.49 | 0 | yes | Deficit |  |  | 0 | 0 | 0 | 0 | 0 |  | 0 | 0 | 0 | 0 | 990.1188 | yes |  | 0 | 0 | 0 | 990.1188 | 0 | no | 0 | 0 | 0 | 990.1188 | 0
| 22315.771 | 0 | yes | Deficit |  |  | 0 | 0 | 0 | 0 | 0 |  | 0 | 0 | 0 | 0 | 4860 | no |  | 0 | 24300 | no | 22315.771 | 0 | no | no | 0 | 0 | 0 | 0 | 0 |  | 0 | 0 | 0 | 0 | 0 | 22315.771 | 16616.47 | 18084.0932 | 0 | yes | Deficit |  |  | 0 | 0 | 0 | 0 | 0 |  | 0 | 0 | 0 | 0 | 1682.9801 | yes |  | 0 | 0 | 0 | 1682.9801 | 0 | no | 0 | 0 | 0 | 1682.9801 | 0
| 23880.6145 | 0 | yes | Deficit |  |  | 0 | 0 | 0 | 0 | 0 |  | 0 | 0 | 0 | 0 | 4860 | no |  | 0 | 24300 | no | 23880.6145 | 0 | no | no | 0 | 0 | 0 | 0 | 0 |  | 0 | 0 | 0 | 0 | 0 | 23880.6145 | 17547.2272 | 19352.1997 | 0 | no | Surplus | yes |  | 0 | 0 | 0 | 536.866 | 0 | no | 0 | 0 | 0 | 536.866 | 0 |  |  | 0 | 0 | 0 | 0 | 0 |  | 0 | 0 | 0 | 0 | 0
| 20352.9931 | 0 | no | Surplus | yes |  | 0 | 0 | 0 | 3527.6214 | 0 | no | 0 | 0 | 0 | 3527.6214 | 4860 | no | 20352.9931 | 0 | 24300 |  |  | 0 |  |  | 0 | 0 | 0 | 0 | 0 |  | 0 | 0 | 0 | 0 | 0 | 20352.9931 | 17583.07 | 16493.5114 | 0 | no | Surplus | yes |  | 0 | 0 | 0 | 1769.1297 | 0 | no | 0 | 0 | 0 | 1769.1297 | 0 |  |  | 0 | 0 | 0 | 0 | 0 |  | 0 | 0 | 0 | 0 | 0
| 19017.9926 | 0 | no | Surplus | yes |  | 0 | 0 | 0 | 1335.0005 | 0 | no | 0 | 0 | 0 | 1335.0005 | 4860 | no | 19017.9926 | 0 | 24300 |  |  | 0 |  |  | 0 | 0 | 0 | 0 | 0 |  | 0 | 0 | 0 | 0 | 0 | 19017.9926 | 17462.2921 | 15411.6634 | 0 | yes | Deficit |  |  | 0 | 0 | 0 | 0 | 0 |  | 0 | 0 | 0 | 0 | 968.7807 | yes |  | 0 | 0 | 0 | 968.7807 | 0 | no | 0 | 0 | 0 | 968.7807 | 0
| 19471.7524 | 0 | yes | Deficit |  |  | 0 | 0 | 0 | 0 | 0 |  | 0 | 0 | 0 | 0 | 4860 | no |  | 0 | 24300 | no | 19471.7524 | 0 | no | no | 0 | 0 | 0 | 0 | 0 |  | 0 | 0 | 0 | 0 | 0 | 19471.7524 | 16679.614 | 15779.378 | 0 | yes | Deficit |  |  | 0 | 0 | 0 | 0 | 0 |  | 0 | 0 | 0 | 0 | 1267.9506 | yes |  | 0 | 0 | 0 | 1267.9506 | 0 | no | 0 | 0 | 0 | 1267.9506 | 0
| 17542.757 | 0 | no | Surplus | yes |  | 0 | 0 | 0 | 1928.9954 | 0 | no | 0 | 0 | 0 | 1928.9954 | 4860 | no | 17542.757 | 0 | 24300 |  |  | 0 |  |  | 0 | 0 | 0 | 0 | 0 |  | 0 | 0 | 0 | 0 | 0 | 17542.757 | 16616.3778 | 14216.1726 | 0 | yes | Deficit |  |  | 0 | 0 | 0 | 0 | 0 |  | 0 | 0 | 0 | 0 | 836.9999 | yes |  | 0 | 0 | 0 | 836.9999 | 0 | no | 0 | 0 | 0 | 836.9999 | 0
| 20694.2541 | 0 | yes | Deficit |  |  | 0 | 0 | 0 | 0 | 0 |  | 0 | 0 | 0 | 0 | 4860 | no |  | 0 | 24300 | no | 20694.2541 | 0 | no | no | 0 | 0 | 0 | 0 | 0 |  | 0 | 0 | 0 | 0 | 0 | 20694.2541 | 17645.4408 | 16770.0601 | 0 | yes | Deficit |  |  | 0 | 0 | 0 | 0 | 0 |  | 0 | 0 | 0 | 0 | 3429.2682 | yes |  | 0 | 0 | 0 | 3429.2682 | 0 | no | 0 | 0 | 0 | 3429.2682 | 0
| 22645.518 | 0 | yes | Deficit |  |  | 0 | 0 | 0 | 0 | 0 |  | 0 | 0 | 0 | 0 | 4860 | no |  | 0 | 24300 | no | 22645.518 | 0 | no | no | 0 | 0 | 0 | 0 | 0 |  | 0 | 0 | 0 | 0 | 0 | 22645.518 | 16990.0447 | 18351.3112 | 0 | yes | Deficit |  |  | 0 | 0 | 0 | 0 | 0 |  | 0 | 0 | 0 | 0 | 219.9846 | yes |  | 0 | 0 | 0 | 219.9846 | 0 | no | 0 | 0 | 0 | 219.9846 | 0
| 21494.7827 | 0 | no | Surplus | yes |  | 0 | 0 | 0 | 1150.7354 | 0 | no | 0 | 0 | 0 | 1150.7354 | 4860 | no | 21494.7827 | 0 | 24300 |  |  | 0 |  |  | 0 | 0 | 0 | 0 | 0 |  | 0 | 0 | 0 | 0 | 0 | 21494.7827 | 15164.0729 | 17418.7866 | 0 | no | Surplus | yes |  | 0 | 0 | 0 | 3187.2383 | 0 | no | 0 | 0 | 0 | 3187.2383 | 0 |  |  | 0 | 0 | 0 | 0 | 0 |  | 0 | 0 | 0 | 0 | 0
| 20297.2419 | 0 | no | Surplus | yes |  | 0 | 0 | 0 | 1197.5408 | 0 | no | 0 | 0 | 0 | 1197.5408 | 4860 | no | 20297.2419 | 0 | 24300 |  |  | 0 |  |  | 0 | 0 | 0 | 0 | 0 |  | 0 | 0 | 0 | 0 | 0 | 20297.2419 | 14252.8898 | 16448.3322 | 0 | no | Surplus | yes |  | 0 | 0 | 0 | 3165.8968 | 0 | no | 0 | 0 | 0 | 3165.8968 | 0 |  |  | 0 | 0 | 0 | 0 | 0 |  | 0 | 0 | 0 | 0 | 0
| 20328.1973 | 0 | yes | Deficit |  |  | 0 | 0 | 0 | 0 | 0 |  | 0 | 0 | 0 | 0 | 4860 | no |  | 0 | 24300 | no | 20328.1973 | 0 | no | no | 0 | 0 | 0 | 0 | 0 |  | 0 | 0 | 0 | 0 | 0 | 20328.1973 | 16641.1843 | 16473.4176 | 0 | yes | Deficit |  |  | 0 | 0 | 0 | 0 | 0 |  | 0 | 0 | 0 | 0 | 192.8521 | yes |  | 0 | 0 | 0 | 192.8521 | 0 | no | 0 | 0 | 0 | 192.8521 | 0
| 21419.2784 | 0 | yes | Deficit |  |  | 0 | 0 | 0 | 0 | 0 |  | 0 | 0 | 0 | 0 | 4860 | no |  | 0 | 24300 | no | 21419.2784 | 0 | no | no | 0 | 0 | 0 | 0 | 0 |  | 0 | 0 | 0 | 0 | 0 | 21419.2784 | 17765.2459 | 17357.6 | 0 | yes | Deficit |  |  | 0 | 0 | 0 | 0 | 0 |  | 0 | 0 | 0 | 0 | 1291.8283 | yes |  | 0 | 0 | 0 | 1291.8283 | 0 | no | 0 | 0 | 0 | 1291.8283 | 0
| 19538.8143 | 0 | no | Surplus | yes |  | 0 | 0 | 0 | 1880.4641 | 0 | no | 0 | 0 | 0 | 1880.4641 | 4860 | no | 19538.8143 | 0 | 24300 |  |  | 0 |  |  | 0 | 0 | 0 | 0 | 0 |  | 0 | 0 | 0 | 0 | 0 | 19538.8143 | 17771.9856 | 15833.7231 | 0 | yes | Deficit |  |  | 0 | 0 | 0 | 0 | 0 |  | 0 | 0 | 0 | 0 | 414.3855 | yes |  | 0 | 0 | 0 | 414.3855 | 0 | no | 0 | 0 | 0 | 414.3855 | 0
| 17905.9762 | 0 | no | Surplus | yes |  | 0 | 0 | 0 | 1632.8382 | 0 | no | 0 | 0 | 0 | 1632.8382 | 4860 | no | 17905.9762 | 0 | 24300 |  |  | 0 |  |  | 0 | 0 | 0 | 0 | 0 |  | 0 | 0 | 0 | 0 | 0 | 17905.9762 | 18382.1369 | 14510.5155 | 0 | yes | Deficit |  |  | 0 | 0 | 0 | 0 | 0 |  | 0 | 0 | 0 | 0 | 2548.4138 | yes |  | 0 | 0 | 0 | 2548.4138 | 0 | no | 0 | 0 | 0 | 2548.4138 | 0
| 15420.6395 | 0 | no | Surplus | yes |  | 0 | 0 | 0 | 2485.3366 | 0 | no | 0 | 0 | 0 | 2485.3366 | 4860 | no | 15420.6395 | 0 | 24300 |  |  | 0 |  |  | 0 | 0 | 0 | 0 | 0 |  | 0 | 0 | 0 | 0 | 0 | 15420.6395 | 17504.5464 | 12496.4664 | 0 | yes | Deficit |  |  | 0 | 0 | 0 | 0 | 0 |  | 0 | 0 | 0 | 0 | 2994.0309 | yes |  | 0 | 0 | 0 | 2994.0309 | 0 | no | 0 | 0 | 0 | 2994.0309 | 0
| 15786.7391 | 0 | yes | Deficit |  |  | 0 | 0 | 0 | 0 | 0 |  | 0 | 0 | 0 | 0 | 4860 | no |  | 0 | 24300 | no | 15786.7391 | 0 | no | no | 0 | 0 | 0 | 0 | 0 |  | 0 | 0 | 0 | 0 | 0 | 15786.7391 | 16422.1853 | 12793.1436 | 0 | yes | Deficit |  |  | 0 | 0 | 0 | 0 | 0 |  | 0 | 0 | 0 | 0 | 3925.7189 | yes |  | 0 | 0 | 0 | 3925.7189 | 0 | no | 0 | 0 | 0 | 3925.7189 | 0
| 14911.0246 | 0 | no | Surplus | yes |  | 0 | 0 | 0 | 875.7146 | 0 | no | 0 | 0 | 0 | 875.7146 | 4860 | no | 14911.0246 | 0 | 24300 |  |  | 0 |  |  | 0 | 0 | 0 | 0 | 0 |  | 0 | 0 | 0 | 0 | 0 | 14911.0246 | 15277.499 | 12083.4883 | 0 | yes | Deficit |  |  | 0 | 0 | 0 | 0 | 0 |  | 0 | 0 | 0 | 0 | 2484.3555 | yes |  | 0 | 0 | 0 | 2484.3555 | 0 | no | 0 | 0 | 0 | 2484.3555 | 0
| 14850.5793 | 0 | no | Surplus | yes |  | 0 | 0 | 0 | 60.4453 | 0 | no | 0 | 0 | 0 | 60.4453 | 4860 | no | 14850.5793 | 0 | 24300 |  |  | 0 |  |  | 0 | 0 | 0 | 0 | 0 |  | 0 | 0 | 0 | 0 | 0 | 14850.5793 | 14874.0522 | 12034.5051 | 0 | yes | Deficit |  |  | 0 | 0 | 0 | 0 | 0 |  | 0 | 0 | 0 | 0 | 2790.5638 | yes |  | 0 | 0 | 0 | 2790.5638 | 0 | no | 0 | 0 | 0 | 2790.5638 | 0
| 16197.027 | 0 | yes | Deficit |  |  | 0 | 0 | 0 | 0 | 0 |  | 0 | 0 | 0 | 0 | 4860 | no |  | 0 | 24300 | no | 16197.027 | 0 | no | no | 0 | 0 | 0 | 0 | 0 |  | 0 | 0 | 0 | 0 | 0 | 16197.027 | 12738.1022 | 13125.6296 | 0 | yes | Deficit |  |  | 0 | 0 | 0 | 0 | 0 |  | 0 | 0 | 0 | 0 | 703.5971 | yes |  | 0 | 0 | 0 | 703.5971 | 0 | no | 0 | 0 | 0 | 703.5971 | 0
| 16150.4019 | 0 | no | Surplus | yes |  | 0 | 0 | 0 | 46.6251 | 0 | no | 0 | 0 | 0 | 46.6251 | 4860 | no | 16150.4019 | 0 | 24300 |  |  | 0 |  |  | 0 | 0 | 0 | 0 | 0 |  | 0 | 0 | 0 | 0 | 0 | 16150.4019 | 15575.5399 | 13087.8459 | 0 | yes | Deficit |  |  | 0 | 0 | 0 | 0 | 0 |  | 0 | 0 | 0 | 0 | 2449.9103 | yes |  | 0 | 0 | 0 | 2449.9103 | 0 | no | 0 | 0 | 0 | 2449.9103 | 0
| 16784.1764 | 0 | yes | Deficit |  |  | 0 | 0 | 0 | 0 | 0 |  | 0 | 0 | 0 | 0 | 4860 | no |  | 0 | 24300 | no | 16784.1764 | 0 | no | no | 0 | 0 | 0 | 0 | 0 |  | 0 | 0 | 0 | 0 | 0 | 16784.1764 | 17029.4831 | 13601.4396 | 0 | yes | Deficit |  |  | 0 | 0 | 0 | 0 | 0 |  | 0 | 0 | 0 | 0 | 3941.6371 | yes |  | 0 | 0 | 0 | 3941.6371 | 0 | no | 0 | 0 | 0 | 3941.6371 | 0
| 18524.609 | 0 | yes | Deficit |  |  | 0 | 0 | 0 | 0 | 0 |  | 0 | 0 | 0 | 0 | 4860 | no |  | 0 | 24300 | no | 18524.609 | 0 | no | no | 0 | 0 | 0 | 0 | 0 |  | 0 | 0 | 0 | 0 | 0 | 18524.609 | 15127.5672 | 15011.8387 | 0 | yes | Deficit |  |  | 0 | 0 | 0 | 0 | 0 |  | 0 | 0 | 0 | 0 | 1526.1276 | yes |  | 0 | 0 | 0 | 1526.1276 | 0 | no | 0 | 0 | 0 | 1526.1276 | 0
| 22333.2592 | 0 | yes | Deficit |  |  | 0 | 0 | 0 | 0 | 0 |  | 0 | 0 | 0 | 0 | 4860 | no |  | 0 | 24300 | no | 22333.2592 | 0 | no | no | 0 | 0 | 0 | 0 | 0 |  | 0 | 0 | 0 | 0 | 0 | 22333.2592 | 15924.0715 | 18098.2651 | 0 | yes | Deficit |  |  | 0 | 0 | 0 | 0 | 0 |  | 0 | 0 | 0 | 0 | 912.2328 | yes |  | 0 | 0 | 0 | 912.2328 | 0 | no | 0 | 0 | 0 | 912.2328 | 0
| 23403.3355 | 0 | yes | Deficit |  |  | 0 | 0 | 0 | 0 | 0 |  | 0 | 0 | 0 | 0 | 4860 | no |  | 0 | 24300 | no | 23403.3355 | 0 | no | no | 0 | 0 | 0 | 0 | 0 |  | 0 | 0 | 0 | 0 | 0 | 23403.3355 | 17260.9614 | 18965.4258 | 0 | no | Surplus | yes |  | 0 | 0 | 0 | 837.3037 | 0 | no | 0 | 0 | 0 | 837.3037 | 0 |  |  | 0 | 0 | 0 | 0 | 0 |  | 0 | 0 | 0 | 0 | 0
| 24197.5693 | 0 | yes | Deficit |  |  | 0 | 0 | 0 | 0 | 0 |  | 0 | 0 | 0 | 0 | 4860 | no |  | 0 | 24300 | no | 24197.5693 | 0 | no | no | 0 | 0 | 0 | 0 | 0 |  | 0 | 0 | 0 | 0 | 0 | 24197.5693 | 17444.2811 | 19609.0513 | 0 | no | Surplus | yes |  | 0 | 0 | 0 | 1521.1447 | 0 | no | 0 | 0 | 0 | 1521.1447 | 0 |  |  | 0 | 0 | 0 | 0 | 0 |  | 0 | 0 | 0 | 0 | 0
| 24025.3772 | 0 | no | Surplus | yes |  | 0 | 0 | 0 | 172.1921 | 0 | no | 0 | 0 | 0 | 172.1921 | 4860 | no | 24025.3772 | 0 | 24300 |  |  | 0 |  |  | 0 | 0 | 0 | 0 | 0 |  | 0 | 0 | 0 | 0 | 0 | 24025.3772 | 16401.2173 | 19469.5115 | 0 | no | Surplus | yes |  | 0 | 0 | 0 | 3207.834 | 0 | no | 0 | 0 | 0 | 3207.834 | 0 |  |  | 0 | 0 | 0 | 0 | 0 |  | 0 | 0 | 0 | 0 | 0
| 21481.2133 | 0 | no | Surplus | yes |  | 0 | 0 | 0 | 2544.1639 | 0 | no | 0 | 0 | 0 | 2544.1639 | 4860 | no | 21481.2133 | 0 | 24300 |  |  | 0 |  |  | 0 | 0 | 0 | 0 | 0 |  | 0 | 0 | 0 | 0 | 0 | 21481.2133 | 17808.8052 | 17407.7903 | 0 | no | Surplus | yes |  | 0 | 0 | 0 | 1660.7063 | 0 | no | 0 | 0 | 0 | 1660.7063 | 0 |  |  | 0 | 0 | 0 | 0 | 0 |  | 0 | 0 | 0 | 0 | 0
| 23280.6544 | 0 | yes | Deficit |  |  | 0 | 0 | 0 | 0 | 0 |  | 0 | 0 | 0 | 0 | 4860 | no |  | 0 | 24300 | no | 23280.6544 | 0 | no | no | 0 | 0 | 0 | 0 | 0 |  | 0 | 0 | 0 | 0 | 0 | 23280.6544 | 18262.3719 | 18866.0084 | 0 | yes | Deficit |  |  | 0 | 0 | 0 | 0 | 0 |  | 0 | 0 | 0 | 0 | 854.5816 | yes |  | 0 | 0 | 0 | 854.5816 | 0 | no | 0 | 0 | 0 | 854.5816 | 0
| 22939.7129 | 0 | no | Surplus | yes |  | 0 | 0 | 0 | 340.9415 | 0 | no | 0 | 0 | 0 | 340.9415 | 4860 | no | 22939.7129 | 0 | 24300 |  |  | 0 |  |  | 0 | 0 | 0 | 0 | 0 |  | 0 | 0 | 0 | 0 | 0 | 22939.7129 | 18469.5433 | 18589.7187 | 0 | no | Surplus | yes |  | 0 | 0 | 0 | 396.4651 | 0 | no | 0 | 0 | 0 | 396.4651 | 0 |  |  | 0 | 0 | 0 | 0 | 0 |  | 0 | 0 | 0 | 0 | 0
| 24927.3691 | 0 | yes | Deficit |  |  | 0 | 0 | 0 | 0 | 0 |  | 0 | 0 | 0 | 0 | 4860 | no |  | 0 | 24300 | yes | 24300 | 627.3691 | yes |  | 0 | 0 | 0 | 627.3691 | 0 | no | 0 | 0 | 0 | 627.3691 | 0 | 24300 | 18021.3862 | 19692.0583 | 0 | no | Surplus | yes |  | 0 | 0 | 0 | 568.3325 | 0 | no | 0 | 0 | 0 | 568.3325 | 0 |  |  | 0 | 0 | 0 | 0 | 0 |  | 0 | 0 | 0 | 0 | 0
| 26655.5644 | 0 | yes | Deficit |  |  | 0 | 0 | 0 | 0 | 0 |  | 0 | 0 | 0 | 0 | 4860 | no |  | 0 | 24300 | yes | 24300 | 2355.5644 | yes |  | 0 | 0 | 0 | 2355.5644 | 0 | no | 0 | 0 | 0 | 2355.5644 | 0 | 24300 | 18780.4142 | 19692.0583 | 0 | no | Surplus | yes |  | 0 | 0 | 0 | 911.6441 | 0 | no | 0 | 0 | 0 | 911.6441 | 0 |  |  | 0 | 0 | 0 | 0 | 0 |  | 0 | 0 | 0 | 0 | 0
| 22096.0345 | 0 | no | Surplus | yes |  | 0 | 0 | 0 | 2203.9655 | 0 | no | 0 | 0 | 0 | 2203.9655 | 4860 | no | 22096.0345 | 0 | 24300 |  |  | 0 |  |  | 0 | 0 | 0 | 0 | 0 |  | 0 | 0 | 0 | 0 | 0 | 22096.0345 | 19365.7187 | 17906.0248 | 0 | no | Surplus | yes |  | 0 | 0 | 0 | 326.3397 | 0 | no | 0 | 0 | 0 | 326.3397 | 0 |  |  | 0 | 0 | 0 | 0 | 0 |  | 0 | 0 | 0 | 0 | 0
| 21820.0861 | 0 | no | Surplus | yes |  | 0 | 0 | 0 | 275.9484 | 0 | no | 0 | 0 | 0 | 275.9484 | 4860 | no | 21820.0861 | 0 | 24300 |  |  | 0 |  |  | 0 | 0 | 0 | 0 | 0 |  | 0 | 0 | 0 | 0 | 0 | 21820.0861 | 20219.6322 | 17682.4037 | 0 | yes | Deficit |  |  | 0 | 0 | 0 | 0 | 0 |  | 0 | 0 | 0 | 0 | 2313.6074 | yes |  | 0 | 0 | 0 | 2313.6074 | 0 | no | 0 | 0 | 0 | 2313.6074 | 0
| 21073.2785 | 0 | no | Surplus | yes |  | 0 | 0 | 0 | 746.8076 | 0 | no | 0 | 0 | 0 | 746.8076 | 4860 | no | 21073.2785 | 0 | 24300 |  |  | 0 |  |  | 0 | 0 | 0 | 0 | 0 |  | 0 | 0 | 0 | 0 | 0 | 21073.2785 | 19894.3825 | 17077.2111 | 0 | yes | Deficit |  |  | 0 | 0 | 0 | 0 | 0 |  | 0 | 0 | 0 | 0 | 2211.9789 | yes |  | 0 | 0 | 0 | 2211.9789 | 0 | no | 0 | 0 | 0 | 2211.9789 | 0
| 16747.8198 | 0 | no | Surplus | yes |  | 0 | 0 | 0 | 4325.4587 | 0 | no | 0 | 0 | 0 | 4325.4587 | 4860 | no | 16747.8198 | 0 | 24300 |  |  | 0 |  |  | 0 | 0 | 0 | 0 | 0 |  | 0 | 0 | 0 | 0 | 0 | 16747.8198 | 19358.4461 | 13571.9772 | 0 | yes | Deficit |  |  | 0 | 0 | 0 | 0 | 0 |  | 0 | 0 | 0 | 0 | 2281.2349 | yes |  | 0 | 0 | 0 | 2281.2349 | 0 | no | 0 | 0 | 0 | 2281.2349 | 0
| 15533.0257 | 0 | no | Surplus | yes |  | 0 | 0 | 0 | 1214.7941 | 0 | no | 0 | 0 | 0 | 1214.7941 | 4860 | no | 15533.0257 | 0 | 24300 |  |  | 0 |  |  | 0 | 0 | 0 | 0 | 0 |  | 0 | 0 | 0 | 0 | 0 | 15533.0257 | 18942.9208 | 12587.5411 | 0 | yes | Deficit |  |  | 0 | 0 | 0 | 0 | 0 |  | 0 | 0 | 0 | 0 | 5370.9436 | yes |  | 0 | 0 | 0 | 5370.9436 | 0 | no | 0 | 0 | 0 | 5370.9436 | 0
| 13902.8532 | 0 | no | Surplus | yes |  | 0 | 0 | 0 | 1630.1725 | 0 | no | 0 | 0 | 0 | 1630.1725 | 4860 | no | 13902.8532 | 0 | 24300 |  |  | 0 |  |  | 0 | 0 | 0 | 0 | 0 |  | 0 | 0 | 0 | 0 | 0 | 13902.8532 | 19257.3054 | 11266.4937 | 0 | yes | Deficit |  |  | 0 | 0 | 0 | 0 | 0 |  | 0 | 0 | 0 | 0 | 6669.7643 | yes |  | 0 | 0 | 0 | 6669.7643 | 0 | no | 0 | 0 | 0 | 6669.7643 | 0
| 12554.4843 | 0 | no | Surplus | yes |  | 0 | 0 | 0 | 1348.3689 | 0 | no | 0 | 0 | 0 | 1348.3689 | 4860 | no | 12554.4843 | 0 | 24300 |  |  | 0 |  |  | 0 | 0 | 0 | 0 | 0 |  | 0 | 0 | 0 | 0 | 0 | 12554.4843 | 19049.3852 | 10173.8122 | 0 | yes | Deficit |  |  | 0 | 0 | 0 | 0 | 0 |  | 0 | 0 | 0 | 0 | 7782.8916 | yes |  | 0 | 0 | 0 | 7782.8916 | 0 | no | 0 | 0 | 0 | 7782.8916 | 0
| 12215.6092 | 0 | no | Surplus | yes |  | 0 | 0 | 0 | 338.8751 | 0 | no | 0 | 0 | 0 | 338.8751 | 4860 | no | 12215.6092 | 0 | 24300 |  |  | 0 |  |  | 0 | 0 | 0 | 0 | 0 |  | 0 | 0 | 0 | 0 | 0 | 12215.6092 | 19456.6357 | 9899.197 | 0 | yes | Deficit |  |  | 0 | 0 | 0 | 0 | 0 |  | 0 | 0 | 0 | 0 | 9282.8235 | yes |  | 0 | 0 | 0 | 9282.8235 | 0 | no | 0 | 0 | 0 | 9282.8235 | 0
| 15381.0799 | 0 | yes | Deficit |  |  | 0 | 0 | 0 | 0 | 0 |  | 0 | 0 | 0 | 0 | 4860 | no |  | 0 | 24300 | no | 15381.0799 | 0 | no | no | 0 | 0 | 0 | 0 | 0 |  | 0 | 0 | 0 | 0 | 0 | 15381.0799 | 18469.9692 | 12464.4084 | 0 | yes | Deficit |  |  | 0 | 0 | 0 | 0 | 0 |  | 0 | 0 | 0 | 0 | 8570.7722 | yes |  | 0 | 0 | 0 | 8570.7722 | 0 | no | 0 | 0 | 0 | 8570.7722 | 0
| 16059.1298 | 0 | yes | Deficit |  |  | 0 | 0 | 0 | 0 | 0 |  | 0 | 0 | 0 | 0 | 4860 | no |  | 0 | 24300 | no | 16059.1298 | 0 | no | no | 0 | 0 | 0 | 0 | 0 |  | 0 | 0 | 0 | 0 | 0 | 16059.1298 | 18578.8813 | 13013.8815 | 0 | yes | Deficit |  |  | 0 | 0 | 0 | 0 | 0 |  | 0 | 0 | 0 | 0 | 6114.4729 | yes |  | 0 | 0 | 0 | 6114.4729 | 0 | no | 0 | 0 | 0 | 6114.4729 | 0
| 14840.2014 | 0 | no | Surplus | yes |  | 0 | 0 | 0 | 1218.9284 | 0 | no | 0 | 0 | 0 | 1218.9284 | 4860 | no | 14840.2014 | 0 | 24300 |  |  | 0 |  |  | 0 | 0 | 0 | 0 | 0 |  | 0 | 0 | 0 | 0 | 0 | 14840.2014 | 18757.1674 | 12026.0951 | 0 | yes | Deficit |  |  | 0 | 0 | 0 | 0 | 0 |  | 0 | 0 | 0 | 0 | 5743.2859 | yes |  | 0 | 0 | 0 | 5743.2859 | 0 | no | 0 | 0 | 0 | 5743.2859 | 0
| 15150.3658 | 0 | yes | Deficit |  |  | 0 | 0 | 0 | 0 | 0 |  | 0 | 0 | 0 | 0 | 4860 | no |  | 0 | 24300 | no | 15150.3658 | 0 | no | no | 0 | 0 | 0 | 0 | 0 |  | 0 | 0 | 0 | 0 | 0 | 15150.3658 | 17782.9765 | 12277.4439 | 0 | yes | Deficit |  |  | 0 | 0 | 0 | 0 | 0 |  | 0 | 0 | 0 | 0 | 5756.8813 | yes |  | 0 | 0 | 0 | 5756.8813 | 0 | no | 0 | 0 | 0 | 5756.8813 | 0
| 15047.0759 | 0 | no | Surplus | yes |  | 0 | 0 | 0 | 103.2899 | 0 | no | 0 | 0 | 0 | 103.2899 | 4860 | no | 15047.0759 | 0 | 24300 |  |  | 0 |  |  | 0 | 0 | 0 | 0 | 0 |  | 0 | 0 | 0 | 0 | 0 | 15047.0759 | 17280.5506 | 12193.7406 | 0 | yes | Deficit |  |  | 0 | 0 | 0 | 0 | 0 |  | 0 | 0 | 0 | 0 | 5003.1066 | yes |  | 0 | 0 | 0 | 5003.1066 | 0 | no | 0 | 0 | 0 | 5003.1066 | 0
| 14448.5724 | 0 | no | Surplus | yes |  | 0 | 0 | 0 | 598.5035 | 0 | no | 0 | 0 | 0 | 598.5035 | 4860 | no | 14448.5724 | 0 | 24300 |  |  | 0 |  |  | 0 | 0 | 0 | 0 | 0 |  | 0 | 0 | 0 | 0 | 0 | 14448.5724 | 16849.3413 | 11708.7297 | 0 | yes | Deficit |  |  | 0 | 0 | 0 | 0 | 0 |  | 0 | 0 | 0 | 0 | 4655.6007 | yes |  | 0 | 0 | 0 | 4655.6007 | 0 | no | 0 | 0 | 0 | 4655.6007 | 0
| 20272.5273 | 0 | yes | Deficit |  |  | 0 | 0 | 0 | 0 | 0 |  | 0 | 0 | 0 | 0 | 4860 | no |  | 0 | 24300 | no | 20272.5273 | 0 | no | no | 0 | 0 | 0 | 0 | 0 |  | 0 | 0 | 0 | 0 | 0 | 20272.5273 | 16945.029 | 16428.3041 | 0 | yes | Deficit |  |  | 0 | 0 | 0 | 0 | 0 |  | 0 | 0 | 0 | 0 | 5236.2993 | yes |  | 0 | 0 | 0 | 5236.2993 | 0 | no | 0 | 0 | 0 | 5236.2993 | 0
| 19009.2408 | 0 | no | Surplus | yes |  | 0 | 0 | 0 | 1263.2864 | 0 | no | 0 | 0 | 0 | 1263.2864 | 4860 | no | 19009.2408 | 0 | 24300 |  |  | 0 |  |  | 0 | 0 | 0 | 0 | 0 |  | 0 | 0 | 0 | 0 | 0 | 19009.2408 | 15206.2092 | 15404.5712 | 0 | no | Surplus | yes |  | 0 | 0 | 0 | 1222.0949 | 0 | no | 0 | 0 | 0 | 1222.0949 | 0 |  |  | 0 | 0 | 0 | 0 | 0 |  | 0 | 0 | 0 | 0 | 0
| 15999.711 | 0 | no | Surplus | yes |  | 0 | 0 | 0 | 3009.5298 | 0 | no | 0 | 0 | 0 | 3009.5298 | 4860 | no | 15999.711 | 0 | 24300 |  |  | 0 |  |  | 0 | 0 | 0 | 0 | 0 |  | 0 | 0 | 0 | 0 | 0 | 15999.711 | 18528.5471 | 12965.7302 | 0 | yes | Deficit |  |  | 0 | 0 | 0 | 0 | 0 |  | 0 | 0 | 0 | 0 | 3123.9759 | yes |  | 0 | 0 | 0 | 3123.9759 | 0 | no | 0 | 0 | 0 | 3123.9759 | 0
| 13257.1328 | 0 | no | Surplus | yes |  | 0 | 0 | 0 | 2742.5782 | 0 | no | 0 | 0 | 0 | 2742.5782 | 4860 | no | 13257.1328 | 0 | 24300 |  |  | 0 |  |  | 0 | 0 | 0 | 0 | 0 |  | 0 | 0 | 0 | 0 | 0 | 13257.1328 | 18136.2517 | 10743.2195 | 0 | yes | Deficit |  |  | 0 | 0 | 0 | 0 | 0 |  | 0 | 0 | 0 | 0 | 5170.5216 | yes |  | 0 | 0 | 0 | 5170.5216 | 0 | no | 0 | 0 | 0 | 5170.5216 | 0
| 13757.2185 | 0 | yes | Deficit |  |  | 0 | 0 | 0 | 0 | 0 |  | 0 | 0 | 0 | 0 | 4860 | no |  | 0 | 24300 | no | 13757.2185 | 0 | no | no | 0 | 0 | 0 | 0 | 0 |  | 0 | 0 | 0 | 0 | 0 | 13757.2185 | 18505.1287 | 11148.4753 | 0 | yes | Deficit |  |  | 0 | 0 | 0 | 0 | 0 |  | 0 | 0 | 0 | 0 | 7761.9092 | yes |  | 0 | 0 | 0 | 7761.9092 | 0 | no | 0 | 0 | 0 | 7761.9092 | 0
| 14348.4258 | 0 | yes | Deficit |  |  | 0 | 0 | 0 | 0 | 0 |  | 0 | 0 | 0 | 0 | 4860 | no |  | 0 | 24300 | no | 14348.4258 | 0 | no | no | 0 | 0 | 0 | 0 | 0 |  | 0 | 0 | 0 | 0 | 0 | 14348.4258 | 18782.7475 | 11627.5736 | 0 | yes | Deficit |  |  | 0 | 0 | 0 | 0 | 0 |  | 0 | 0 | 0 | 0 | 7634.2722 | yes |  | 0 | 0 | 0 | 7634.2722 | 0 | no | 0 | 0 | 0 | 7634.2722 | 0
| 14888.3005 | 0 | yes | Deficit |  |  | 0 | 0 | 0 | 0 | 0 |  | 0 | 0 | 0 | 0 | 4860 | no |  | 0 | 24300 | no | 14888.3005 | 0 | no | no | 0 | 0 | 0 | 0 | 0 |  | 0 | 0 | 0 | 0 | 0 | 14888.3005 | 19455.1283 | 12065.0734 | 0 | yes | Deficit |  |  | 0 | 0 | 0 | 0 | 0 |  | 0 | 0 | 0 | 0 | 7827.5547 | yes |  | 0 | 0 | 0 | 7827.5547 | 0 | no | 0 | 0 | 0 | 7827.5547 | 0
| 15332.5219 | 0 | yes | Deficit |  |  | 0 | 0 | 0 | 0 | 0 |  | 0 | 0 | 0 | 0 | 4860 | no |  | 0 | 24300 | no | 15332.5219 | 0 | no | no | 0 | 0 | 0 | 0 | 0 |  | 0 | 0 | 0 | 0 | 0 | 15332.5219 | 19751.3256 | 12425.0582 | 0 | yes | Deficit |  |  | 0 | 0 | 0 | 0 | 0 |  | 0 | 0 | 0 | 0 | 7686.2522 | yes |  | 0 | 0 | 0 | 7686.2522 | 0 | no | 0 | 0 | 0 | 7686.2522 | 0
| 13218.079 | 0 | no | Surplus | yes |  | 0 | 0 | 0 | 2114.4428 | 0 | no | 0 | 0 | 0 | 2114.4428 | 4860 | no | 13218.079 | 0 | 24300 |  |  | 0 |  |  | 0 | 0 | 0 | 0 | 0 |  | 0 | 0 | 0 | 0 | 0 | 13218.079 | 19707.4467 | 10711.5713 | 0 | yes | Deficit |  |  | 0 | 0 | 0 | 0 | 0 |  | 0 | 0 | 0 | 0 | 7282.3885 | yes |  | 0 | 0 | 0 | 7282.3885 | 0 | no | 0 | 0 | 0 | 7282.3885 | 0
| 12568.0877 | 0 | no | Surplus | yes |  | 0 | 0 | 0 | 649.9913 | 0 | no | 0 | 0 | 0 | 649.9913 | 4860 | no | 12568.0877 | 0 | 24300 |  |  | 0 |  |  | 0 | 0 | 0 | 0 | 0 |  | 0 | 0 | 0 | 0 | 0 | 12568.0877 | 19650.7499 | 10184.8361 | 0 | yes | Deficit |  |  | 0 | 0 | 0 | 0 | 0 |  | 0 | 0 | 0 | 0 | 8939.1785 | yes |  | 0 | 0 | 0 | 8939.1785 | 0 | no | 0 | 0 | 0 | 8939.1785 | 0
| 13941.8387 | 0 | yes | Deficit |  |  | 0 | 0 | 0 | 0 | 0 |  | 0 | 0 | 0 | 0 | 4860 | no |  | 0 | 24300 | no | 13941.8387 | 0 | no | no | 0 | 0 | 0 | 0 | 0 |  | 0 | 0 | 0 | 0 | 0 | 13941.8387 | 20207.9198 | 11298.0864 | 0 | yes | Deficit |  |  | 0 | 0 | 0 | 0 | 0 |  | 0 | 0 | 0 | 0 | 10023.0838 | yes |  | 0 | 0 | 0 | 10023.0838 | 0 | no | 0 | 0 | 0 | 10023.0838 | 0
| 13028.9221 | 0 | no | Surplus | yes |  | 0 | 0 | 0 | 912.9166 | 0 | no | 0 | 0 | 0 | 912.9166 | 4860 | no | 13028.9221 | 0 | 24300 |  |  | 0 |  |  | 0 | 0 | 0 | 0 | 0 |  | 0 | 0 | 0 | 0 | 0 | 13028.9221 | 19567.1955 | 10558.2837 | 0 | yes | Deficit |  |  | 0 | 0 | 0 | 0 | 0 |  | 0 | 0 | 0 | 0 | 8269.1091 | yes |  | 0 | 0 | 0 | 8269.1091 | 0 | no | 0 | 0 | 0 | 8269.1091 | 0
| 16659.4027 | 0 | yes | Deficit |  |  | 0 | 0 | 0 | 0 | 0 |  | 0 | 0 | 0 | 0 | 4860 | no |  | 0 | 24300 | no | 16659.4027 | 0 | no | no | 0 | 0 | 0 | 0 | 0 |  | 0 | 0 | 0 | 0 | 0 | 16659.4027 | 18766.1984 | 13500.3264 | 0 | yes | Deficit |  |  | 0 | 0 | 0 | 0 | 0 |  | 0 | 0 | 0 | 0 | 8207.9147 | yes |  | 0 | 0 | 0 | 8207.9147 | 0 | no | 0 | 0 | 0 | 8207.9147 | 0
| 17991.2869 | 0 | yes | Deficit |  |  | 0 | 0 | 0 | 0 | 0 |  | 0 | 0 | 0 | 0 | 4860 | no |  | 0 | 24300 | no | 17991.2869 | 0 | no | no | 0 | 0 | 0 | 0 | 0 |  | 0 | 0 | 0 | 0 | 0 | 17991.2869 | 18814.3568 | 14579.649 | 0 | yes | Deficit |  |  | 0 | 0 | 0 | 0 | 0 |  | 0 | 0 | 0 | 0 | 5314.0304 | yes |  | 0 | 0 | 0 | 5314.0304 | 0 | no | 0 | 0 | 0 | 5314.0304 | 0
| 16070.8603 | 0 | no | Surplus | yes |  | 0 | 0 | 0 | 1920.4266 | 0 | no | 0 | 0 | 0 | 1920.4266 | 4860 | no | 16070.8603 | 0 | 24300 |  |  | 0 |  |  | 0 | 0 | 0 | 0 | 0 |  | 0 | 0 | 0 | 0 | 0 | 16070.8603 | 17781.6278 | 13023.3876 | 0 | yes | Deficit |  |  | 0 | 0 | 0 | 0 | 0 |  | 0 | 0 | 0 | 0 | 3201.9788 | yes |  | 0 | 0 | 0 | 3201.9788 | 0 | no | 0 | 0 | 0 | 3201.9788 | 0
| 16383.4 | 0 | yes | Deficit |  |  | 0 | 0 | 0 | 0 | 0 |  | 0 | 0 | 0 | 0 | 4860 | no |  | 0 | 24300 | no | 16383.4 | 0 | no | no | 0 | 0 | 0 | 0 | 0 |  | 0 | 0 | 0 | 0 | 0 | 16383.4 | 18216.5577 | 13276.6613 | 0 | yes | Deficit |  |  | 0 | 0 | 0 | 0 | 0 |  | 0 | 0 | 0 | 0 | 5193.1701 | yes |  | 0 | 0 | 0 | 5193.1701 | 0 | no | 0 | 0 | 0 | 5193.1701 | 0
| 15872.305 | 0 | no | Surplus | yes |  | 0 | 0 | 0 | 511.095 | 0 | no | 0 | 0 | 0 | 511.095 | 4860 | no | 15872.305 | 0 | 24300 |  |  | 0 |  |  | 0 | 0 | 0 | 0 | 0 |  | 0 | 0 | 0 | 0 | 0 | 15872.305 | 18279.4521 | 12862.4838 | 0 | yes | Deficit |  |  | 0 | 0 | 0 | 0 | 0 |  | 0 | 0 | 0 | 0 | 5002.7909 | yes |  | 0 | 0 | 0 | 5002.7909 | 0 | no | 0 | 0 | 0 | 5002.7909 | 0
| 17014.5013 | 0 | yes | Deficit |  |  | 0 | 0 | 0 | 0 | 0 |  | 0 | 0 | 0 | 0 | 4860 | no |  | 0 | 24300 | no | 17014.5013 | 0 | no | no | 0 | 0 | 0 | 0 | 0 |  | 0 | 0 | 0 | 0 | 0 | 17014.5013 | 18071.6427 | 13788.0886 | 0 | yes | Deficit |  |  | 0 | 0 | 0 | 0 | 0 |  | 0 | 0 | 0 | 0 | 5209.1589 | yes |  | 0 | 0 | 0 | 5209.1589 | 0 | no | 0 | 0 | 0 | 5209.1589 | 0
| 18045.5956 | 0 | yes | Deficit |  |  | 0 | 0 | 0 | 0 | 0 |  | 0 | 0 | 0 | 0 | 4860 | no |  | 0 | 24300 | no | 18045.5956 | 0 | no | no | 0 | 0 | 0 | 0 | 0 |  | 0 | 0 | 0 | 0 | 0 | 18045.5956 | 18056.3204 | 14623.6593 | 0 | yes | Deficit |  |  | 0 | 0 | 0 | 0 | 0 |  | 0 | 0 | 0 | 0 | 4268.2319 | yes |  | 0 | 0 | 0 | 4268.2319 | 0 | no | 0 | 0 | 0 | 4268.2319 | 0
| 19429.0434 | 0 | yes | Deficit |  |  | 0 | 0 | 0 | 0 | 0 |  | 0 | 0 | 0 | 0 | 4860 | no |  | 0 | 24300 | no | 19429.0434 | 0 | no | no | 0 | 0 | 0 | 0 | 0 |  | 0 | 0 | 0 | 0 | 0 | 19429.0434 | 18687.0197 | 15744.7677 | 0 | yes | Deficit |  |  | 0 | 0 | 0 | 0 | 0 |  | 0 | 0 | 0 | 0 | 4063.3603 | yes |  | 0 | 0 | 0 | 4063.3603 | 0 | no | 0 | 0 | 0 | 4063.3603 | 0
| 16531.1363 | 0 | no | Surplus | yes |  | 0 | 0 | 0 | 2897.9071 | 0 | no | 0 | 0 | 0 | 2897.9071 | 4860 | no | 16531.1363 | 0 | 24300 |  |  | 0 |  |  | 0 | 0 | 0 | 0 | 0 |  | 0 | 0 | 0 | 0 | 0 | 16531.1363 | 16477.0173 | 13396.3827 | 0 | yes | Deficit |  |  | 0 | 0 | 0 | 0 | 0 |  | 0 | 0 | 0 | 0 | 732.2495 | yes |  | 0 | 0 | 0 | 732.2495 | 0 | no | 0 | 0 | 0 | 732.2495 | 0
| 16720.9943 | 0 | yes | Deficit |  |  | 0 | 0 | 0 | 0 | 0 |  | 0 | 0 | 0 | 0 | 4860 | no |  | 0 | 24300 | no | 16720.9943 | 0 | no | no | 0 | 0 | 0 | 0 | 0 |  | 0 | 0 | 0 | 0 | 0 | 16720.9943 | 16216.0788 | 13550.2385 | 0 | yes | Deficit |  |  | 0 | 0 | 0 | 0 | 0 |  | 0 | 0 | 0 | 0 | 2819.6961 | yes |  | 0 | 0 | 0 | 2819.6961 | 0 | no | 0 | 0 | 0 | 2819.6961 | 0
| 14614.41 | 0 | no | Surplus | yes |  | 0 | 0 | 0 | 2106.5844 | 0 | no | 0 | 0 | 0 | 2106.5844 | 4860 | no | 14614.41 | 0 | 24300 |  |  | 0 |  |  | 0 | 0 | 0 | 0 | 0 |  | 0 | 0 | 0 | 0 | 0 | 14614.41 | 17485.9704 | 11843.1199 | 0 | yes | Deficit |  |  | 0 | 0 | 0 | 0 | 0 |  | 0 | 0 | 0 | 0 | 3935.7318 | yes |  | 0 | 0 | 0 | 3935.7318 | 0 | no | 0 | 0 | 0 | 3935.7318 | 0
| 19084.2739 | 0 | yes | Deficit |  |  | 0 | 0 | 0 | 0 | 0 |  | 0 | 0 | 0 | 0 | 4860 | no |  | 0 | 24300 | no | 19084.2739 | 0 | no | no | 0 | 0 | 0 | 0 | 0 |  | 0 | 0 | 0 | 0 | 0 | 19084.2739 | 18672.6649 | 15465.3759 | 0 | yes | Deficit |  |  | 0 | 0 | 0 | 0 | 0 |  | 0 | 0 | 0 | 0 | 6829.545 | yes |  | 0 | 0 | 0 | 6829.545 | 0 | no | 0 | 0 | 0 | 6829.545 | 0
| 19880.2248 | 0 | yes | Deficit |  |  | 0 | 0 | 0 | 0 | 0 |  | 0 | 0 | 0 | 0 | 4860 | no |  | 0 | 24300 | no | 19880.2248 | 0 | no | no | 0 | 0 | 0 | 0 | 0 |  | 0 | 0 | 0 | 0 | 0 | 19880.2248 | 18594.6835 | 16110.3929 | 0 | yes | Deficit |  |  | 0 | 0 | 0 | 0 | 0 |  | 0 | 0 | 0 | 0 | 3129.3076 | yes |  | 0 | 0 | 0 | 3129.3076 | 0 | no | 0 | 0 | 0 | 3129.3076 | 0
| 21900.3032 | 0 | yes | Deficit |  |  | 0 | 0 | 0 | 0 | 0 |  | 0 | 0 | 0 | 0 | 4860 | no |  | 0 | 24300 | no | 21900.3032 | 0 | no | no | 0 | 0 | 0 | 0 | 0 |  | 0 | 0 | 0 | 0 | 0 | 21900.3032 | 18760.8584 | 17747.4094 | 0 | yes | Deficit |  |  | 0 | 0 | 0 | 0 | 0 |  | 0 | 0 | 0 | 0 | 2650.4656 | yes |  | 0 | 0 | 0 | 2650.4656 | 0 | no | 0 | 0 | 0 | 2650.4656 | 0
| 20476.653 | 0 | no | Surplus | yes |  | 0 | 0 | 0 | 1423.6502 | 0 | no | 0 | 0 | 0 | 1423.6502 | 4860 | no | 20476.653 | 0 | 24300 |  |  | 0 |  |  | 0 | 0 | 0 | 0 | 0 |  | 0 | 0 | 0 | 0 | 0 | 20476.653 | 19236.1351 | 16593.7221 | 0 | yes | Deficit |  |  | 0 | 0 | 0 | 0 | 0 |  | 0 | 0 | 0 | 0 | 1488.7257 | yes |  | 0 | 0 | 0 | 1488.7257 | 0 | no | 0 | 0 | 0 | 1488.7257 | 0
| 19485.4201 | 0 | no | Surplus | yes |  | 0 | 0 | 0 | 991.2329 | 0 | no | 0 | 0 | 0 | 991.2329 | 4860 | no | 19485.4201 | 0 | 24300 |  |  | 0 |  |  | 0 | 0 | 0 | 0 | 0 |  | 0 | 0 | 0 | 0 | 0 | 19485.4201 | 19106.907 | 15790.4539 | 0 | yes | Deficit |  |  | 0 | 0 | 0 | 0 | 0 |  | 0 | 0 | 0 | 0 | 2513.185 | yes |  | 0 | 0 | 0 | 2513.185 | 0 | no | 0 | 0 | 0 | 2513.185 | 0
| 19332.5369 | 0 | no | Surplus | yes |  | 0 | 0 | 0 | 152.8832 | 0 | no | 0 | 0 | 0 | 152.8832 | 4860 | no | 19332.5369 | 0 | 24300 |  |  | 0 |  |  | 0 | 0 | 0 | 0 | 0 |  | 0 | 0 | 0 | 0 | 0 | 19332.5369 | 19535.6254 | 15666.5615 | 0 | yes | Deficit |  |  | 0 | 0 | 0 | 0 | 0 |  | 0 | 0 | 0 | 0 | 3745.1715 | yes |  | 0 | 0 | 0 | 3745.1715 | 0 | no | 0 | 0 | 0 | 3745.1715 | 0
| 19895.7029 | 0 | yes | Deficit |  |  | 0 | 0 | 0 | 0 | 0 |  | 0 | 0 | 0 | 0 | 4860 | no |  | 0 | 24300 | no | 19895.7029 | 0 | no | no | 0 | 0 | 0 | 0 | 0 |  | 0 | 0 | 0 | 0 | 0 | 19895.7029 | 18740.4123 | 16122.9359 | 0 | yes | Deficit |  |  | 0 | 0 | 0 | 0 | 0 |  | 0 | 0 | 0 | 0 | 3073.8508 | yes |  | 0 | 0 | 0 | 3073.8508 | 0 | no | 0 | 0 | 0 | 3073.8508 | 0
| 22317.3969 | 0 | yes | Deficit |  |  | 0 | 0 | 0 | 0 | 0 |  | 0 | 0 | 0 | 0 | 4860 | no |  | 0 | 24300 | no | 22317.3969 | 0 | no | no | 0 | 0 | 0 | 0 | 0 |  | 0 | 0 | 0 | 0 | 0 | 22317.3969 | 19217.9142 | 18085.4108 | 0 | yes | Deficit |  |  | 0 | 0 | 0 | 0 | 0 |  | 0 | 0 | 0 | 0 | 3094.9783 | yes |  | 0 | 0 | 0 | 3094.9783 | 0 | no | 0 | 0 | 0 | 3094.9783 | 0
| 21400.7158 | 0 | no | Surplus | yes |  | 0 | 0 | 0 | 916.6811 | 0 | no | 0 | 0 | 0 | 916.6811 | 4860 | no | 21400.7158 | 0 | 24300 |  |  | 0 |  |  | 0 | 0 | 0 | 0 | 0 |  | 0 | 0 | 0 | 0 | 0 | 21400.7158 | 18005.3694 | 17342.5574 | 0 | no | Surplus | yes |  | 0 | 0 | 0 | 80.0414 | 0 | no | 0 | 0 | 0 | 80.0414 | 0 |  |  | 0 | 0 | 0 | 0 | 0 |  | 0 | 0 | 0 | 0 | 0
| 21262.2512 | 0 | no | Surplus | yes |  | 0 | 0 | 0 | 138.4645 | 0 | no | 0 | 0 | 0 | 138.4645 | 4860 | no | 21262.2512 | 0 | 24300 |  |  | 0 |  |  | 0 | 0 | 0 | 0 | 0 |  | 0 | 0 | 0 | 0 | 0 | 21262.2512 | 17940.3036 | 17230.3495 | 0 | yes | Deficit |  |  | 0 | 0 | 0 | 0 | 0 |  | 0 | 0 | 0 | 0 | 597.7462 | yes |  | 0 | 0 | 0 | 597.7462 | 0 | no | 0 | 0 | 0 | 597.7462 | 0
| 22939.6076 | 0 | yes | Deficit |  |  | 0 | 0 | 0 | 0 | 0 |  | 0 | 0 | 0 | 0 | 4860 | no |  | 0 | 24300 | no | 22939.6076 | 0 | no | no | 0 | 0 | 0 | 0 | 0 |  | 0 | 0 | 0 | 0 | 0 | 22939.6076 | 18415.263 | 18589.6334 | 0 | yes | Deficit |  |  | 0 | 0 | 0 | 0 | 0 |  | 0 | 0 | 0 | 0 | 1184.9135 | yes |  | 0 | 0 | 0 | 1184.9135 | 0 | no | 0 | 0 | 0 | 1184.9135 | 0
| 23266.3462 | 0 | yes | Deficit |  |  | 0 | 0 | 0 | 0 | 0 |  | 0 | 0 | 0 | 0 | 4860 | no |  | 0 | 24300 | no | 23266.3462 | 0 | no | no | 0 | 0 | 0 | 0 | 0 |  | 0 | 0 | 0 | 0 | 0 | 23266.3462 | 17834.387 | 18854.4134 | 0 | no | Surplus | yes |  | 0 | 0 | 0 | 755.2464 | 0 | no | 0 | 0 | 0 | 755.2464 | 0 |  |  | 0 | 0 | 0 | 0 | 0 |  | 0 | 0 | 0 | 0 | 0
| 21769.5602 | 0 | no | Surplus | yes |  | 0 | 0 | 0 | 1496.786 | 0 | no | 0 | 0 | 0 | 1496.786 | 4860 | no | 21769.5602 | 0 | 24300 |  |  | 0 |  |  | 0 | 0 | 0 | 0 | 0 |  | 0 | 0 | 0 | 0 | 0 | 21769.5602 | 18000.1331 | 17641.4588 | 0 | no | Surplus | yes |  | 0 | 0 | 0 | 854.2803 | 0 | no | 0 | 0 | 0 | 854.2803 | 0 |  |  | 0 | 0 | 0 | 0 | 0 |  | 0 | 0 | 0 | 0 | 0
| 20199.0104 | 0 | no | Surplus | yes |  | 0 | 0 | 0 | 1570.5498 | 0 | no | 0 | 0 | 0 | 1570.5498 | 4860 | no | 20199.0104 | 0 | 24300 |  |  | 0 |  |  | 0 | 0 | 0 | 0 | 0 |  | 0 | 0 | 0 | 0 | 0 | 20199.0104 | 18520.846 | 16368.728 | 0 | yes | Deficit |  |  | 0 | 0 | 0 | 0 | 0 |  | 0 | 0 | 0 | 0 | 879.3871 | yes |  | 0 | 0 | 0 | 879.3871 | 0 | no | 0 | 0 | 0 | 879.3871 | 0
| 22757.5189 | 0 | yes | Deficit |  |  | 0 | 0 | 0 | 0 | 0 |  | 0 | 0 | 0 | 0 | 4860 | no |  | 0 | 24300 | no | 22757.5189 | 0 | no | no | 0 | 0 | 0 | 0 | 0 |  | 0 | 0 | 0 | 0 | 0 | 22757.5189 | 18583.4135 | 18442.0736 | 0 | yes | Deficit |  |  | 0 | 0 | 0 | 0 | 0 |  | 0 | 0 | 0 | 0 | 2214.6855 | yes |  | 0 | 0 | 0 | 2214.6855 | 0 | no | 0 | 0 | 0 | 2214.6855 | 0
| 20716.5911 | 0 | no | Surplus | yes |  | 0 | 0 | 0 | 2040.9277 | 0 | no | 0 | 0 | 0 | 2040.9277 | 4860 | no | 20716.5911 | 0 | 24300 |  |  | 0 |  |  | 0 | 0 | 0 | 0 | 0 |  | 0 | 0 | 0 | 0 | 0 | 20716.5911 | 17101.1918 | 16788.1614 | 0 | no | Surplus | yes |  | 0 | 0 | 0 | 1340.8819 | 0 | no | 0 | 0 | 0 | 1340.8819 | 0 |  |  | 0 | 0 | 0 | 0 | 0 |  | 0 | 0 | 0 | 0 | 0
| 21565.7814 | 0 | yes | Deficit |  |  | 0 | 0 | 0 | 0 | 0 |  | 0 | 0 | 0 | 0 | 4860 | no |  | 0 | 24300 | no | 21565.7814 | 0 | no | no | 0 | 0 | 0 | 0 | 0 |  | 0 | 0 | 0 | 0 | 0 | 21565.7814 | 17706.9998 | 17476.322 | 0 | yes | Deficit |  |  | 0 | 0 | 0 | 0 | 0 |  | 0 | 0 | 0 | 0 | 918.8385 | yes |  | 0 | 0 | 0 | 918.8385 | 0 | no | 0 | 0 | 0 | 918.8385 | 0
| 20582.3002 | 0 | no | Surplus | yes |  | 0 | 0 | 0 | 983.4812 | 0 | no | 0 | 0 | 0 | 983.4812 | 4860 | no | 20582.3002 | 0 | 24300 |  |  | 0 |  |  | 0 | 0 | 0 | 0 | 0 |  | 0 | 0 | 0 | 0 | 0 | 20582.3002 | 16746.4733 | 16679.3357 | 0 | no | Surplus | yes |  | 0 | 0 | 0 | 729.8487 | 0 | no | 0 | 0 | 0 | 729.8487 | 0 |  |  | 0 | 0 | 0 | 0 | 0 |  | 0 | 0 | 0 | 0 | 0
| 21281.3064 | 0 | yes | Deficit |  |  | 0 | 0 | 0 | 0 | 0 |  | 0 | 0 | 0 | 0 | 4860 | no |  | 0 | 24300 | no | 21281.3064 | 0 | no | no | 0 | 0 | 0 | 0 | 0 |  | 0 | 0 | 0 | 0 | 0 | 21281.3064 | 18332.265 | 17245.7913 | 0 | yes | Deficit |  |  | 0 | 0 | 0 | 0 | 0 |  | 0 | 0 | 0 | 0 | 1652.9293 | yes |  | 0 | 0 | 0 | 1652.9293 | 0 | no | 0 | 0 | 0 | 1652.9293 | 0
| 19680.775 | 0 | no | Surplus | yes |  | 0 | 0 | 0 | 1600.5314 | 0 | no | 0 | 0 | 0 | 1600.5314 | 4860 | no | 19680.775 | 0 | 24300 |  |  | 0 |  |  | 0 | 0 | 0 | 0 | 0 |  | 0 | 0 | 0 | 0 | 0 | 19680.775 | 18216.4923 | 15948.7642 | 0 | yes | Deficit |  |  | 0 | 0 | 0 | 0 | 0 |  | 0 | 0 | 0 | 0 | 970.701 | yes |  | 0 | 0 | 0 | 970.701 | 0 | no | 0 | 0 | 0 | 970.701 | 0
| 19931.0126 | 0 | yes | Deficit |  |  | 0 | 0 | 0 | 0 | 0 |  | 0 | 0 | 0 | 0 | 4860 | no |  | 0 | 24300 | no | 19931.0126 | 0 | no | no | 0 | 0 | 0 | 0 | 0 |  | 0 | 0 | 0 | 0 | 0 | 19931.0126 | 17893.9698 | 16151.5499 | 0 | yes | Deficit |  |  | 0 | 0 | 0 | 0 | 0 |  | 0 | 0 | 0 | 0 | 1945.2056 | yes |  | 0 | 0 | 0 | 1945.2056 | 0 | no | 0 | 0 | 0 | 1945.2056 | 0
| 22480.9451 | 0 | yes | Deficit |  |  | 0 | 0 | 0 | 0 | 0 |  | 0 | 0 | 0 | 0 | 4860 | no |  | 0 | 24300 | no | 22480.9451 | 0 | no | no | 0 | 0 | 0 | 0 | 0 |  | 0 | 0 | 0 | 0 | 0 | 22480.9451 | 17536.9598 | 18217.9458 | 0 | yes | Deficit |  |  | 0 | 0 | 0 | 0 | 0 |  | 0 | 0 | 0 | 0 | 1385.4099 | yes |  | 0 | 0 | 0 | 1385.4099 | 0 | no | 0 | 0 | 0 | 1385.4099 | 0
| 21544.6578 | 0 | no | Surplus | yes |  | 0 | 0 | 0 | 936.2873 | 0 | no | 0 | 0 | 0 | 936.2873 | 4860 | no | 21544.6578 | 0 | 24300 |  |  | 0 |  |  | 0 | 0 | 0 | 0 | 0 |  | 0 | 0 | 0 | 0 | 0 | 21544.6578 | 17658.6586 | 17459.2041 | 0 | no | Surplus | yes |  | 0 | 0 | 0 | 559.2871 | 0 | no | 0 | 0 | 0 | 559.2871 | 0 |  |  | 0 | 0 | 0 | 0 | 0 |  | 0 | 0 | 0 | 0 | 0
| 20387.5323 | 0 | no | Surplus | yes |  | 0 | 0 | 0 | 1157.1256 | 0 | no | 0 | 0 | 0 | 1157.1256 | 4860 | no | 20387.5323 | 0 | 24300 |  |  | 0 |  |  | 0 | 0 | 0 | 0 | 0 |  | 0 | 0 | 0 | 0 | 0 | 20387.5323 | 16381.0881 | 16521.501 | 0 | no | Surplus | yes |  | 0 | 0 | 0 | 1078.116 | 0 | no | 0 | 0 | 0 | 1078.116 | 0 |  |  | 0 | 0 | 0 | 0 | 0 |  | 0 | 0 | 0 | 0 | 0
| 16064.9477 | 0 | no | Surplus | yes |  | 0 | 0 | 0 | 4322.5846 | 0 | no | 0 | 0 | 0 | 4322.5846 | 4860 | no | 16064.9477 | 0 | 24300 |  |  | 0 |  |  | 0 | 0 | 0 | 0 | 0 |  | 0 | 0 | 0 | 0 | 0 | 16064.9477 | 13728.0178 | 13018.5962 | 0 | no | Surplus | yes |  | 0 | 0 | 0 | 2793.4832 | 0 | no | 0 | 0 | 0 | 2793.4832 | 0 |  |  | 0 | 0 | 0 | 0 | 0 |  | 0 | 0 | 0 | 0 | 0
| 14362.6857 | 0 | no | Surplus | yes |  | 0 | 0 | 0 | 1702.262 | 0 | no | 0 | 0 | 0 | 1702.262 | 4860 | no | 14362.6857 | 0 | 24300 |  |  | 0 |  |  | 0 | 0 | 0 | 0 | 0 |  | 0 | 0 | 0 | 0 | 0 | 14362.6857 | 17022.4602 | 11639.1294 | 0 | yes | Deficit |  |  | 0 | 0 | 0 | 0 | 0 |  | 0 | 0 | 0 | 0 | 4003.864 | yes |  | 0 | 0 | 0 | 4003.864 | 0 | no | 0 | 0 | 0 | 4003.864 | 0
| 16769.0669 | 0 | yes | Deficit |  |  | 0 | 0 | 0 | 0 | 0 |  | 0 | 0 | 0 | 0 | 4860 | no |  | 0 | 24300 | no | 16769.0669 | 0 | no | no | 0 | 0 | 0 | 0 | 0 |  | 0 | 0 | 0 | 0 | 0 | 16769.0669 | 16896.3435 | 13589.1952 | 0 | yes | Deficit |  |  | 0 | 0 | 0 | 0 | 0 |  | 0 | 0 | 0 | 0 | 5257.2141 | yes |  | 0 | 0 | 0 | 5257.2141 | 0 | no | 0 | 0 | 0 | 5257.2141 | 0
| 19392.5499 | 0 | yes | Deficit |  |  | 0 | 0 | 0 | 0 | 0 |  | 0 | 0 | 0 | 0 | 4860 | no |  | 0 | 24300 | no | 19392.5499 | 0 | no | no | 0 | 0 | 0 | 0 | 0 |  | 0 | 0 | 0 | 0 | 0 | 19392.5499 | 18683.1498 | 15715.1944 | 0 | yes | Deficit |  |  | 0 | 0 | 0 | 0 | 0 |  | 0 | 0 | 0 | 0 | 5093.9546 | yes |  | 0 | 0 | 0 | 5093.9546 | 0 | no | 0 | 0 | 0 | 5093.9546 | 0
| 20122.0765 | 0 | yes | Deficit |  |  | 0 | 0 | 0 | 0 | 0 |  | 0 | 0 | 0 | 0 | 4860 | no |  | 0 | 24300 | no | 20122.0765 | 0 | no | no | 0 | 0 | 0 | 0 | 0 |  | 0 | 0 | 0 | 0 | 0 | 20122.0765 | 17189.0045 | 16306.3829 | 0 | yes | Deficit |  |  | 0 | 0 | 0 | 0 | 0 |  | 0 | 0 | 0 | 0 | 1473.8101 | yes |  | 0 | 0 | 0 | 1473.8101 | 0 | no | 0 | 0 | 0 | 1473.8101 | 0
| 18062.112 | 0 | no | Surplus | yes |  | 0 | 0 | 0 | 2059.9645 | 0 | no | 0 | 0 | 0 | 2059.9645 | 4860 | no | 18062.112 | 0 | 24300 |  |  | 0 |  |  | 0 | 0 | 0 | 0 | 0 |  | 0 | 0 | 0 | 0 | 0 | 18062.112 | 17117.8849 | 14637.0438 | 0 | yes | Deficit |  |  | 0 | 0 | 0 | 0 | 0 |  | 0 | 0 | 0 | 0 | 811.5019 | yes |  | 0 | 0 | 0 | 811.5019 | 0 | no | 0 | 0 | 0 | 811.5019 | 0
| 16198.009 | 0 | no | Surplus | yes |  | 0 | 0 | 0 | 1864.103 | 0 | no | 0 | 0 | 0 | 1864.103 | 4860 | no | 16198.009 | 0 | 24300 |  |  | 0 |  |  | 0 | 0 | 0 | 0 | 0 |  | 0 | 0 | 0 | 0 | 0 | 16198.009 | 17470.6455 | 13126.4254 | 0 | yes | Deficit |  |  | 0 | 0 | 0 | 0 | 0 |  | 0 | 0 | 0 | 0 | 2833.6017 | yes |  | 0 | 0 | 0 | 2833.6017 | 0 | no | 0 | 0 | 0 | 2833.6017 | 0
| 17262.55 | 0 | yes | Deficit |  |  | 0 | 0 | 0 | 0 | 0 |  | 0 | 0 | 0 | 0 | 4860 | no |  | 0 | 24300 | no | 17262.55 | 0 | no | no | 0 | 0 | 0 | 0 | 0 |  | 0 | 0 | 0 | 0 | 0 | 17262.55 | 18558.0318 | 13989.1005 | 0 | yes | Deficit |  |  | 0 | 0 | 0 | 0 | 0 |  | 0 | 0 | 0 | 0 | 5431.6064 | yes |  | 0 | 0 | 0 | 5431.6064 | 0 | no | 0 | 0 | 0 | 5431.6064 | 0
| 17113.8852 | 0 | no | Surplus | yes |  | 0 | 0 | 0 | 148.6648 | 0 | no | 0 | 0 | 0 | 148.6648 | 4860 | no | 17113.8852 | 0 | 24300 |  |  | 0 |  |  | 0 | 0 | 0 | 0 | 0 |  | 0 | 0 | 0 | 0 | 0 | 17113.8852 | 18607.7755 | 13868.6266 | 0 | yes | Deficit |  |  | 0 | 0 | 0 | 0 | 0 |  | 0 | 0 | 0 | 0 | 4618.6749 | yes |  | 0 | 0 | 0 | 4618.6749 | 0 | no | 0 | 0 | 0 | 4618.6749 | 0
| 17899.254 | 0 | yes | Deficit |  |  | 0 | 0 | 0 | 0 | 0 |  | 0 | 0 | 0 | 0 | 4860 | no |  | 0 | 24300 | no | 17899.254 | 0 | no | no | 0 | 0 | 0 | 0 | 0 |  | 0 | 0 | 0 | 0 | 0 | 17899.254 | 18815.4875 | 14505.0681 | 0 | yes | Deficit |  |  | 0 | 0 | 0 | 0 | 0 |  | 0 | 0 | 0 | 0 | 4946.8609 | yes |  | 0 | 0 | 0 | 4946.8609 | 0 | no | 0 | 0 | 0 | 4946.8609 | 0
| 15704.927 | 0 | no | Surplus | yes |  | 0 | 0 | 0 | 2194.327 | 0 | no | 0 | 0 | 0 | 2194.327 | 4860 | no | 15704.927 | 0 | 24300 |  |  | 0 |  |  | 0 | 0 | 0 | 0 | 0 |  | 0 | 0 | 0 | 0 | 0 | 15704.927 | 18825.6503 | 12726.8453 | 0 | yes | Deficit |  |  | 0 | 0 | 0 | 0 | 0 |  | 0 | 0 | 0 | 0 | 4320.5822 | yes |  | 0 | 0 | 0 | 4320.5822 | 0 | no | 0 | 0 | 0 | 4320.5822 | 0
| 15380.2025 | 0 | no | Surplus | yes |  | 0 | 0 | 0 | 324.7246 | 0 | no | 0 | 0 | 0 | 324.7246 | 4860 | no | 15380.2025 | 0 | 24300 |  |  | 0 |  |  | 0 | 0 | 0 | 0 | 0 |  | 0 | 0 | 0 | 0 | 0 | 15380.2025 | 19269.8502 | 12463.6973 | 0 | yes | Deficit |  |  | 0 | 0 | 0 | 0 | 0 |  | 0 | 0 | 0 | 0 | 6543.0049 | yes |  | 0 | 0 | 0 | 6543.0049 | 0 | no | 0 | 0 | 0 | 6543.0049 | 0
| 16688.407 | 0 | yes | Deficit |  |  | 0 | 0 | 0 | 0 | 0 |  | 0 | 0 | 0 | 0 | 4860 | no |  | 0 | 24300 | no | 16688.407 | 0 | no | no | 0 | 0 | 0 | 0 | 0 |  | 0 | 0 | 0 | 0 | 0 | 16688.407 | 19661.0416 | 13523.8306 | 0 | yes | Deficit |  |  | 0 | 0 | 0 | 0 | 0 |  | 0 | 0 | 0 | 0 | 7197.3444 | yes |  | 0 | 0 | 0 | 7197.3444 | 0 | no | 0 | 0 | 0 | 7197.3444 | 0
| 17822.9493 | 0 | yes | Deficit |  |  | 0 | 0 | 0 | 0 | 0 |  | 0 | 0 | 0 | 0 | 4860 | no |  | 0 | 24300 | no | 17822.9493 | 0 | no | no | 0 | 0 | 0 | 0 | 0 |  | 0 | 0 | 0 | 0 | 0 | 17822.9493 | 19530.3434 | 14443.2328 | 0 | yes | Deficit |  |  | 0 | 0 | 0 | 0 | 0 |  | 0 | 0 | 0 | 0 | 6006.5128 | yes |  | 0 | 0 | 0 | 6006.5128 | 0 | no | 0 | 0 | 0 | 6006.5128 | 0
| 19576.0782 | 0 | yes | Deficit |  |  | 0 | 0 | 0 | 0 | 0 |  | 0 | 0 | 0 | 0 | 4860 | no |  | 0 | 24300 | no | 19576.0782 | 0 | no | no | 0 | 0 | 0 | 0 | 0 |  | 0 | 0 | 0 | 0 | 0 | 19576.0782 | 19029.5479 | 15863.9208 | 0 | yes | Deficit |  |  | 0 | 0 | 0 | 0 | 0 |  | 0 | 0 | 0 | 0 | 4586.3151 | yes |  | 0 | 0 | 0 | 4586.3151 | 0 | no | 0 | 0 | 0 | 4586.3151 | 0
| 21512.3766 | 0 | yes | Deficit |  |  | 0 | 0 | 0 | 0 | 0 |  | 0 | 0 | 0 | 0 | 4860 | no |  | 0 | 24300 | no | 21512.3766 | 0 | no | no | 0 | 0 | 0 | 0 | 0 |  | 0 | 0 | 0 | 0 | 0 | 21512.3766 | 15837.5103 | 17433.0442 | 0 | no | Surplus | yes |  | 0 | 0 | 0 | 26.4105 | 0 | no | 0 | 0 | 0 | 26.4105 | 0 |  |  | 0 | 0 | 0 | 0 | 0 |  | 0 | 0 | 0 | 0 | 0
| 23013.0086 | 0 | yes | Deficit |  |  | 0 | 0 | 0 | 0 | 0 |  | 0 | 0 | 0 | 0 | 4860 | no |  | 0 | 24300 | no | 23013.0086 | 0 | no | no | 0 | 0 | 0 | 0 | 0 |  | 0 | 0 | 0 | 0 | 0 | 23013.0086 | 17863.944 | 18649.1156 | 0 | yes | Deficit |  |  | 0 | 0 | 0 | 0 | 0 |  | 0 | 0 | 0 | 0 | 430.8998 | yes |  | 0 | 0 | 0 | 430.8998 | 0 | no | 0 | 0 | 0 | 430.8998 | 0
| 18024.725 | 0 | no | Surplus | yes |  | 0 | 0 | 0 | 4988.2836 | 0 | no | 0 | 0 | 0 | 4988.2836 | 4860 | no | 18024.725 | 0 | 24300 |  |  | 0 |  |  | 0 | 0 | 0 | 0 | 0 |  | 0 | 0 | 0 | 0 | 0 | 18024.725 | 17184.1318 | 14606.7463 | 0 | no | Surplus | yes |  | 0 | 0 | 0 | 1464.9838 | 0 | no | 0 | 0 | 0 | 1464.9838 | 0 |  |  | 0 | 0 | 0 | 0 | 0 |  | 0 | 0 | 0 | 0 | 0
| 18598.6488 | 0 | yes | Deficit |  |  | 0 | 0 | 0 | 0 | 0 |  | 0 | 0 | 0 | 0 | 4860 | no |  | 0 | 24300 | no | 18598.6488 | 0 | no | no | 0 | 0 | 0 | 0 | 0 |  | 0 | 0 | 0 | 0 | 0 | 18598.6488 | 17004.2434 | 15071.8386 | 0 | yes | Deficit |  |  | 0 | 0 | 0 | 0 | 0 |  | 0 | 0 | 0 | 0 | 2397.4971 | yes |  | 0 | 0 | 0 | 2397.4971 | 0 | no | 0 | 0 | 0 | 2397.4971 | 0
| 18985.2971 | 0 | yes | Deficit |  |  | 0 | 0 | 0 | 0 | 0 |  | 0 | 0 | 0 | 0 | 4860 | no |  | 0 | 24300 | no | 18985.2971 | 0 | no | no | 0 | 0 | 0 | 0 | 0 |  | 0 | 0 | 0 | 0 | 0 | 18985.2971 | 17441.2724 | 15385.1678 | 0 | yes | Deficit |  |  | 0 | 0 | 0 | 0 | 0 |  | 0 | 0 | 0 | 0 | 2369.4338 | yes |  | 0 | 0 | 0 | 2369.4338 | 0 | no | 0 | 0 | 0 | 2369.4338 | 0
| 19417.3679 | 0 | yes | Deficit |  |  | 0 | 0 | 0 | 0 | 0 |  | 0 | 0 | 0 | 0 | 4860 | no |  | 0 | 24300 | no | 19417.3679 | 0 | no | no | 0 | 0 | 0 | 0 | 0 |  | 0 | 0 | 0 | 0 | 0 | 19417.3679 | 16198.6751 | 15735.3062 | 0 | yes | Deficit |  |  | 0 | 0 | 0 | 0 | 0 |  | 0 | 0 | 0 | 0 | 813.5073 | yes |  | 0 | 0 | 0 | 813.5073 | 0 | no | 0 | 0 | 0 | 813.5073 | 0
| 20033.0543 | 0 | yes | Deficit |  |  | 0 | 0 | 0 | 0 | 0 |  | 0 | 0 | 0 | 0 | 4860 | no |  | 0 | 24300 | no | 20033.0543 | 0 | no | no | 0 | 0 | 0 | 0 | 0 |  | 0 | 0 | 0 | 0 | 0 | 20033.0543 | 17768.6206 | 16234.2417 | 0 | yes | Deficit |  |  | 0 | 0 | 0 | 0 | 0 |  | 0 | 0 | 0 | 0 | 2033.3143 | yes |  | 0 | 0 | 0 | 2033.3143 | 0 | no | 0 | 0 | 0 | 2033.3143 | 0
| 18807.899 | 0 | no | Surplus | yes |  | 0 | 0 | 0 | 1225.1553 | 0 | no | 0 | 0 | 0 | 1225.1553 | 4860 | no | 18807.899 | 0 | 24300 |  |  | 0 |  |  | 0 | 0 | 0 | 0 | 0 |  | 0 | 0 | 0 | 0 | 0 | 18807.899 | 18046.6622 | 15241.4092 | 0 | yes | Deficit |  |  | 0 | 0 | 0 | 0 | 0 |  | 0 | 0 | 0 | 0 | 1812.4204 | yes |  | 0 | 0 | 0 | 1812.4204 | 0 | no | 0 | 0 | 0 | 1812.4204 | 0
| 17430.8877 | 0 | no | Surplus | yes |  | 0 | 0 | 0 | 1377.0113 | 0 | no | 0 | 0 | 0 | 1377.0113 | 4860 | no | 17430.8877 | 0 | 24300 |  |  | 0 |  |  | 0 | 0 | 0 | 0 | 0 |  | 0 | 0 | 0 | 0 | 0 | 17430.8877 | 15865.1924 | 14125.5168 | 0 | yes | Deficit |  |  | 0 | 0 | 0 | 0 | 0 |  | 0 | 0 | 0 | 0 | 623.7831 | yes |  | 0 | 0 | 0 | 623.7831 | 0 | no | 0 | 0 | 0 | 623.7831 | 0
| 17481.6664 | 0 | yes | Deficit |  |  | 0 | 0 | 0 | 0 | 0 |  | 0 | 0 | 0 | 0 | 4860 | no |  | 0 | 24300 | no | 17481.6664 | 0 | no | no | 0 | 0 | 0 | 0 | 0 |  | 0 | 0 | 0 | 0 | 0 | 17481.6664 | 15220.5287 | 14166.6664 | 0 | yes | Deficit |  |  | 0 | 0 | 0 | 0 | 0 |  | 0 | 0 | 0 | 0 | 1095.0119 | yes |  | 0 | 0 | 0 | 1095.0119 | 0 | no | 0 | 0 | 0 | 1095.0119 | 0
| 19774.7623 | 0 | yes | Deficit |  |  | 0 | 0 | 0 | 0 | 0 |  | 0 | 0 | 0 | 0 | 4860 | no |  | 0 | 24300 | no | 19774.7623 | 0 | no | no | 0 | 0 | 0 | 0 | 0 |  | 0 | 0 | 0 | 0 | 0 | 19774.7623 | 14135.0788 | 16024.9289 | 0 | no | Surplus | yes |  | 0 | 0 | 0 | 31.5876 | 0 | no | 0 | 0 | 0 | 31.5876 | 0 |  |  | 0 | 0 | 0 | 0 | 0 |  | 0 | 0 | 0 | 0 | 0
| 19964.7194 | 0 | yes | Deficit |  |  | 0 | 0 | 0 | 0 | 0 |  | 0 | 0 | 0 | 0 | 4860 | no |  | 0 | 24300 | no | 19964.7194 | 0 | no | no | 0 | 0 | 0 | 0 | 0 |  | 0 | 0 | 0 | 0 | 0 | 19964.7194 | 13973.1606 | 16178.865 | 0 | no | Surplus | yes |  | 0 | 0 | 0 | 2051.7683 | 0 | no | 0 | 0 | 0 | 2051.7683 | 0 |  |  | 0 | 0 | 0 | 0 | 0 |  | 0 | 0 | 0 | 0 | 0
| 20371.4925 | 0 | yes | Deficit |  |  | 0 | 0 | 0 | 0 | 0 |  | 0 | 0 | 0 | 0 | 4860 | no |  | 0 | 24300 | no | 20371.4925 | 0 | no | no | 0 | 0 | 0 | 0 | 0 |  | 0 | 0 | 0 | 0 | 0 | 20371.4925 | 14370.0441 | 16508.5028 | 0 | no | Surplus | yes |  | 0 | 0 | 0 | 1808.8209 | 0 | no | 0 | 0 | 0 | 1808.8209 | 0 |  |  | 0 | 0 | 0 | 0 | 0 |  | 0 | 0 | 0 | 0 | 0
| 19808.5286 | 0 | no | Surplus | yes |  | 0 | 0 | 0 | 562.9639 | 0 | no | 0 | 0 | 0 | 562.9639 | 4860 | no | 19808.5286 | 0 | 24300 |  |  | 0 |  |  | 0 | 0 | 0 | 0 | 0 |  | 0 | 0 | 0 | 0 | 0 | 19808.5286 | 14617.4693 | 16052.2922 | 0 | no | Surplus | yes |  | 0 | 0 | 0 | 1891.0335 | 0 | no | 0 | 0 | 0 | 1891.0335 | 0 |  |  | 0 | 0 | 0 | 0 | 0 |  | 0 | 0 | 0 | 0 | 0
| 17688.3089 | 0 | no | Surplus | yes |  | 0 | 0 | 0 | 2120.2197 | 0 | no | 0 | 0 | 0 | 2120.2197 | 4860 | no | 17688.3089 | 0 | 24300 |  |  | 0 |  |  | 0 | 0 | 0 | 0 | 0 |  | 0 | 0 | 0 | 0 | 0 | 17688.3089 | 16757.1903 | 14334.1239 | 0 | yes | Deficit |  |  | 0 | 0 | 0 | 0 | 0 |  | 0 | 0 | 0 | 0 | 704.8981 | yes |  | 0 | 0 | 0 | 704.8981 | 0 | no | 0 | 0 | 0 | 704.8981 | 0
| 20039.2219 | 0 | yes | Deficit |  |  | 0 | 0 | 0 | 0 | 0 |  | 0 | 0 | 0 | 0 | 4860 | no |  | 0 | 24300 | no | 20039.2219 | 0 | no | no | 0 | 0 | 0 | 0 | 0 |  | 0 | 0 | 0 | 0 | 0 | 20039.2219 | 19263.0015 | 16239.2398 | 0 | yes | Deficit |  |  | 0 | 0 | 0 | 0 | 0 |  | 0 | 0 | 0 | 0 | 4928.8776 | yes |  | 0 | 0 | 0 | 4928.8776 | 0 | no | 0 | 0 | 0 | 4928.8776 | 0
| 21156.0927 | 0 | yes | Deficit |  |  | 0 | 0 | 0 | 0 | 0 |  | 0 | 0 | 0 | 0 | 4860 | no |  | 0 | 24300 | no | 21156.0927 | 0 | no | no | 0 | 0 | 0 | 0 | 0 |  | 0 | 0 | 0 | 0 | 0 | 21156.0927 | 19665.5376 | 17144.3215 | 0 | yes | Deficit |  |  | 0 | 0 | 0 | 0 | 0 |  | 0 | 0 | 0 | 0 | 3426.2978 | yes |  | 0 | 0 | 0 | 3426.2978 | 0 | no | 0 | 0 | 0 | 3426.2978 | 0
| 19761.0804 | 0 | no | Surplus | yes |  | 0 | 0 | 0 | 1395.0123 | 0 | no | 0 | 0 | 0 | 1395.0123 | 4860 | no | 19761.0804 | 0 | 24300 |  |  | 0 |  |  | 0 | 0 | 0 | 0 | 0 |  | 0 | 0 | 0 | 0 | 0 | 19761.0804 | 19496.4809 | 16013.8415 | 0 | yes | Deficit |  |  | 0 | 0 | 0 | 0 | 0 |  | 0 | 0 | 0 | 0 | 2352.1595 | yes |  | 0 | 0 | 0 | 2352.1595 | 0 | no | 0 | 0 | 0 | 2352.1595 | 0
| 20013.8077 | 0 | yes | Deficit |  |  | 0 | 0 | 0 | 0 | 0 |  | 0 | 0 | 0 | 0 | 4860 | no |  | 0 | 24300 | no | 20013.8077 | 0 | no | no | 0 | 0 | 0 | 0 | 0 |  | 0 | 0 | 0 | 0 | 0 | 20013.8077 | 19328.4519 | 16218.6448 | 0 | yes | Deficit |  |  | 0 | 0 | 0 | 0 | 0 |  | 0 | 0 | 0 | 0 | 3314.6104 | yes |  | 0 | 0 | 0 | 3314.6104 | 0 | no | 0 | 0 | 0 | 3314.6104 | 0
| 22260.4067 | 0 | yes | Deficit |  |  | 0 | 0 | 0 | 0 | 0 |  | 0 | 0 | 0 | 0 | 4860 | no |  | 0 | 24300 | no | 22260.4067 | 0 | no | no | 0 | 0 | 0 | 0 | 0 |  | 0 | 0 | 0 | 0 | 0 | 22260.4067 | 19379.7771 | 18039.2275 | 0 | yes | Deficit |  |  | 0 | 0 | 0 | 0 | 0 |  | 0 | 0 | 0 | 0 | 3161.1323 | yes |  | 0 | 0 | 0 | 3161.1323 | 0 | no | 0 | 0 | 0 | 3161.1323 | 0
| 20788.4943 | 0 | no | Surplus | yes |  | 0 | 0 | 0 | 1471.9124 | 0 | no | 0 | 0 | 0 | 1471.9124 | 4860 | no | 20788.4943 | 0 | 24300 |  |  | 0 |  |  | 0 | 0 | 0 | 0 | 0 |  | 0 | 0 | 0 | 0 | 0 | 20788.4943 | 19951.6155 | 16846.4298 | 0 | yes | Deficit |  |  | 0 | 0 | 0 | 0 | 0 |  | 0 | 0 | 0 | 0 | 1912.388 | yes |  | 0 | 0 | 0 | 1912.388 | 0 | no | 0 | 0 | 0 | 1912.388 | 0
| 19737.4126 | 0 | no | Surplus | yes |  | 0 | 0 | 0 | 1051.0817 | 0 | no | 0 | 0 | 0 | 1051.0817 | 4860 | no | 19737.4126 | 0 | 24300 |  |  | 0 |  |  | 0 | 0 | 0 | 0 | 0 |  | 0 | 0 | 0 | 0 | 0 | 19737.4126 | 19731.7301 | 15994.6618 | 0 | yes | Deficit |  |  | 0 | 0 | 0 | 0 | 0 |  | 0 | 0 | 0 | 0 | 2885.3003 | yes |  | 0 | 0 | 0 | 2885.3003 | 0 | no | 0 | 0 | 0 | 2885.3003 | 0
| 21340.469 | 0 | yes | Deficit |  |  | 0 | 0 | 0 | 0 | 0 |  | 0 | 0 | 0 | 0 | 4860 | no |  | 0 | 24300 | no | 21340.469 | 0 | no | no | 0 | 0 | 0 | 0 | 0 |  | 0 | 0 | 0 | 0 | 0 | 21340.469 | 19926.1959 | 17293.735 | 0 | yes | Deficit |  |  | 0 | 0 | 0 | 0 | 0 |  | 0 | 0 | 0 | 0 | 3931.5341 | yes |  | 0 | 0 | 0 | 3931.5341 | 0 | no | 0 | 0 | 0 | 3931.5341 | 0
| 22333.0353 | 0 | yes | Deficit |  |  | 0 | 0 | 0 | 0 | 0 |  | 0 | 0 | 0 | 0 | 4860 | no |  | 0 | 24300 | no | 22333.0353 | 0 | no | no | 0 | 0 | 0 | 0 | 0 |  | 0 | 0 | 0 | 0 | 0 | 22333.0353 | 19666.9521 | 18098.0837 | 0 | yes | Deficit |  |  | 0 | 0 | 0 | 0 | 0 |  | 0 | 0 | 0 | 0 | 2373.2171 | yes |  | 0 | 0 | 0 | 2373.2171 | 0 | no | 0 | 0 | 0 | 2373.2171 | 0
| 21721.6139 | 0 | no | Surplus | yes |  | 0 | 0 | 0 | 611.4214 | 0 | no | 0 | 0 | 0 | 611.4214 | 4860 | no | 21721.6139 | 0 | 24300 |  |  | 0 |  |  | 0 | 0 | 0 | 0 | 0 |  | 0 | 0 | 0 | 0 | 0 | 21721.6139 | 19696.1839 | 17602.6045 | 0 | yes | Deficit |  |  | 0 | 0 | 0 | 0 | 0 |  | 0 | 0 | 0 | 0 | 1598.1002 | yes |  | 0 | 0 | 0 | 1598.1002 | 0 | no | 0 | 0 | 0 | 1598.1002 | 0
| 22932.9167 | 0 | yes | Deficit |  |  | 0 | 0 | 0 | 0 | 0 |  | 0 | 0 | 0 | 0 | 4860 | no |  | 0 | 24300 | no | 22932.9167 | 0 | no | no | 0 | 0 | 0 | 0 | 0 |  | 0 | 0 | 0 | 0 | 0 | 22932.9167 | 19423.516 | 18584.2113 | 0 | yes | Deficit |  |  | 0 | 0 | 0 | 0 | 0 |  | 0 | 0 | 0 | 0 | 1820.9115 | yes |  | 0 | 0 | 0 | 1820.9115 | 0 | no | 0 | 0 | 0 | 1820.9115 | 0
| 21388.9096 | 0 | no | Surplus | yes |  | 0 | 0 | 0 | 1544.0071 | 0 | no | 0 | 0 | 0 | 1544.0071 | 4860 | no | 21388.9096 | 0 | 24300 |  |  | 0 |  |  | 0 | 0 | 0 | 0 | 0 |  | 0 | 0 | 0 | 0 | 0 | 21388.9096 | 17007.334 | 17332.9899 | 0 | no | Surplus | yes |  | 0 | 0 | 0 | 1576.8773 | 0 | no | 0 | 0 | 0 | 1576.8773 | 0 |  |  | 0 | 0 | 0 | 0 | 0 |  | 0 | 0 | 0 | 0 | 0
| 20317.3936 | 0 | no | Surplus | yes |  | 0 | 0 | 0 | 1071.516 | 0 | no | 0 | 0 | 0 | 1071.516 | 4860 | no | 20317.3936 | 0 | 24300 |  |  | 0 |  |  | 0 | 0 | 0 | 0 | 0 |  | 0 | 0 | 0 | 0 | 0 | 20317.3936 | 18222.7979 | 16464.6626 | 0 | yes | Deficit |  |  | 0 | 0 | 0 | 0 | 0 |  | 0 | 0 | 0 | 0 | 889.808 | yes |  | 0 | 0 | 0 | 889.808 | 0 | no | 0 | 0 | 0 | 889.808 | 0
| 19340.0287 | 0 | no | Surplus | yes |  | 0 | 0 | 0 | 977.3649 | 0 | no | 0 | 0 | 0 | 977.3649 | 4860 | no | 19340.0287 | 0 | 24300 |  |  | 0 |  |  | 0 | 0 | 0 | 0 | 0 |  | 0 | 0 | 0 | 0 | 0 | 19340.0287 | 17429.4401 | 15672.6327 | 0 | yes | Deficit |  |  | 0 | 0 | 0 | 0 | 0 |  | 0 | 0 | 0 | 0 | 964.7775 | yes |  | 0 | 0 | 0 | 964.7775 | 0 | no | 0 | 0 | 0 | 964.7775 | 0
| 19568.0743 | 0 | yes | Deficit |  |  | 0 | 0 | 0 | 0 | 0 |  | 0 | 0 | 0 | 0 | 4860 | no |  | 0 | 24300 | no | 19568.0743 | 0 | no | no | 0 | 0 | 0 | 0 | 0 |  | 0 | 0 | 0 | 0 | 0 | 19568.0743 | 15698.956 | 15857.4346 | 0 | yes | Deficit |  |  | 0 | 0 | 0 | 0 | 0 |  | 0 | 0 | 0 | 0 | 26.3233 | yes |  | 0 | 0 | 0 | 26.3233 | 0 | no | 0 | 0 | 0 | 26.3233 | 0
| 20868.1503 | 0 | yes | Deficit |  |  | 0 | 0 | 0 | 0 | 0 |  | 0 | 0 | 0 | 0 | 4860 | no |  | 0 | 24300 | no | 20868.1503 | 0 | no | no | 0 | 0 | 0 | 0 | 0 |  | 0 | 0 | 0 | 0 | 0 | 20868.1503 | 16655.6536 | 16910.9808 | 0 | yes | Deficit |  |  | 0 | 0 | 0 | 0 | 0 |  | 0 | 0 | 0 | 0 | 798.2189 | yes |  | 0 | 0 | 0 | 798.2189 | 0 | no | 0 | 0 | 0 | 798.2189 | 0
| 22739.782 | 0 | yes | Deficit |  |  | 0 | 0 | 0 | 0 | 0 |  | 0 | 0 | 0 | 0 | 4860 | no |  | 0 | 24300 | no | 22739.782 | 0 | no | no | 0 | 0 | 0 | 0 | 0 |  | 0 | 0 | 0 | 0 | 0 | 22739.782 | 15075.5453 | 18427.7001 | 0 | no | Surplus | yes |  | 0 | 0 | 0 | 1835.4355 | 0 | no | 0 | 0 | 0 | 1835.4355 | 0 |  |  | 0 | 0 | 0 | 0 | 0 |  | 0 | 0 | 0 | 0 | 0
| 19055.9125 | 0 | no | Surplus | yes |  | 0 | 0 | 0 | 3683.8695 | 0 | no | 0 | 0 | 0 | 3683.8695 | 4860 | no | 19055.9125 | 0 | 24300 |  |  | 0 |  |  | 0 | 0 | 0 | 0 | 0 |  | 0 | 0 | 0 | 0 | 0 | 19055.9125 | 14464.2494 | 15442.3926 | 0 | no | Surplus | yes |  | 0 | 0 | 0 | 3963.4507 | 0 | no | 0 | 0 | 0 | 3963.4507 | 0 |  |  | 0 | 0 | 0 | 0 | 0 |  | 0 | 0 | 0 | 0 | 0
| 19585.2376 | 0 | yes | Deficit |  |  | 0 | 0 | 0 | 0 | 0 |  | 0 | 0 | 0 | 0 | 4860 | no |  | 0 | 24300 | no | 19585.2376 | 0 | no | no | 0 | 0 | 0 | 0 | 0 |  | 0 | 0 | 0 | 0 | 0 | 19585.2376 | 13628.1564 | 15871.3432 | 0 | no | Surplus | yes |  | 0 | 0 | 0 | 1814.2363 | 0 | no | 0 | 0 | 0 | 1814.2363 | 0 |  |  | 0 | 0 | 0 | 0 | 0 |  | 0 | 0 | 0 | 0 | 0
| 19292.8893 | 0 | no | Surplus | yes |  | 0 | 0 | 0 | 292.3483 | 0 | no | 0 | 0 | 0 | 292.3483 | 4860 | no | 19292.8893 | 0 | 24300 |  |  | 0 |  |  | 0 | 0 | 0 | 0 | 0 |  | 0 | 0 | 0 | 0 | 0 | 19292.8893 | 15450.7968 | 15634.4322 | 0 | no | Surplus | yes |  | 0 | 0 | 0 | 420.5464 | 0 | no | 0 | 0 | 0 | 420.5464 | 0 |  |  | 0 | 0 | 0 | 0 | 0 |  | 0 | 0 | 0 | 0 | 0
| 19748.2747 | 0 | yes | Deficit |  |  | 0 | 0 | 0 | 0 | 0 |  | 0 | 0 | 0 | 0 | 4860 | no |  | 0 | 24300 | no | 19748.2747 | 0 | no | no | 0 | 0 | 0 | 0 | 0 |  | 0 | 0 | 0 | 0 | 0 | 19748.2747 | 15804.0841 | 16003.4641 | 0 | yes | Deficit |  |  | 0 | 0 | 0 | 0 | 0 |  | 0 | 0 | 0 | 0 | 169.652 | yes |  | 0 | 0 | 0 | 169.652 | 0 | no | 0 | 0 | 0 | 169.652 | 0
| 20803.4446 | 0 | yes | Deficit |  |  | 0 | 0 | 0 | 0 | 0 |  | 0 | 0 | 0 | 0 | 4860 | no |  | 0 | 24300 | no | 20803.4446 | 0 | no | no | 0 | 0 | 0 | 0 | 0 |  | 0 | 0 | 0 | 0 | 0 | 20803.4446 | 15812.2889 | 16858.5451 | 0 | no | Surplus | yes |  | 0 | 0 | 0 | 191.1753 | 0 | no | 0 | 0 | 0 | 191.1753 | 0 |  |  | 0 | 0 | 0 | 0 | 0 |  | 0 | 0 | 0 | 0 | 0
| 24007.2282 | 0 | yes | Deficit |  |  | 0 | 0 | 0 | 0 | 0 |  | 0 | 0 | 0 | 0 | 4860 | no |  | 0 | 24300 | no | 24007.2282 | 0 | no | no | 0 | 0 | 0 | 0 | 0 |  | 0 | 0 | 0 | 0 | 0 | 24007.2282 | 14980.6789 | 19454.8041 | 0 | no | Surplus | yes |  | 0 | 0 | 0 | 1877.8661 | 0 | no | 0 | 0 | 0 | 1877.8661 | 0 |  |  | 0 | 0 | 0 | 0 | 0 |  | 0 | 0 | 0 | 0 | 0
| 22021.537 | 0 | no | Surplus | yes |  | 0 | 0 | 0 | 1985.6912 | 0 | no | 0 | 0 | 0 | 1985.6912 | 4860 | no | 22021.537 | 0 | 24300 |  |  | 0 |  |  | 0 | 0 | 0 | 0 | 0 |  | 0 | 0 | 0 | 0 | 0 | 22021.537 | 15467.8845 | 17845.654 | 0 | no | Surplus | yes |  | 0 | 0 | 0 | 3986.9196 | 0 | no | 0 | 0 | 0 | 3986.9196 | 0 |  |  | 0 | 0 | 0 | 0 | 0 |  | 0 | 0 | 0 | 0 | 0
| 20697.0861 | 0 | no | Surplus | yes |  | 0 | 0 | 0 | 1324.4509 | 0 | no | 0 | 0 | 0 | 1324.4509 | 4860 | no | 20697.0861 | 0 | 24300 |  |  | 0 |  |  | 0 | 0 | 0 | 0 | 0 |  | 0 | 0 | 0 | 0 | 0 | 20697.0861 | 15071.7976 | 16772.3551 | 0 | no | Surplus | yes |  | 0 | 0 | 0 | 2773.8564 | 0 | no | 0 | 0 | 0 | 2773.8564 | 0 |  |  | 0 | 0 | 0 | 0 | 0 |  | 0 | 0 | 0 | 0 | 0
| 21954.3939 | 0 | yes | Deficit |  |  | 0 | 0 | 0 | 0 | 0 |  | 0 | 0 | 0 | 0 | 4860 | no |  | 0 | 24300 | no | 21954.3939 | 0 | no | no | 0 | 0 | 0 | 0 | 0 |  | 0 | 0 | 0 | 0 | 0 | 21954.3939 | 16985.476 | 17791.243 | 0 | yes | Deficit |  |  | 0 | 0 | 0 | 0 | 0 |  | 0 | 0 | 0 | 0 | 213.121 | yes |  | 0 | 0 | 0 | 213.121 | 0 | no | 0 | 0 | 0 | 213.121 | 0
| 21601.7983 | 0 | no | Surplus | yes |  | 0 | 0 | 0 | 352.5956 | 0 | no | 0 | 0 | 0 | 352.5956 | 4860 | no | 21601.7983 | 0 | 24300 |  |  | 0 |  |  | 0 | 0 | 0 | 0 | 0 |  | 0 | 0 | 0 | 0 | 0 | 21601.7983 | 16402.4441 | 17505.5091 | 0 | no | Surplus | yes |  | 0 | 0 | 0 | 1388.799 | 0 | no | 0 | 0 | 0 | 1388.799 | 0 |  |  | 0 | 0 | 0 | 0 | 0 |  | 0 | 0 | 0 | 0 | 0
| 25246.3944 | 0 | yes | Deficit |  |  | 0 | 0 | 0 | 0 | 0 |  | 0 | 0 | 0 | 0 | 4860 | no |  | 0 | 24300 | yes | 24300 | 946.3944 | yes |  | 0 | 0 | 0 | 946.3944 | 0 | no | 0 | 0 | 0 | 946.3944 | 0 | 24300 | 15884.2041 | 19692.0583 | 0 | no | Surplus | yes |  | 0 | 0 | 0 | 1621.305 | 0 | no | 0 | 0 | 0 | 1621.305 | 0 |  |  | 0 | 0 | 0 | 0 | 0 |  | 0 | 0 | 0 | 0 | 0
| 22538.0139 | 0 | no | Surplus | yes |  | 0 | 0 | 0 | 1761.9861 | 0 | no | 0 | 0 | 0 | 1761.9861 | 4860 | no | 22538.0139 | 0 | 24300 |  |  | 0 |  |  | 0 | 0 | 0 | 0 | 0 |  | 0 | 0 | 0 | 0 | 0 | 22538.0139 | 16505.4484 | 18264.1928 | 0 | no | Surplus | yes |  | 0 | 0 | 0 | 3186.61 | 0 | no | 0 | 0 | 0 | 3186.61 | 0 |  |  | 0 | 0 | 0 | 0 | 0 |  | 0 | 0 | 0 | 0 | 0
| 21907.6271 | 0 | no | Surplus | yes |  | 0 | 0 | 0 | 630.3868 | 0 | no | 0 | 0 | 0 | 630.3868 | 4860 | no | 21907.6271 | 0 | 24300 |  |  | 0 |  |  | 0 | 0 | 0 | 0 | 0 |  | 0 | 0 | 0 | 0 | 0 | 21907.6271 | 17085.4487 | 17753.3445 | 0 | no | Surplus | yes |  | 0 | 0 | 0 | 1178.7441 | 0 | no | 0 | 0 | 0 | 1178.7441 | 0 |  |  | 0 | 0 | 0 | 0 | 0 |  | 0 | 0 | 0 | 0 | 0
| 21620.5487 | 0 | no | Surplus | yes |  | 0 | 0 | 0 | 287.0784 | 0 | no | 0 | 0 | 0 | 287.0784 | 4860 | no | 21620.5487 | 0 | 24300 |  |  | 0 |  |  | 0 | 0 | 0 | 0 | 0 |  | 0 | 0 | 0 | 0 | 0 | 21620.5487 | 16830.5502 | 17520.7039 | 0 | no | Surplus | yes |  | 0 | 0 | 0 | 922.7943 | 0 | no | 0 | 0 | 0 | 922.7943 | 0 |  |  | 0 | 0 | 0 | 0 | 0 |  | 0 | 0 | 0 | 0 | 0
| 20709.6026 | 0 | no | Surplus | yes |  | 0 | 0 | 0 | 910.946 | 0 | no | 0 | 0 | 0 | 910.946 | 4860 | no | 20709.6026 | 0 | 24300 |  |  | 0 |  |  | 0 | 0 | 0 | 0 | 0 |  | 0 | 0 | 0 | 0 | 0 | 20709.6026 | 16064.9838 | 16782.4981 | 0 | no | Surplus | yes |  | 0 | 0 | 0 | 1455.7201 | 0 | no | 0 | 0 | 0 | 1455.7201 | 0 |  |  | 0 | 0 | 0 | 0 | 0 |  | 0 | 0 | 0 | 0 | 0
| 21158.0709 | 0 | yes | Deficit |  |  | 0 | 0 | 0 | 0 | 0 |  | 0 | 0 | 0 | 0 | 4860 | no |  | 0 | 24300 | no | 21158.0709 | 0 | no | no | 0 | 0 | 0 | 0 | 0 |  | 0 | 0 | 0 | 0 | 0 | 21158.0709 | 16101.3247 | 17145.9245 | 0 | no | Surplus | yes |  | 0 | 0 | 0 | 681.1734 | 0 | no | 0 | 0 | 0 | 681.1734 | 0 |  |  | 0 | 0 | 0 | 0 | 0 |  | 0 | 0 | 0 | 0 | 0
| 23137.2873 | 0 | yes | Deficit |  |  | 0 | 0 | 0 | 0 | 0 |  | 0 | 0 | 0 | 0 | 4860 | no |  | 0 | 24300 | no | 23137.2873 | 0 | no | no | 0 | 0 | 0 | 0 | 0 |  | 0 | 0 | 0 | 0 | 0 | 23137.2873 | 16258.7941 | 18749.8276 | 0 | no | Surplus | yes |  | 0 | 0 | 0 | 887.1304 | 0 | no | 0 | 0 | 0 | 887.1304 | 0 |  |  | 0 | 0 | 0 | 0 | 0 |  | 0 | 0 | 0 | 0 | 0
| 23784.2803 | 0 | yes | Deficit |  |  | 0 | 0 | 0 | 0 | 0 |  | 0 | 0 | 0 | 0 | 4860 | no |  | 0 | 24300 | no | 23784.2803 | 0 | no | no | 0 | 0 | 0 | 0 | 0 |  | 0 | 0 | 0 | 0 | 0 | 23784.2803 | 16620.6922 | 19274.1331 | 0 | no | Surplus | yes |  | 0 | 0 | 0 | 2129.1354 | 0 | no | 0 | 0 | 0 | 2129.1354 | 0 |  |  | 0 | 0 | 0 | 0 | 0 |  | 0 | 0 | 0 | 0 | 0
| 21493.5507 | 0 | no | Surplus | yes |  | 0 | 0 | 0 | 2290.7296 | 0 | no | 0 | 0 | 0 | 2290.7296 | 4860 | no | 21493.5507 | 0 | 24300 |  |  | 0 |  |  | 0 | 0 | 0 | 0 | 0 |  | 0 | 0 | 0 | 0 | 0 | 21493.5507 | 16595.9548 | 17417.7883 | 0 | no | Surplus | yes |  | 0 | 0 | 0 | 2678.1784 | 0 | no | 0 | 0 | 0 | 2678.1784 | 0 |  |  | 0 | 0 | 0 | 0 | 0 |  | 0 | 0 | 0 | 0 | 0
| 20931.1892 | 0 | no | Surplus | yes |  | 0 | 0 | 0 | 562.3616 | 0 | no | 0 | 0 | 0 | 562.3616 | 4860 | no | 20931.1892 | 0 | 24300 |  |  | 0 |  |  | 0 | 0 | 0 | 0 | 0 |  | 0 | 0 | 0 | 0 | 0 | 20931.1892 | 16087.3038 | 16962.0658 | 0 | no | Surplus | yes |  | 0 | 0 | 0 | 1330.4845 | 0 | no | 0 | 0 | 0 | 1330.4845 | 0 |  |  | 0 | 0 | 0 | 0 | 0 |  | 0 | 0 | 0 | 0 | 0
| 20535.8389 | 0 | no | Surplus | yes |  | 0 | 0 | 0 | 395.3503 | 0 | no | 0 | 0 | 0 | 395.3503 | 4860 | no | 20535.8389 | 0 | 24300 |  |  | 0 |  |  | 0 | 0 | 0 | 0 | 0 |  | 0 | 0 | 0 | 0 | 0 | 20535.8389 | 16755.364 | 16641.6847 | 0 | no | Surplus | yes |  | 0 | 0 | 0 | 206.7018 | 0 | no | 0 | 0 | 0 | 206.7018 | 0 |  |  | 0 | 0 | 0 | 0 | 0 |  | 0 | 0 | 0 | 0 | 0
| 20945.1612 | 0 | yes | Deficit |  |  | 0 | 0 | 0 | 0 | 0 |  | 0 | 0 | 0 | 0 | 4860 | no |  | 0 | 24300 | no | 20945.1612 | 0 | no | no | 0 | 0 | 0 | 0 | 0 |  | 0 | 0 | 0 | 0 | 0 | 20945.1612 | 16828.9446 | 16973.3883 | 0 | yes | Deficit |  |  | 0 | 0 | 0 | 0 | 0 |  | 0 | 0 | 0 | 0 | 187.2599 | yes |  | 0 | 0 | 0 | 187.2599 | 0 | no | 0 | 0 | 0 | 187.2599 | 0
| 20395.469 | 0 | no | Surplus | yes |  | 0 | 0 | 0 | 549.6922 | 0 | no | 0 | 0 | 0 | 549.6922 | 4860 | no | 20395.469 | 0 | 24300 |  |  | 0 |  |  | 0 | 0 | 0 | 0 | 0 |  | 0 | 0 | 0 | 0 | 0 | 20395.469 | 16004.1146 | 16527.9328 | 0 | no | Surplus | yes |  | 0 | 0 | 0 | 969.2737 | 0 | no | 0 | 0 | 0 | 969.2737 | 0 |  |  | 0 | 0 | 0 | 0 | 0 |  | 0 | 0 | 0 | 0 | 0
| 21170.559 | 0 | yes | Deficit |  |  | 0 | 0 | 0 | 0 | 0 |  | 0 | 0 | 0 | 0 | 4860 | no |  | 0 | 24300 | no | 21170.559 | 0 | no | no | 0 | 0 | 0 | 0 | 0 |  | 0 | 0 | 0 | 0 | 0 | 21170.559 | 16203.5265 | 17156.0446 | 0 | no | Surplus | yes |  | 0 | 0 | 0 | 324.4063 | 0 | no | 0 | 0 | 0 | 324.4063 | 0 |  |  | 0 | 0 | 0 | 0 | 0 |  | 0 | 0 | 0 | 0 | 0
| 20602.096 | 0 | no | Surplus | yes |  | 0 | 0 | 0 | 568.463 | 0 | no | 0 | 0 | 0 | 568.463 | 4860 | no | 20602.096 | 0 | 24300 |  |  | 0 |  |  | 0 | 0 | 0 | 0 | 0 |  | 0 | 0 | 0 | 0 | 0 | 20602.096 | 15883.4906 | 16695.3776 | 0 | no | Surplus | yes |  | 0 | 0 | 0 | 1272.5539 | 0 | no | 0 | 0 | 0 | 1272.5539 | 0 |  |  | 0 | 0 | 0 | 0 | 0 |  | 0 | 0 | 0 | 0 | 0
| 20260.4158 | 0 | no | Surplus | yes |  | 0 | 0 | 0 | 341.6802 | 0 | no | 0 | 0 | 0 | 341.6802 | 4860 | no | 20260.4158 | 0 | 24300 |  |  | 0 |  |  | 0 | 0 | 0 | 0 | 0 |  | 0 | 0 | 0 | 0 | 0 | 20260.4158 | 16152.6966 | 16418.4893 | 0 | no | Surplus | yes |  | 0 | 0 | 0 | 542.681 | 0 | no | 0 | 0 | 0 | 542.681 | 0 |  |  | 0 | 0 | 0 | 0 | 0 |  | 0 | 0 | 0 | 0 | 0
| 21536.1597 | 0 | yes | Deficit |  |  | 0 | 0 | 0 | 0 | 0 |  | 0 | 0 | 0 | 0 | 4860 | no |  | 0 | 24300 | no | 21536.1597 | 0 | no | no | 0 | 0 | 0 | 0 | 0 |  | 0 | 0 | 0 | 0 | 0 | 21536.1597 | 16067.4459 | 17452.3175 | 0 | no | Surplus | yes |  | 0 | 0 | 0 | 351.0434 | 0 | no | 0 | 0 | 0 | 351.0434 | 0 |  |  | 0 | 0 | 0 | 0 | 0 |  | 0 | 0 | 0 | 0 | 0
| 20244.1597 | 0 | no | Surplus | yes |  | 0 | 0 | 0 | 1292 | 0 | no | 0 | 0 | 0 | 1292 | 4860 | no | 20244.1597 | 0 | 24300 |  |  | 0 |  |  | 0 | 0 | 0 | 0 | 0 |  | 0 | 0 | 0 | 0 | 0 | 20244.1597 | 17788.1644 | 16405.3158 | 0 | yes | Deficit |  |  | 0 | 0 | 0 | 0 | 0 |  | 0 | 0 | 0 | 0 | 335.8469 | yes |  | 0 | 0 | 0 | 335.8469 | 0 | no | 0 | 0 | 0 | 335.8469 | 0
| 19272.9054 | 0 | no | Surplus | yes |  | 0 | 0 | 0 | 971.2544 | 0 | no | 0 | 0 | 0 | 971.2544 | 4860 | no | 19272.9054 | 0 | 24300 |  |  | 0 |  |  | 0 | 0 | 0 | 0 | 0 |  | 0 | 0 | 0 | 0 | 0 | 19272.9054 | 18038.3434 | 15618.2378 | 0 | yes | Deficit |  |  | 0 | 0 | 0 | 0 | 0 |  | 0 | 0 | 0 | 0 | 1633.0276 | yes |  | 0 | 0 | 0 | 1633.0276 | 0 | no | 0 | 0 | 0 | 1633.0276 | 0
| 20753.2224 | 0 | yes | Deficit |  |  | 0 | 0 | 0 | 0 | 0 |  | 0 | 0 | 0 | 0 | 4860 | no |  | 0 | 24300 | no | 20753.2224 | 0 | no | no | 0 | 0 | 0 | 0 | 0 |  | 0 | 0 | 0 | 0 | 0 | 20753.2224 | 17994.2977 | 16817.8463 | 0 | yes | Deficit |  |  | 0 | 0 | 0 | 0 | 0 |  | 0 | 0 | 0 | 0 | 2376.0599 | yes |  | 0 | 0 | 0 | 2376.0599 | 0 | no | 0 | 0 | 0 | 2376.0599 | 0
| 22787.4261 | 0 | yes | Deficit |  |  | 0 | 0 | 0 | 0 | 0 |  | 0 | 0 | 0 | 0 | 4860 | no |  | 0 | 24300 | no | 22787.4261 | 0 | no | no | 0 | 0 | 0 | 0 | 0 |  | 0 | 0 | 0 | 0 | 0 | 22787.4261 | 17508.0724 | 18466.3096 | 0 | yes | Deficit |  |  | 0 | 0 | 0 | 0 | 0 |  | 0 | 0 | 0 | 0 | 690.2261 | yes |  | 0 | 0 | 0 | 690.2261 | 0 | no | 0 | 0 | 0 | 690.2261 | 0
| 21140.3357 | 0 | no | Surplus | yes |  | 0 | 0 | 0 | 1647.0904 | 0 | no | 0 | 0 | 0 | 1647.0904 | 4860 | no | 21140.3357 | 0 | 24300 |  |  | 0 |  |  | 0 | 0 | 0 | 0 | 0 |  | 0 | 0 | 0 | 0 | 0 | 21140.3357 | 15406.9639 | 17131.5524 | 0 | no | Surplus | yes |  | 0 | 0 | 0 | 3059.3457 | 0 | no | 0 | 0 | 0 | 3059.3457 | 0 |  |  | 0 | 0 | 0 | 0 | 0 |  | 0 | 0 | 0 | 0 | 0
| 20977.1167 | 0 | no | Surplus | yes |  | 0 | 0 | 0 | 163.219 | 0 | no | 0 | 0 | 0 | 163.219 | 4860 | no | 20977.1167 | 0 | 24300 |  |  | 0 |  |  | 0 | 0 | 0 | 0 | 0 |  | 0 | 0 | 0 | 0 | 0 | 20977.1167 | 13719.8639 | 16999.2842 | 0 | no | Surplus | yes |  | 0 | 0 | 0 | 3411.6885 | 0 | no | 0 | 0 | 0 | 3411.6885 | 0 |  |  | 0 | 0 | 0 | 0 | 0 |  | 0 | 0 | 0 | 0 | 0
| 22698.1814 | 0 | yes | Deficit |  |  | 0 | 0 | 0 | 0 | 0 |  | 0 | 0 | 0 | 0 | 4860 | no |  | 0 | 24300 | no | 22698.1814 | 0 | no | no | 0 | 0 | 0 | 0 | 0 |  | 0 | 0 | 0 | 0 | 0 | 22698.1814 | 15773.5818 | 18393.9882 | 0 | no | Surplus | yes |  | 0 | 0 | 0 | 1225.7024 | 0 | no | 0 | 0 | 0 | 1225.7024 | 0 |  |  | 0 | 0 | 0 | 0 | 0 |  | 0 | 0 | 0 | 0 | 0
| 24201.4829 | 0 | yes | Deficit |  |  | 0 | 0 | 0 | 0 | 0 |  | 0 | 0 | 0 | 0 | 4860 | no |  | 0 | 24300 | no | 24201.4829 | 0 | no | no | 0 | 0 | 0 | 0 | 0 |  | 0 | 0 | 0 | 0 | 0 | 24201.4829 | 15583.3286 | 19612.2227 | 0 | no | Surplus | yes |  | 0 | 0 | 0 | 2810.6595 | 0 | no | 0 | 0 | 0 | 2810.6595 | 0 |  |  | 0 | 0 | 0 | 0 | 0 |  | 0 | 0 | 0 | 0 | 0
| 23485.8381 | 0 | no | Surplus | yes |  | 0 | 0 | 0 | 715.6448 | 0 | no | 0 | 0 | 0 | 715.6448 | 4860 | no | 23485.8381 | 0 | 24300 |  |  | 0 |  |  | 0 | 0 | 0 | 0 | 0 |  | 0 | 0 | 0 | 0 | 0 | 23485.8381 | 15126.8733 | 19032.2837 | 0 | no | Surplus | yes |  | 0 | 0 | 0 | 4485.3495 | 0 | no | 0 | 0 | 0 | 4485.3495 | 0 |  |  | 0 | 0 | 0 | 0 | 0 |  | 0 | 0 | 0 | 0 | 0
| 26010.9502 | 0 | yes | Deficit |  |  | 0 | 0 | 0 | 0 | 0 |  | 0 | 0 | 0 | 0 | 4860 | no |  | 0 | 24300 | yes | 24300 | 1710.9502 | yes |  | 0 | 0 | 0 | 1710.9502 | 0 | no | 0 | 0 | 0 | 1710.9502 | 0 | 24300 | 14688.9054 | 19692.0583 | 0 | no | Surplus | yes |  | 0 | 0 | 0 | 4343.3782 | 0 | no | 0 | 0 | 0 | 4343.3782 | 0 |  |  | 0 | 0 | 0 | 0 | 0 |  | 0 | 0 | 0 | 0 | 0
| 24204.0278 | 0 | no | Surplus | yes |  | 0 | 0 | 0 | 95.9722 | 0 | no | 0 | 0 | 0 | 95.9722 | 4860 | no | 24204.0278 | 0 | 24300 |  |  | 0 |  |  | 0 | 0 | 0 | 0 | 0 |  | 0 | 0 | 0 | 0 | 0 | 24204.0278 | 15682.3101 | 19614.2851 | 0 | no | Surplus | yes |  | 0 | 0 | 0 | 4009.7482 | 0 | no | 0 | 0 | 0 | 4009.7482 | 0 |  |  | 0 | 0 | 0 | 0 | 0 |  | 0 | 0 | 0 | 0 | 0
| 22373.5079 | 0 | no | Surplus | yes |  | 0 | 0 | 0 | 1830.5199 | 0 | no | 0 | 0 | 0 | 1830.5199 | 4860 | no | 22373.5079 | 0 | 24300 |  |  | 0 |  |  | 0 | 0 | 0 | 0 | 0 |  | 0 | 0 | 0 | 0 | 0 | 22373.5079 | 15821.1115 | 18130.8816 | 0 | no | Surplus | yes |  | 0 | 0 | 0 | 3793.1737 | 0 | no | 0 | 0 | 0 | 3793.1737 | 0 |  |  | 0 | 0 | 0 | 0 | 0 |  | 0 | 0 | 0 | 0 | 0
| 22270.4913 | 0 | no | Surplus | yes |  | 0 | 0 | 0 | 103.0166 | 0 | no | 0 | 0 | 0 | 103.0166 | 4860 | no | 22270.4913 | 0 | 24300 |  |  | 0 |  |  | 0 | 0 | 0 | 0 | 0 |  | 0 | 0 | 0 | 0 | 0 | 22270.4913 | 15633.3508 | 18047.3998 | 0 | no | Surplus | yes |  | 0 | 0 | 0 | 2497.5308 | 0 | no | 0 | 0 | 0 | 2497.5308 | 0 |  |  | 0 | 0 | 0 | 0 | 0 |  | 0 | 0 | 0 | 0 | 0
| 23276.5599 | 0 | yes | Deficit |  |  | 0 | 0 | 0 | 0 | 0 |  | 0 | 0 | 0 | 0 | 4860 | no |  | 0 | 24300 | no | 23276.5599 | 0 | no | no | 0 | 0 | 0 | 0 | 0 |  | 0 | 0 | 0 | 0 | 0 | 23276.5599 | 16014.9321 | 18862.6904 | 0 | no | Surplus | yes |  | 0 | 0 | 0 | 2032.4677 | 0 | no | 0 | 0 | 0 | 2032.4677 | 0 |  |  | 0 | 0 | 0 | 0 | 0 |  | 0 | 0 | 0 | 0 | 0
| 23545.32 | 0 | yes | Deficit |  |  | 0 | 0 | 0 | 0 | 0 |  | 0 | 0 | 0 | 0 | 4860 | no |  | 0 | 24300 | no | 23545.32 | 0 | no | no | 0 | 0 | 0 | 0 | 0 |  | 0 | 0 | 0 | 0 | 0 | 23545.32 | 16584.061 | 19080.4862 | 0 | no | Surplus | yes |  | 0 | 0 | 0 | 2278.6294 | 0 | no | 0 | 0 | 0 | 2278.6294 | 0 |  |  | 0 | 0 | 0 | 0 | 0 |  | 0 | 0 | 0 | 0 | 0
| 23545.9211 | 0 | yes | Deficit |  |  | 0 | 0 | 0 | 0 | 0 |  | 0 | 0 | 0 | 0 | 4860 | no |  | 0 | 24300 | no | 23545.9211 | 0 | no | no | 0 | 0 | 0 | 0 | 0 |  | 0 | 0 | 0 | 0 | 0 | 23545.9211 | 16142.7656 | 19080.9733 | 0 | no | Surplus | yes |  | 0 | 0 | 0 | 2937.7206 | 0 | no | 0 | 0 | 0 | 2937.7206 | 0 |  |  | 0 | 0 | 0 | 0 | 0 |  | 0 | 0 | 0 | 0 | 0
| 20044.3895 | 0 | no | Surplus | yes |  | 0 | 0 | 0 | 3501.5316 | 0 | no | 0 | 0 | 0 | 3501.5316 | 4860 | no | 20044.3895 | 0 | 24300 |  |  | 0 |  |  | 0 | 0 | 0 | 0 | 0 |  | 0 | 0 | 0 | 0 | 0 | 20044.3895 | 16399.4334 | 16243.4274 | 0 | no | Surplus | yes |  | 0 | 0 | 0 | 2681.5399 | 0 | no | 0 | 0 | 0 | 2681.5399 | 0 |  |  | 0 | 0 | 0 | 0 | 0 |  | 0 | 0 | 0 | 0 | 0
| 20292.3477 | 0 | yes | Deficit |  |  | 0 | 0 | 0 | 0 | 0 |  | 0 | 0 | 0 | 0 | 4860 | no |  | 0 | 24300 | no | 20292.3477 | 0 | no | no | 0 | 0 | 0 | 0 | 0 |  | 0 | 0 | 0 | 0 | 0 | 20292.3477 | 16197.5588 | 16444.3661 | 0 | no | Surplus | yes |  | 0 | 0 | 0 | 45.8686 | 0 | no | 0 | 0 | 0 | 45.8686 | 0 |  |  | 0 | 0 | 0 | 0 | 0 |  | 0 | 0 | 0 | 0 | 0
| 20115.0039 | 0 | no | Surplus | yes |  | 0 | 0 | 0 | 177.3439 | 0 | no | 0 | 0 | 0 | 177.3439 | 4860 | no | 20115.0039 | 0 | 24300 |  |  | 0 |  |  | 0 | 0 | 0 | 0 | 0 |  | 0 | 0 | 0 | 0 | 0 | 20115.0039 | 15546.1213 | 16300.6514 | 0 | no | Surplus | yes |  | 0 | 0 | 0 | 898.2447 | 0 | no | 0 | 0 | 0 | 898.2447 | 0 |  |  | 0 | 0 | 0 | 0 | 0 |  | 0 | 0 | 0 | 0 | 0
| 15956.6123 | 0 | no | Surplus | yes |  | 0 | 0 | 0 | 4158.3915 | 0 | no | 0 | 0 | 0 | 4158.3915 | 4860 | no | 15956.6123 | 0 | 24300 |  |  | 0 |  |  | 0 | 0 | 0 | 0 | 0 |  | 0 | 0 | 0 | 0 | 0 | 15956.6123 | 16173.7614 | 12930.8042 | 0 | no | Surplus | yes |  | 0 | 0 | 0 | 126.8901 | 0 | no | 0 | 0 | 0 | 126.8901 | 0 |  |  | 0 | 0 | 0 | 0 | 0 |  | 0 | 0 | 0 | 0 | 0
| 15015.949 | 0 | no | Surplus | yes |  | 0 | 0 | 0 | 940.6633 | 0 | no | 0 | 0 | 0 | 940.6633 | 4860 | no | 15015.949 | 0 | 24300 |  |  | 0 |  |  | 0 | 0 | 0 | 0 | 0 |  | 0 | 0 | 0 | 0 | 0 | 15015.949 | 13444.2442 | 12168.5162 | 0 | yes | Deficit |  |  | 0 | 0 | 0 | 0 | 0 |  | 0 | 0 | 0 | 0 | 513.44 | yes |  | 0 | 0 | 0 | 513.44 | 0 | no | 0 | 0 | 0 | 513.44 | 0
| 19732.1947 | 0 | yes | Deficit |  |  | 0 | 0 | 0 | 0 | 0 |  | 0 | 0 | 0 | 0 | 4860 | no |  | 0 | 24300 | no | 19732.1947 | 0 | no | no | 0 | 0 | 0 | 0 | 0 |  | 0 | 0 | 0 | 0 | 0 | 19732.1947 | 15039.8601 | 15990.4333 | 0 | yes | Deficit |  |  | 0 | 0 | 0 | 0 | 0 |  | 0 | 0 | 0 | 0 | 2871.3439 | yes |  | 0 | 0 | 0 | 2871.3439 | 0 | no | 0 | 0 | 0 | 2871.3439 | 0
| 23953.4436 | 0 | yes | Deficit |  |  | 0 | 0 | 0 | 0 | 0 |  | 0 | 0 | 0 | 0 | 4860 | no |  | 0 | 24300 | no | 23953.4436 | 0 | no | no | 0 | 0 | 0 | 0 | 0 |  | 0 | 0 | 0 | 0 | 0 | 23953.4436 | 10260.2467 | 19411.2185 | 0 | no | Surplus | yes |  | 0 | 0 | 0 | 5730.1866 | 0 | no | 0 | 0 | 0 | 5730.1866 | 0 |  |  | 0 | 0 | 0 | 0 | 0 |  | 0 | 0 | 0 | 0 | 0
| 22145.3122 | 0 | no | Surplus | yes |  | 0 | 0 | 0 | 1808.1314 | 0 | no | 0 | 0 | 0 | 1808.1314 | 4860 | no | 22145.3122 | 0 | 24300 |  |  | 0 |  |  | 0 | 0 | 0 | 0 | 0 |  | 0 | 0 | 0 | 0 | 0 | 22145.3122 | 11620.5424 | 17945.958 | 0 | no | Surplus | yes |  | 0 | 0 | 0 | 7790.6761 | 0 | no | 0 | 0 | 0 | 7790.6761 | 0 |  |  | 0 | 0 | 0 | 0 | 0 |  | 0 | 0 | 0 | 0 | 0
| 16472.6071 | 0 | no | Surplus | yes |  | 0 | 0 | 0 | 5672.7051 | 0 | no | 0 | 0 | 0 | 5672.7051 | 4860 | no | 16472.6071 | 0 | 24300 |  |  | 0 |  |  | 0 | 0 | 0 | 0 | 0 |  | 0 | 0 | 0 | 0 | 0 | 16472.6071 | 12063.7423 | 13348.9523 | 0 | no | Surplus | yes |  | 0 | 0 | 0 | 5882.2158 | 0 | no | 0 | 0 | 0 | 5882.2158 | 0 |  |  | 0 | 0 | 0 | 0 | 0 |  | 0 | 0 | 0 | 0 | 0
| 15940.993 | 0 | no | Surplus | yes |  | 0 | 0 | 0 | 531.6141 | 0 | no | 0 | 0 | 0 | 531.6141 | 4860 | no | 15940.993 | 0 | 24300 |  |  | 0 |  |  | 0 | 0 | 0 | 0 | 0 |  | 0 | 0 | 0 | 0 | 0 | 15940.993 | 12831.3279 | 12918.1467 | 0 | no | Surplus | yes |  | 0 | 0 | 0 | 517.6244 | 0 | no | 0 | 0 | 0 | 517.6244 | 0 |  |  | 0 | 0 | 0 | 0 | 0 |  | 0 | 0 | 0 | 0 | 0
| 17300.9691 | 0 | yes | Deficit |  |  | 0 | 0 | 0 | 0 | 0 |  | 0 | 0 | 0 | 0 | 4860 | no |  | 0 | 24300 | no | 17300.9691 | 0 | no | no | 0 | 0 | 0 | 0 | 0 |  | 0 | 0 | 0 | 0 | 0 | 17300.9691 | 11951.0458 | 14020.2343 | 0 | no | Surplus | yes |  | 0 | 0 | 0 | 967.1009 | 0 | no | 0 | 0 | 0 | 967.1009 | 0 |  |  | 0 | 0 | 0 | 0 | 0 |  | 0 | 0 | 0 | 0 | 0
| 16006.5593 | 0 | no | Surplus | yes |  | 0 | 0 | 0 | 1294.4098 | 0 | no | 0 | 0 | 0 | 1294.4098 | 4860 | no | 16006.5593 | 0 | 24300 |  |  | 0 |  |  | 0 | 0 | 0 | 0 | 0 |  | 0 | 0 | 0 | 0 | 0 | 16006.5593 | 11875.3445 | 12971.2798 | 0 | no | Surplus | yes |  | 0 | 0 | 0 | 2144.8898 | 0 | no | 0 | 0 | 0 | 2144.8898 | 0 |  |  | 0 | 0 | 0 | 0 | 0 |  | 0 | 0 | 0 | 0 | 0
| 18222.2205 | 0 | yes | Deficit |  |  | 0 | 0 | 0 | 0 | 0 |  | 0 | 0 | 0 | 0 | 4860 | no |  | 0 | 24300 | no | 18222.2205 | 0 | no | no | 0 | 0 | 0 | 0 | 0 |  | 0 | 0 | 0 | 0 | 0 | 18222.2205 | 14901.5387 | 14766.7914 | 0 | yes | Deficit |  |  | 0 | 0 | 0 | 0 | 0 |  | 0 | 0 | 0 | 0 | 1930.2589 | yes |  | 0 | 0 | 0 | 1930.2589 | 0 | no | 0 | 0 | 0 | 1930.2589 | 0
| 18500.5624 | 0 | yes | Deficit |  |  | 0 | 0 | 0 | 0 | 0 |  | 0 | 0 | 0 | 0 | 4860 | no |  | 0 | 24300 | no | 18500.5624 | 0 | no | no | 0 | 0 | 0 | 0 | 0 |  | 0 | 0 | 0 | 0 | 0 | 18500.5624 | 14839.1165 | 14992.352 | 0 | yes | Deficit |  |  | 0 | 0 | 0 | 0 | 0 |  | 0 | 0 | 0 | 0 | 72.3251 | yes |  | 0 | 0 | 0 | 72.3251 | 0 | no | 0 | 0 | 0 | 72.3251 | 0
| 19158.5247 | 0 | yes | Deficit |  |  | 0 | 0 | 0 | 0 | 0 |  | 0 | 0 | 0 | 0 | 4860 | no |  | 0 | 24300 | no | 19158.5247 | 0 | no | no | 0 | 0 | 0 | 0 | 0 |  | 0 | 0 | 0 | 0 | 0 | 19158.5247 | 15206.7903 | 15525.5468 | 0 | yes | Deficit |  |  | 0 | 0 | 0 | 0 | 0 |  | 0 | 0 | 0 | 0 | 214.4383 | yes |  | 0 | 0 | 0 | 214.4383 | 0 | no | 0 | 0 | 0 | 214.4383 | 0
| 17595.3828 | 0 | no | Surplus | yes |  | 0 | 0 | 0 | 1563.1419 | 0 | no | 0 | 0 | 0 | 1563.1419 | 4860 | no | 17595.3828 | 0 | 24300 |  |  | 0 |  |  | 0 | 0 | 0 | 0 | 0 |  | 0 | 0 | 0 | 0 | 0 | 17595.3828 | 15289.4164 | 14258.8192 | 0 | no | Surplus | yes |  | 0 | 0 | 0 | 236.1304 | 0 | no | 0 | 0 | 0 | 236.1304 | 0 |  |  | 0 | 0 | 0 | 0 | 0 |  | 0 | 0 | 0 | 0 | 0
| 17287.5928 | 0 | no | Surplus | yes |  | 0 | 0 | 0 | 307.7901 | 0 | no | 0 | 0 | 0 | 307.7901 | 4860 | no | 17287.5928 | 0 | 24300 |  |  | 0 |  |  | 0 | 0 | 0 | 0 | 0 |  | 0 | 0 | 0 | 0 | 0 | 17287.5928 | 15717.784 | 14009.3945 | 0 | yes | Deficit |  |  | 0 | 0 | 0 | 0 | 0 |  | 0 | 0 | 0 | 0 | 1458.9648 | yes |  | 0 | 0 | 0 | 1458.9648 | 0 | no | 0 | 0 | 0 | 1458.9648 | 0
| 18035.6555 | 0 | yes | Deficit |  |  | 0 | 0 | 0 | 0 | 0 |  | 0 | 0 | 0 | 0 | 4860 | no |  | 0 | 24300 | no | 18035.6555 | 0 | no | no | 0 | 0 | 0 | 0 | 0 |  | 0 | 0 | 0 | 0 | 0 | 18035.6555 | 15480.3567 | 14615.6041 | 0 | yes | Deficit |  |  | 0 | 0 | 0 | 0 | 0 |  | 0 | 0 | 0 | 0 | 1470.9622 | yes |  | 0 | 0 | 0 | 1470.9622 | 0 | no | 0 | 0 | 0 | 1470.9622 | 0
| 16268.6914 | 0 | no | Surplus | yes |  | 0 | 0 | 0 | 1766.9641 | 0 | no | 0 | 0 | 0 | 1766.9641 | 4860 | no | 16268.6914 | 0 | 24300 |  |  | 0 |  |  | 0 | 0 | 0 | 0 | 0 |  | 0 | 0 | 0 | 0 | 0 | 16268.6914 | 14770.991 | 13183.7045 | 0 | yes | Deficit |  |  | 0 | 0 | 0 | 0 | 0 |  | 0 | 0 | 0 | 0 | 155.3868 | yes |  | 0 | 0 | 0 | 155.3868 | 0 | no | 0 | 0 | 0 | 155.3868 | 0
| 16855.9625 | 0 | yes | Deficit |  |  | 0 | 0 | 0 | 0 | 0 |  | 0 | 0 | 0 | 0 | 4860 | no |  | 0 | 24300 | no | 16855.9625 | 0 | no | no | 0 | 0 | 0 | 0 | 0 |  | 0 | 0 | 0 | 0 | 0 | 16855.9625 | 16214.2108 | 13659.6131 | 0 | yes | Deficit |  |  | 0 | 0 | 0 | 0 | 0 |  | 0 | 0 | 0 | 0 | 3030.5063 | yes |  | 0 | 0 | 0 | 3030.5063 | 0 | no | 0 | 0 | 0 | 3030.5063 | 0
| 16222.1595 | 0 | no | Surplus | yes |  | 0 | 0 | 0 | 633.803 | 0 | no | 0 | 0 | 0 | 633.803 | 4860 | no | 16222.1595 | 0 | 24300 |  |  | 0 |  |  | 0 | 0 | 0 | 0 | 0 |  | 0 | 0 | 0 | 0 | 0 | 16222.1595 | 15384.9622 | 13145.9964 | 0 | yes | Deficit |  |  | 0 | 0 | 0 | 0 | 0 |  | 0 | 0 | 0 | 0 | 1725.3491 | yes |  | 0 | 0 | 0 | 1725.3491 | 0 | no | 0 | 0 | 0 | 1725.3491 | 0
| 16697.6979 | 0 | yes | Deficit |  |  | 0 | 0 | 0 | 0 | 0 |  | 0 | 0 | 0 | 0 | 4860 | no |  | 0 | 24300 | no | 16697.6979 | 0 | no | no | 0 | 0 | 0 | 0 | 0 |  | 0 | 0 | 0 | 0 | 0 | 16697.6979 | 16151.7892 | 13531.3597 | 0 | yes | Deficit |  |  | 0 | 0 | 0 | 0 | 0 |  | 0 | 0 | 0 | 0 | 3005.7929 | yes |  | 0 | 0 | 0 | 3005.7929 | 0 | no | 0 | 0 | 0 | 3005.7929 | 0
| 18052.033 | 0 | yes | Deficit |  |  | 0 | 0 | 0 | 0 | 0 |  | 0 | 0 | 0 | 0 | 4860 | no |  | 0 | 24300 | no | 18052.033 | 0 | no | no | 0 | 0 | 0 | 0 | 0 |  | 0 | 0 | 0 | 0 | 0 | 18052.033 | 16147.3498 | 14628.876 | 0 | yes | Deficit |  |  | 0 | 0 | 0 | 0 | 0 |  | 0 | 0 | 0 | 0 | 2615.9901 | yes |  | 0 | 0 | 0 | 2615.9901 | 0 | no | 0 | 0 | 0 | 2615.9901 | 0
| 16645.5049 | 0 | no | Surplus | yes |  | 0 | 0 | 0 | 1406.5282 | 0 | no | 0 | 0 | 0 | 1406.5282 | 4860 | no | 16645.5049 | 0 | 24300 |  |  | 0 |  |  | 0 | 0 | 0 | 0 | 0 |  | 0 | 0 | 0 | 0 | 0 | 16645.5049 | 15586.7516 | 13489.0639 | 0 | yes | Deficit |  |  | 0 | 0 | 0 | 0 | 0 |  | 0 | 0 | 0 | 0 | 957.8756 | yes |  | 0 | 0 | 0 | 957.8756 | 0 | no | 0 | 0 | 0 | 957.8756 | 0
| 17956.5519 | 0 | yes | Deficit |  |  | 0 | 0 | 0 | 0 | 0 |  | 0 | 0 | 0 | 0 | 4860 | no |  | 0 | 24300 | no | 17956.5519 | 0 | no | no | 0 | 0 | 0 | 0 | 0 |  | 0 | 0 | 0 | 0 | 0 | 17956.5519 | 15095.2896 | 14551.5008 | 0 | yes | Deficit |  |  | 0 | 0 | 0 | 0 | 0 |  | 0 | 0 | 0 | 0 | 1606.2257 | yes |  | 0 | 0 | 0 | 1606.2257 | 0 | no | 0 | 0 | 0 | 1606.2257 | 0
| 19768.1666 | 0 | yes | Deficit |  |  | 0 | 0 | 0 | 0 | 0 |  | 0 | 0 | 0 | 0 | 4860 | no |  | 0 | 24300 | no | 19768.1666 | 0 | no | no | 0 | 0 | 0 | 0 | 0 |  | 0 | 0 | 0 | 0 | 0 | 19768.1666 | 15228.5078 | 16019.5839 | 0 | yes | Deficit |  |  | 0 | 0 | 0 | 0 | 0 |  | 0 | 0 | 0 | 0 | 677.007 | yes |  | 0 | 0 | 0 | 677.007 | 0 | no | 0 | 0 | 0 | 677.007 | 0
| 22302.5356 | 0 | yes | Deficit |  |  | 0 | 0 | 0 | 0 | 0 |  | 0 | 0 | 0 | 0 | 4860 | no |  | 0 | 24300 | no | 22302.5356 | 0 | no | no | 0 | 0 | 0 | 0 | 0 |  | 0 | 0 | 0 | 0 | 0 | 22302.5356 | 13332.9828 | 18073.3676 | 0 | no | Surplus | yes |  | 0 | 0 | 0 | 2686.6012 | 0 | no | 0 | 0 | 0 | 2686.6012 | 0 |  |  | 0 | 0 | 0 | 0 | 0 |  | 0 | 0 | 0 | 0 | 0
| 20154.3449 | 0 | no | Surplus | yes |  | 0 | 0 | 0 | 2148.1907 | 0 | no | 0 | 0 | 0 | 2148.1907 | 4860 | no | 20154.3449 | 0 | 24300 |  |  | 0 |  |  | 0 | 0 | 0 | 0 | 0 |  | 0 | 0 | 0 | 0 | 0 | 20154.3449 | 13332.2274 | 16332.5323 | 0 | no | Surplus | yes |  | 0 | 0 | 0 | 4741.1402 | 0 | no | 0 | 0 | 0 | 4741.1402 | 0 |  |  | 0 | 0 | 0 | 0 | 0 |  | 0 | 0 | 0 | 0 | 0
| 20687.4858 | 0 | yes | Deficit |  |  | 0 | 0 | 0 | 0 | 0 |  | 0 | 0 | 0 | 0 | 4860 | no |  | 0 | 24300 | no | 20687.4858 | 0 | no | no | 0 | 0 | 0 | 0 | 0 |  | 0 | 0 | 0 | 0 | 0 | 20687.4858 | 13307.5834 | 16764.5752 | 0 | no | Surplus | yes |  | 0 | 0 | 0 | 3024.949 | 0 | no | 0 | 0 | 0 | 3024.949 | 0 |  |  | 0 | 0 | 0 | 0 | 0 |  | 0 | 0 | 0 | 0 | 0
| 19967.0287 | 0 | no | Surplus | yes |  | 0 | 0 | 0 | 720.4571 | 0 | no | 0 | 0 | 0 | 720.4571 | 4860 | no | 19967.0287 | 0 | 24300 |  |  | 0 |  |  | 0 | 0 | 0 | 0 | 0 |  | 0 | 0 | 0 | 0 | 0 | 19967.0287 | 12633.5256 | 16180.7364 | 0 | no | Surplus | yes |  | 0 | 0 | 0 | 4131.0496 | 0 | no | 0 | 0 | 0 | 4131.0496 | 0 |  |  | 0 | 0 | 0 | 0 | 0 |  | 0 | 0 | 0 | 0 | 0
| 21526.6415 | 0 | yes | Deficit |  |  | 0 | 0 | 0 | 0 | 0 |  | 0 | 0 | 0 | 0 | 4860 | no |  | 0 | 24300 | no | 21526.6415 | 0 | no | no | 0 | 0 | 0 | 0 | 0 |  | 0 | 0 | 0 | 0 | 0 | 21526.6415 | 13791.0454 | 17444.6041 | 0 | no | Surplus | yes |  | 0 | 0 | 0 | 2389.691 | 0 | no | 0 | 0 | 0 | 2389.691 | 0 |  |  | 0 | 0 | 0 | 0 | 0 |  | 0 | 0 | 0 | 0 | 0
| 23849.6205 | 0 | yes | Deficit |  |  | 0 | 0 | 0 | 0 | 0 |  | 0 | 0 | 0 | 0 | 4860 | no |  | 0 | 24300 | no | 23849.6205 | 0 | no | no | 0 | 0 | 0 | 0 | 0 |  | 0 | 0 | 0 | 0 | 0 | 23849.6205 | 13957.2912 | 19327.0831 | 0 | no | Surplus | yes |  | 0 | 0 | 0 | 3487.313 | 0 | no | 0 | 0 | 0 | 3487.313 | 0 |  |  | 0 | 0 | 0 | 0 | 0 |  | 0 | 0 | 0 | 0 | 0
| 23461.4016 | 0 | no | Surplus | yes |  | 0 | 0 | 0 | 388.2189 | 0 | no | 0 | 0 | 0 | 388.2189 | 4860 | no | 23461.4016 | 0 | 24300 |  |  | 0 |  |  | 0 | 0 | 0 | 0 | 0 |  | 0 | 0 | 0 | 0 | 0 | 23461.4016 | 15032.775 | 19012.481 | 0 | no | Surplus | yes |  | 0 | 0 | 0 | 4294.3081 | 0 | no | 0 | 0 | 0 | 4294.3081 | 0 |  |  | 0 | 0 | 0 | 0 | 0 |  | 0 | 0 | 0 | 0 | 0
| 21191.7741 | 0 | no | Surplus | yes |  | 0 | 0 | 0 | 2269.6275 | 0 | no | 0 | 0 | 0 | 2269.6275 | 4860 | no | 21191.7741 | 0 | 24300 |  |  | 0 |  |  | 0 | 0 | 0 | 0 | 0 |  | 0 | 0 | 0 | 0 | 0 | 21191.7741 | 12582.6843 | 17173.2367 | 0 | no | Surplus | yes |  | 0 | 0 | 0 | 6429.7967 | 0 | no | 0 | 0 | 0 | 6429.7967 | 0 |  |  | 0 | 0 | 0 | 0 | 0 |  | 0 | 0 | 0 | 0 | 0
| 21197.5378 | 0 | yes | Deficit |  |  | 0 | 0 | 0 | 0 | 0 |  | 0 | 0 | 0 | 0 | 4860 | no |  | 0 | 24300 | no | 21197.5378 | 0 | no | no | 0 | 0 | 0 | 0 | 0 |  | 0 | 0 | 0 | 0 | 0 | 21197.5378 | 13040.5299 | 17177.9075 | 0 | no | Surplus | yes |  | 0 | 0 | 0 | 4132.7068 | 0 | no | 0 | 0 | 0 | 4132.7068 | 0 |  |  | 0 | 0 | 0 | 0 | 0 |  | 0 | 0 | 0 | 0 | 0
| 21289.3729 | 0 | yes | Deficit |  |  | 0 | 0 | 0 | 0 | 0 |  | 0 | 0 | 0 | 0 | 4860 | no |  | 0 | 24300 | no | 21289.3729 | 0 | no | no | 0 | 0 | 0 | 0 | 0 |  | 0 | 0 | 0 | 0 | 0 | 21289.3729 | 13587.2783 | 17252.3282 | 0 | no | Surplus | yes |  | 0 | 0 | 0 | 3590.6292 | 0 | no | 0 | 0 | 0 | 3590.6292 | 0 |  |  | 0 | 0 | 0 | 0 | 0 |  | 0 | 0 | 0 | 0 | 0
| 19862.9527 | 0 | no | Surplus | yes |  | 0 | 0 | 0 | 1426.4202 | 0 | no | 0 | 0 | 0 | 1426.4202 | 4860 | no | 19862.9527 | 0 | 24300 |  |  | 0 |  |  | 0 | 0 | 0 | 0 | 0 |  | 0 | 0 | 0 | 0 | 0 | 19862.9527 | 13718.8938 | 16096.396 | 0 | no | Surplus | yes |  | 0 | 0 | 0 | 3533.4343 | 0 | no | 0 | 0 | 0 | 3533.4343 | 0 |  |  | 0 | 0 | 0 | 0 | 0 |  | 0 | 0 | 0 | 0 | 0
| 23490.5328 | 0 | yes | Deficit |  |  | 0 | 0 | 0 | 0 | 0 |  | 0 | 0 | 0 | 0 | 4860 | no |  | 0 | 24300 | no | 23490.5328 | 0 | no | no | 0 | 0 | 0 | 0 | 0 |  | 0 | 0 | 0 | 0 | 0 | 23490.5328 | 16049.6335 | 19036.0882 | 0 | no | Surplus | yes |  | 0 | 0 | 0 | 46.7625 | 0 | no | 0 | 0 | 0 | 46.7625 | 0 |  |  | 0 | 0 | 0 | 0 | 0 |  | 0 | 0 | 0 | 0 | 0
| 20822.6851 | 0 | no | Surplus | yes |  | 0 | 0 | 0 | 2667.8478 | 0 | no | 0 | 0 | 0 | 2667.8478 | 4860 | no | 20822.6851 | 0 | 24300 |  |  | 0 |  |  | 0 | 0 | 0 | 0 | 0 |  | 0 | 0 | 0 | 0 | 0 | 20822.6851 | 18179.0871 | 16874.137 | 0 | no | Surplus | yes |  | 0 | 0 | 0 | 857.0011 | 0 | no | 0 | 0 | 0 | 857.0011 | 0 |  |  | 0 | 0 | 0 | 0 | 0 |  | 0 | 0 | 0 | 0 | 0
| 19976.8445 | 0 | no | Surplus | yes |  | 0 | 0 | 0 | 845.8406 | 0 | no | 0 | 0 | 0 | 845.8406 | 4860 | no | 19976.8445 | 0 | 24300 |  |  | 0 |  |  | 0 | 0 | 0 | 0 | 0 |  | 0 | 0 | 0 | 0 | 0 | 19976.8445 | 16575.6525 | 16188.6908 | 0 | no | Surplus | yes |  | 0 | 0 | 0 | 298.4845 | 0 | no | 0 | 0 | 0 | 298.4845 | 0 |  |  | 0 | 0 | 0 | 0 | 0 |  | 0 | 0 | 0 | 0 | 0
| 21311.0419 | 0 | yes | Deficit |  |  | 0 | 0 | 0 | 0 | 0 |  | 0 | 0 | 0 | 0 | 4860 | no |  | 0 | 24300 | no | 21311.0419 | 0 | no | no | 0 | 0 | 0 | 0 | 0 |  | 0 | 0 | 0 | 0 | 0 | 21311.0419 | 14727.6868 | 17269.8881 | 0 | no | Surplus | yes |  | 0 | 0 | 0 | 1461.004 | 0 | no | 0 | 0 | 0 | 1461.004 | 0 |  |  | 0 | 0 | 0 | 0 | 0 |  | 0 | 0 | 0 | 0 | 0
| 22225.6852 | 0 | yes | Deficit |  |  | 0 | 0 | 0 | 0 | 0 |  | 0 | 0 | 0 | 0 | 4860 | no |  | 0 | 24300 | no | 22225.6852 | 0 | no | no | 0 | 0 | 0 | 0 | 0 |  | 0 | 0 | 0 | 0 | 0 | 22225.6852 | 16209.5197 | 18011.0901 | 0 | no | Surplus | yes |  | 0 | 0 | 0 | 1060.3684 | 0 | no | 0 | 0 | 0 | 1060.3684 | 0 |  |  | 0 | 0 | 0 | 0 | 0 |  | 0 | 0 | 0 | 0 | 0
| 19395.759 | 0 | no | Surplus | yes |  | 0 | 0 | 0 | 2829.9262 | 0 | no | 0 | 0 | 0 | 2829.9262 | 4860 | no | 19395.759 | 0 | 24300 |  |  | 0 |  |  | 0 | 0 | 0 | 0 | 0 |  | 0 | 0 | 0 | 0 | 0 | 19395.759 | 15440.7012 | 15717.7949 | 0 | no | Surplus | yes |  | 0 | 0 | 0 | 2570.3889 | 0 | no | 0 | 0 | 0 | 2570.3889 | 0 |  |  | 0 | 0 | 0 | 0 | 0 |  | 0 | 0 | 0 | 0 | 0
| 18962.6723 | 0 | no | Surplus | yes |  | 0 | 0 | 0 | 433.0867 | 0 | no | 0 | 0 | 0 | 433.0867 | 4860 | no | 18962.6723 | 0 | 24300 |  |  | 0 |  |  | 0 | 0 | 0 | 0 | 0 |  | 0 | 0 | 0 | 0 | 0 | 18962.6723 | 15231.2284 | 15366.8333 | 0 | no | Surplus | yes |  | 0 | 0 | 0 | 486.5666 | 0 | no | 0 | 0 | 0 | 486.5666 | 0 |  |  | 0 | 0 | 0 | 0 | 0 |  | 0 | 0 | 0 | 0 | 0
| 20991.6618 | 0 | yes | Deficit |  |  | 0 | 0 | 0 | 0 | 0 |  | 0 | 0 | 0 | 0 | 4860 | no |  | 0 | 24300 | no | 20991.6618 | 0 | no | no | 0 | 0 | 0 | 0 | 0 |  | 0 | 0 | 0 | 0 | 0 | 20991.6618 | 15012.218 | 17011.0712 | 0 | no | Surplus | yes |  | 0 | 0 | 0 | 354.6152 | 0 | no | 0 | 0 | 0 | 354.6152 | 0 |  |  | 0 | 0 | 0 | 0 | 0 |  | 0 | 0 | 0 | 0 | 0
| 19658.4238 | 0 | no | Surplus | yes |  | 0 | 0 | 0 | 1333.2381 | 0 | no | 0 | 0 | 0 | 1333.2381 | 4860 | no | 19658.4238 | 0 | 24300 |  |  | 0 |  |  | 0 | 0 | 0 | 0 | 0 |  | 0 | 0 | 0 | 0 | 0 | 19658.4238 | 15012.6077 | 15930.6514 | 0 | no | Surplus | yes |  | 0 | 0 | 0 | 1998.4635 | 0 | no | 0 | 0 | 0 | 1998.4635 | 0 |  |  | 0 | 0 | 0 | 0 | 0 |  | 0 | 0 | 0 | 0 | 0
| 18843.4803 | 0 | no | Surplus | yes |  | 0 | 0 | 0 | 814.9435 | 0 | no | 0 | 0 | 0 | 814.9435 | 4860 | no | 18843.4803 | 0 | 24300 |  |  | 0 |  |  | 0 | 0 | 0 | 0 | 0 |  | 0 | 0 | 0 | 0 | 0 | 18843.4803 | 15004.2037 | 15270.2434 | 0 | no | Surplus | yes |  | 0 | 0 | 0 | 926.4476 | 0 | no | 0 | 0 | 0 | 926.4476 | 0 |  |  | 0 | 0 | 0 | 0 | 0 |  | 0 | 0 | 0 | 0 | 0
| 20095.7082 | 0 | yes | Deficit |  |  | 0 | 0 | 0 | 0 | 0 |  | 0 | 0 | 0 | 0 | 4860 | no |  | 0 | 24300 | no | 20095.7082 | 0 | no | no | 0 | 0 | 0 | 0 | 0 |  | 0 | 0 | 0 | 0 | 0 | 20095.7082 | 15116.9035 | 16285.0147 | 0 | no | Surplus | yes |  | 0 | 0 | 0 | 153.3399 | 0 | no | 0 | 0 | 0 | 153.3399 | 0 |  |  | 0 | 0 | 0 | 0 | 0 |  | 0 | 0 | 0 | 0 | 0
| 21843.097 | 0 | yes | Deficit |  |  | 0 | 0 | 0 | 0 | 0 |  | 0 | 0 | 0 | 0 | 4860 | no |  | 0 | 24300 | no | 21843.097 | 0 | no | no | 0 | 0 | 0 | 0 | 0 |  | 0 | 0 | 0 | 0 | 0 | 21843.097 | 14780.6099 | 17701.0511 | 0 | no | Surplus | yes |  | 0 | 0 | 0 | 1504.4048 | 0 | no | 0 | 0 | 0 | 1504.4048 | 0 |  |  | 0 | 0 | 0 | 0 | 0 |  | 0 | 0 | 0 | 0 | 0
| 21757.8253 | 0 | no | Surplus | yes |  | 0 | 0 | 0 | 85.2717 | 0 | no | 0 | 0 | 0 | 85.2717 | 4860 | no | 21757.8253 | 0 | 24300 |  |  | 0 |  |  | 0 | 0 | 0 | 0 | 0 |  | 0 | 0 | 0 | 0 | 0 | 21757.8253 | 14192.704 | 17631.9492 | 0 | no | Surplus | yes |  | 0 | 0 | 0 | 3508.3471 | 0 | no | 0 | 0 | 0 | 3508.3471 | 0 |  |  | 0 | 0 | 0 | 0 | 0 |  | 0 | 0 | 0 | 0 | 0
| 23712.927 | 0 | yes | Deficit |  |  | 0 | 0 | 0 | 0 | 0 |  | 0 | 0 | 0 | 0 | 4860 | no |  | 0 | 24300 | no | 23712.927 | 0 | no | no | 0 | 0 | 0 | 0 | 0 |  | 0 | 0 | 0 | 0 | 0 | 23712.927 | 12908.365 | 19216.3103 | 0 | no | Surplus | yes |  | 0 | 0 | 0 | 4723.5842 | 0 | no | 0 | 0 | 0 | 4723.5842 | 0 |  |  | 0 | 0 | 0 | 0 | 0 |  | 0 | 0 | 0 | 0 | 0
| 20793.058 | 0 | no | Surplus | yes |  | 0 | 0 | 0 | 2919.8689 | 0 | no | 0 | 0 | 0 | 2919.8689 | 4860 | no | 20793.058 | 0 | 24300 |  |  | 0 |  |  | 0 | 0 | 0 | 0 | 0 |  | 0 | 0 | 0 | 0 | 0 | 20793.058 | 12351.5382 | 16850.128 | 0 | no | Surplus | yes |  | 0 | 0 | 0 | 6864.7722 | 0 | no | 0 | 0 | 0 | 6864.7722 | 0 |  |  | 0 | 0 | 0 | 0 | 0 |  | 0 | 0 | 0 | 0 | 0
| 20363.8069 | 0 | no | Surplus | yes |  | 0 | 0 | 0 | 429.2511 | 0 | no | 0 | 0 | 0 | 429.2511 | 4860 | no | 20363.8069 | 0 | 24300 |  |  | 0 |  |  | 0 | 0 | 0 | 0 | 0 |  | 0 | 0 | 0 | 0 | 0 | 20363.8069 | 11283.6682 | 16502.2747 | 0 | no | Surplus | yes |  | 0 | 0 | 0 | 5566.4599 | 0 | no | 0 | 0 | 0 | 5566.4599 | 0 |  |  | 0 | 0 | 0 | 0 | 0 |  | 0 | 0 | 0 | 0 | 0
| 21724.1354 | 0 | yes | Deficit |  |  | 0 | 0 | 0 | 0 | 0 |  | 0 | 0 | 0 | 0 | 4860 | no |  | 0 | 24300 | no | 21724.1354 | 0 | no | no | 0 | 0 | 0 | 0 | 0 |  | 0 | 0 | 0 | 0 | 0 | 21724.1354 | 11112.8091 | 17604.6478 | 0 | no | Surplus | yes |  | 0 | 0 | 0 | 5389.4656 | 0 | no | 0 | 0 | 0 | 5389.4656 | 0 |  |  | 0 | 0 | 0 | 0 | 0 |  | 0 | 0 | 0 | 0 | 0
| 21890.5343 | 0 | yes | Deficit |  |  | 0 | 0 | 0 | 0 | 0 |  | 0 | 0 | 0 | 0 | 4860 | no |  | 0 | 24300 | no | 21890.5343 | 0 | no | no | 0 | 0 | 0 | 0 | 0 |  | 0 | 0 | 0 | 0 | 0 | 21890.5343 | 13951.1394 | 17739.4929 | 0 | no | Surplus | yes |  | 0 | 0 | 0 | 3653.5084 | 0 | no | 0 | 0 | 0 | 3653.5084 | 0 |  |  | 0 | 0 | 0 | 0 | 0 |  | 0 | 0 | 0 | 0 | 0
| 18533.6118 | 0 | no | Surplus | yes |  | 0 | 0 | 0 | 3356.9225 | 0 | no | 0 | 0 | 0 | 3356.9225 | 4860 | no | 18533.6118 | 0 | 24300 |  |  | 0 |  |  | 0 | 0 | 0 | 0 | 0 |  | 0 | 0 | 0 | 0 | 0 | 18533.6118 | 10112.153 | 15019.1344 | 0 | no | Surplus | yes |  | 0 | 0 | 0 | 7627.3399 | 0 | no | 0 | 0 | 0 | 7627.3399 | 0 |  |  | 0 | 0 | 0 | 0 | 0 |  | 0 | 0 | 0 | 0 | 0
| 18460.8944 | 0 | no | Surplus | yes |  | 0 | 0 | 0 | 72.7174 | 0 | no | 0 | 0 | 0 | 72.7174 | 4860 | no | 18460.8944 | 0 | 24300 |  |  | 0 |  |  | 0 | 0 | 0 | 0 | 0 |  | 0 | 0 | 0 | 0 | 0 | 18460.8944 | 10694.4291 | 14960.2062 | 0 | no | Surplus | yes |  | 0 | 0 | 0 | 4324.7053 | 0 | no | 0 | 0 | 0 | 4324.7053 | 0 |  |  | 0 | 0 | 0 | 0 | 0 |  | 0 | 0 | 0 | 0 | 0
| 19486.2016 | 0 | yes | Deficit |  |  | 0 | 0 | 0 | 0 | 0 |  | 0 | 0 | 0 | 0 | 4860 | no |  | 0 | 24300 | no | 19486.2016 | 0 | no | no | 0 | 0 | 0 | 0 | 0 |  | 0 | 0 | 0 | 0 | 0 | 19486.2016 | 10950.828 | 15791.0872 | 0 | no | Surplus | yes |  | 0 | 0 | 0 | 4009.3782 | 0 | no | 0 | 0 | 0 | 4009.3782 | 0 |  |  | 0 | 0 | 0 | 0 | 0 |  | 0 | 0 | 0 | 0 | 0
| 21847.2442 | 0 | yes | Deficit |  |  | 0 | 0 | 0 | 0 | 0 |  | 0 | 0 | 0 | 0 | 4860 | no |  | 0 | 24300 | no | 21847.2442 | 0 | no | no | 0 | 0 | 0 | 0 | 0 |  | 0 | 0 | 0 | 0 | 0 | 21847.2442 | 11627.1185 | 17704.4118 | 0 | no | Surplus | yes |  | 0 | 0 | 0 | 4163.9687 | 0 | no | 0 | 0 | 0 | 4163.9687 | 0 |  |  | 0 | 0 | 0 | 0 | 0 |  | 0 | 0 | 0 | 0 | 0
| 22969.1125 | 0 | yes | Deficit |  |  | 0 | 0 | 0 | 0 | 0 |  | 0 | 0 | 0 | 0 | 4860 | no |  | 0 | 24300 | no | 22969.1125 | 0 | no | no | 0 | 0 | 0 | 0 | 0 |  | 0 | 0 | 0 | 0 | 0 | 22969.1125 | 13627.3936 | 18613.5434 | 0 | no | Surplus | yes |  | 0 | 0 | 0 | 4077.0182 | 0 | no | 0 | 0 | 0 | 4077.0182 | 0 |  |  | 0 | 0 | 0 | 0 | 0 |  | 0 | 0 | 0 | 0 | 0
| 24237.2033 | 0 | yes | Deficit |  |  | 0 | 0 | 0 | 0 | 0 |  | 0 | 0 | 0 | 0 | 4860 | no |  | 0 | 24300 | no | 24237.2033 | 0 | no | no | 0 | 0 | 0 | 0 | 0 |  | 0 | 0 | 0 | 0 | 0 | 24237.2033 | 13365.3489 | 19641.1696 | 0 | no | Surplus | yes |  | 0 | 0 | 0 | 5248.1944 | 0 | no | 0 | 0 | 0 | 5248.1944 | 0 |  |  | 0 | 0 | 0 | 0 | 0 |  | 0 | 0 | 0 | 0 | 0
| 21679.0674 | 0 | no | Surplus | yes |  | 0 | 0 | 0 | 2558.136 | 0 | no | 0 | 0 | 0 | 2558.136 | 4860 | no | 21679.0674 | 0 | 24300 |  |  | 0 |  |  | 0 | 0 | 0 | 0 | 0 |  | 0 | 0 | 0 | 0 | 0 | 21679.0674 | 13665.7946 | 17568.1259 | 0 | no | Surplus | yes |  | 0 | 0 | 0 | 5975.375 | 0 | no | 0 | 0 | 0 | 5975.375 | 0 |  |  | 0 | 0 | 0 | 0 | 0 |  | 0 | 0 | 0 | 0 | 0
| 20727.3213 | 0 | no | Surplus | yes |  | 0 | 0 | 0 | 951.746 | 0 | no | 0 | 0 | 0 | 951.746 | 4860 | no | 20727.3213 | 0 | 24300 |  |  | 0 |  |  | 0 | 0 | 0 | 0 | 0 |  | 0 | 0 | 0 | 0 | 0 | 20727.3213 | 13234.4098 | 16796.8568 | 0 | no | Surplus | yes |  | 0 | 0 | 0 | 4333.7161 | 0 | no | 0 | 0 | 0 | 4333.7161 | 0 |  |  | 0 | 0 | 0 | 0 | 0 |  | 0 | 0 | 0 | 0 | 0
| 20720.0511 | 0 | no | Surplus | yes |  | 0 | 0 | 0 | 7.2702 | 0 | no | 0 | 0 | 0 | 7.2702 | 4860 | no | 20720.0511 | 0 | 24300 |  |  | 0 |  |  | 0 | 0 | 0 | 0 | 0 |  | 0 | 0 | 0 | 0 | 0 | 20720.0511 | 14768.8436 | 16790.9653 | 0 | no | Surplus | yes |  | 0 | 0 | 0 | 2028.0133 | 0 | no | 0 | 0 | 0 | 2028.0133 | 0 |  |  | 0 | 0 | 0 | 0 | 0 |  | 0 | 0 | 0 | 0 | 0
| 21746.6266 | 0 | yes | Deficit |  |  | 0 | 0 | 0 | 0 | 0 |  | 0 | 0 | 0 | 0 | 4860 | no |  | 0 | 24300 | no | 21746.6266 | 0 | no | no | 0 | 0 | 0 | 0 | 0 |  | 0 | 0 | 0 | 0 | 0 | 21746.6266 | 15354.2454 | 17622.8741 | 0 | no | Surplus | yes |  | 0 | 0 | 0 | 1436.7199 | 0 | no | 0 | 0 | 0 | 1436.7199 | 0 |  |  | 0 | 0 | 0 | 0 | 0 |  | 0 | 0 | 0 | 0 | 0
| 21442.551 | 0 | no | Surplus | yes |  | 0 | 0 | 0 | 304.0756 | 0 | no | 0 | 0 | 0 | 304.0756 | 4860 | no | 21442.551 | 0 | 24300 |  |  | 0 |  |  | 0 | 0 | 0 | 0 | 0 |  | 0 | 0 | 0 | 0 | 0 | 21442.551 | 15544.7275 | 17376.4595 | 0 | no | Surplus | yes |  | 0 | 0 | 0 | 2078.1466 | 0 | no | 0 | 0 | 0 | 2078.1466 | 0 |  |  | 0 | 0 | 0 | 0 | 0 |  | 0 | 0 | 0 | 0 | 0
| 20124.0597 | 0 | no | Surplus | yes |  | 0 | 0 | 0 | 1318.4914 | 0 | no | 0 | 0 | 0 | 1318.4914 | 4860 | no | 20124.0597 | 0 | 24300 |  |  | 0 |  |  | 0 | 0 | 0 | 0 | 0 |  | 0 | 0 | 0 | 0 | 0 | 20124.0597 | 14347.8982 | 16307.99 | 0 | no | Surplus | yes |  | 0 | 0 | 0 | 3028.5613 | 0 | no | 0 | 0 | 0 | 3028.5613 | 0 |  |  | 0 | 0 | 0 | 0 | 0 |  | 0 | 0 | 0 | 0 | 0
| 21278.5933 | 0 | yes | Deficit |  |  | 0 | 0 | 0 | 0 | 0 |  | 0 | 0 | 0 | 0 | 4860 | no |  | 0 | 24300 | no | 21278.5933 | 0 | no | no | 0 | 0 | 0 | 0 | 0 |  | 0 | 0 | 0 | 0 | 0 | 21278.5933 | 13828.5886 | 17243.5927 | 0 | no | Surplus | yes |  | 0 | 0 | 0 | 2479.4014 | 0 | no | 0 | 0 | 0 | 2479.4014 | 0 |  |  | 0 | 0 | 0 | 0 | 0 |  | 0 | 0 | 0 | 0 | 0
| 21839.3818 | 0 | yes | Deficit |  |  | 0 | 0 | 0 | 0 | 0 |  | 0 | 0 | 0 | 0 | 4860 | no |  | 0 | 24300 | no | 21839.3818 | 0 | no | no | 0 | 0 | 0 | 0 | 0 |  | 0 | 0 | 0 | 0 | 0 | 21839.3818 | 13745.6131 | 17698.0404 | 0 | no | Surplus | yes |  | 0 | 0 | 0 | 3497.9796 | 0 | no | 0 | 0 | 0 | 3497.9796 | 0 |  |  | 0 | 0 | 0 | 0 | 0 |  | 0 | 0 | 0 | 0 | 0
| 22269.1447 | 0 | yes | Deficit |  |  | 0 | 0 | 0 | 0 | 0 |  | 0 | 0 | 0 | 0 | 4860 | no |  | 0 | 24300 | no | 22269.1447 | 0 | no | no | 0 | 0 | 0 | 0 | 0 |  | 0 | 0 | 0 | 0 | 0 | 22269.1447 | 12703.8168 | 18046.3085 | 0 | no | Surplus | yes |  | 0 | 0 | 0 | 4994.2236 | 0 | no | 0 | 0 | 0 | 4994.2236 | 0 |  |  | 0 | 0 | 0 | 0 | 0 |  | 0 | 0 | 0 | 0 | 0
| 20912.8645 | 0 | no | Surplus | yes |  | 0 | 0 | 0 | 1356.2802 | 0 | no | 0 | 0 | 0 | 1356.2802 | 4860 | no | 20912.8645 | 0 | 24300 |  |  | 0 |  |  | 0 | 0 | 0 | 0 | 0 |  | 0 | 0 | 0 | 0 | 0 | 20912.8645 | 12698.1388 | 16947.216 | 0 | no | Surplus | yes |  | 0 | 0 | 0 | 5348.1697 | 0 | no | 0 | 0 | 0 | 5348.1697 | 0 |  |  | 0 | 0 | 0 | 0 | 0 |  | 0 | 0 | 0 | 0 | 0
| 19251.648 | 0 | no | Surplus | yes |  | 0 | 0 | 0 | 1661.2165 | 0 | no | 0 | 0 | 0 | 1661.2165 | 4860 | no | 19251.648 | 0 | 24300 |  |  | 0 |  |  | 0 | 0 | 0 | 0 | 0 |  | 0 | 0 | 0 | 0 | 0 | 19251.648 | 12439.8687 | 15601.0114 | 0 | no | Surplus | yes |  | 0 | 0 | 0 | 4507.3473 | 0 | no | 0 | 0 | 0 | 4507.3473 | 0 |  |  | 0 | 0 | 0 | 0 | 0 |  | 0 | 0 | 0 | 0 | 0
| 20361.6568 | 0 | yes | Deficit |  |  | 0 | 0 | 0 | 0 | 0 |  | 0 | 0 | 0 | 0 | 4860 | no |  | 0 | 24300 | no | 20361.6568 | 0 | no | no | 0 | 0 | 0 | 0 | 0 |  | 0 | 0 | 0 | 0 | 0 | 20361.6568 | 12025.8294 | 16500.5322 | 0 | no | Surplus | yes |  | 0 | 0 | 0 | 3575.1819 | 0 | no | 0 | 0 | 0 | 3575.1819 | 0 |  |  | 0 | 0 | 0 | 0 | 0 |  | 0 | 0 | 0 | 0 | 0
| 20933.2924 | 0 | yes | Deficit |  |  | 0 | 0 | 0 | 0 | 0 |  | 0 | 0 | 0 | 0 | 4860 | no |  | 0 | 24300 | no | 20933.2924 | 0 | no | no | 0 | 0 | 0 | 0 | 0 |  | 0 | 0 | 0 | 0 | 0 | 20933.2924 | 13674.8538 | 16963.7702 | 0 | no | Surplus | yes |  | 0 | 0 | 0 | 2825.6785 | 0 | no | 0 | 0 | 0 | 2825.6785 | 0 |  |  | 0 | 0 | 0 | 0 | 0 |  | 0 | 0 | 0 | 0 | 0
| 21286.7318 | 0 | yes | Deficit |  |  | 0 | 0 | 0 | 0 | 0 |  | 0 | 0 | 0 | 0 | 4860 | no |  | 0 | 24300 | no | 21286.7318 | 0 | no | no | 0 | 0 | 0 | 0 | 0 |  | 0 | 0 | 0 | 0 | 0 | 21286.7318 | 13669.0369 | 17250.1879 | 0 | no | Surplus | yes |  | 0 | 0 | 0 | 3294.7332 | 0 | no | 0 | 0 | 0 | 3294.7332 | 0 |  |  | 0 | 0 | 0 | 0 | 0 |  | 0 | 0 | 0 | 0 | 0
| 22328.0099 | 0 | yes | Deficit |  |  | 0 | 0 | 0 | 0 | 0 |  | 0 | 0 | 0 | 0 | 4860 | no |  | 0 | 24300 | no | 22328.0099 | 0 | no | no | 0 | 0 | 0 | 0 | 0 |  | 0 | 0 | 0 | 0 | 0 | 22328.0099 | 12716.9148 | 18094.0113 | 0 | no | Surplus | yes |  | 0 | 0 | 0 | 4533.2731 | 0 | no | 0 | 0 | 0 | 4533.2731 | 0 |  |  | 0 | 0 | 0 | 0 | 0 |  | 0 | 0 | 0 | 0 | 0
| 21533.8041 | 0 | no | Surplus | yes |  | 0 | 0 | 0 | 794.2058 | 0 | no | 0 | 0 | 0 | 794.2058 | 4860 | no | 21533.8041 | 0 | 24300 |  |  | 0 |  |  | 0 | 0 | 0 | 0 | 0 |  | 0 | 0 | 0 | 0 | 0 | 21533.8041 | 10680.0666 | 17450.4085 | 0 | no | Surplus | yes |  | 0 | 0 | 0 | 7413.9447 | 0 | no | 0 | 0 | 0 | 7413.9447 | 0 |  |  | 0 | 0 | 0 | 0 | 0 |  | 0 | 0 | 0 | 0 | 0
| 22012.6114 | 0 | yes | Deficit |  |  | 0 | 0 | 0 | 0 | 0 |  | 0 | 0 | 0 | 0 | 4860 | no |  | 0 | 24300 | no | 22012.6114 | 0 | no | no | 0 | 0 | 0 | 0 | 0 |  | 0 | 0 | 0 | 0 | 0 | 22012.6114 | 11594.1272 | 17838.4209 | 0 | no | Surplus | yes |  | 0 | 0 | 0 | 5856.2814 | 0 | no | 0 | 0 | 0 | 5856.2814 | 0 |  |  | 0 | 0 | 0 | 0 | 0 |  | 0 | 0 | 0 | 0 | 0
| 22668.0678 | 0 | yes | Deficit |  |  | 0 | 0 | 0 | 0 | 0 |  | 0 | 0 | 0 | 0 | 4860 | no |  | 0 | 24300 | no | 22668.0678 | 0 | no | no | 0 | 0 | 0 | 0 | 0 |  | 0 | 0 | 0 | 0 | 0 | 22668.0678 | 11073.4059 | 18369.5849 | 0 | no | Surplus | yes |  | 0 | 0 | 0 | 6765.015 | 0 | no | 0 | 0 | 0 | 6765.015 | 0 |  |  | 0 | 0 | 0 | 0 | 0 |  | 0 | 0 | 0 | 0 | 0
| 22138.5559 | 0 | no | Surplus | yes |  | 0 | 0 | 0 | 529.5119 | 0 | no | 0 | 0 | 0 | 529.5119 | 4860 | no | 22138.5559 | 0 | 24300 |  |  | 0 |  |  | 0 | 0 | 0 | 0 | 0 |  | 0 | 0 | 0 | 0 | 0 | 22138.5559 | 10916.6034 | 17940.4829 | 0 | no | Surplus | yes |  | 0 | 0 | 0 | 7452.9816 | 0 | no | 0 | 0 | 0 | 7452.9816 | 0 |  |  | 0 | 0 | 0 | 0 | 0 |  | 0 | 0 | 0 | 0 | 0
| 19217.905 | 0 | no | Surplus | yes |  | 0 | 0 | 0 | 2920.6509 | 0 | no | 0 | 0 | 0 | 2920.6509 | 4860 | no | 19217.905 | 0 | 24300 |  |  | 0 |  |  | 0 | 0 | 0 | 0 | 0 |  | 0 | 0 | 0 | 0 | 0 | 19217.905 | 10910.0536 | 15573.667 | 0 | no | Surplus | yes |  | 0 | 0 | 0 | 7030.4293 | 0 | no | 0 | 0 | 0 | 7030.4293 | 0 |  |  | 0 | 0 | 0 | 0 | 0 |  | 0 | 0 | 0 | 0 | 0
| 18365.9383 | 0 | no | Surplus | yes |  | 0 | 0 | 0 | 851.9667 | 0 | no | 0 | 0 | 0 | 851.9667 | 4860 | no | 18365.9383 | 0 | 24300 |  |  | 0 |  |  | 0 | 0 | 0 | 0 | 0 |  | 0 | 0 | 0 | 0 | 0 | 18365.9383 | 11529.9559 | 14883.2563 | 0 | no | Surplus | yes |  | 0 | 0 | 0 | 4043.711 | 0 | no | 0 | 0 | 0 | 4043.711 | 0 |  |  | 0 | 0 | 0 | 0 | 0 |  | 0 | 0 | 0 | 0 | 0
| 21524.5863 | 0 | yes | Deficit |  |  | 0 | 0 | 0 | 0 | 0 |  | 0 | 0 | 0 | 0 | 4860 | no |  | 0 | 24300 | no | 21524.5863 | 0 | no | no | 0 | 0 | 0 | 0 | 0 |  | 0 | 0 | 0 | 0 | 0 | 21524.5863 | 14008.9382 | 17442.9386 | 0 | no | Surplus | yes |  | 0 | 0 | 0 | 874.3181 | 0 | no | 0 | 0 | 0 | 874.3181 | 0 |  |  | 0 | 0 | 0 | 0 | 0 |  | 0 | 0 | 0 | 0 | 0
| 18513.2265 | 0 | no | Surplus | yes |  | 0 | 0 | 0 | 3011.3597 | 0 | no | 0 | 0 | 0 | 3011.3597 | 4860 | no | 18513.2265 | 0 | 24300 |  |  | 0 |  |  | 0 | 0 | 0 | 0 | 0 |  | 0 | 0 | 0 | 0 | 0 | 18513.2265 | 13774.0063 | 15002.6147 | 0 | no | Surplus | yes |  | 0 | 0 | 0 | 3668.9323 | 0 | no | 0 | 0 | 0 | 3668.9323 | 0 |  |  | 0 | 0 | 0 | 0 | 0 |  | 0 | 0 | 0 | 0 | 0
| 17656.7097 | 0 | no | Surplus | yes |  | 0 | 0 | 0 | 856.5168 | 0 | no | 0 | 0 | 0 | 856.5168 | 4860 | no | 17656.7097 | 0 | 24300 |  |  | 0 |  |  | 0 | 0 | 0 | 0 | 0 |  | 0 | 0 | 0 | 0 | 0 | 17656.7097 | 11501.1007 | 14308.5168 | 0 | no | Surplus | yes |  | 0 | 0 | 0 | 3501.514 | 0 | no | 0 | 0 | 0 | 3501.514 | 0 |  |  | 0 | 0 | 0 | 0 | 0 |  | 0 | 0 | 0 | 0 | 0
| 19121.4453 | 0 | yes | Deficit |  |  | 0 | 0 | 0 | 0 | 0 |  | 0 | 0 | 0 | 0 | 4860 | no |  | 0 | 24300 | no | 19121.4453 | 0 | no | no | 0 | 0 | 0 | 0 | 0 |  | 0 | 0 | 0 | 0 | 0 | 19121.4453 | 11507.242 | 15495.4986 | 0 | no | Surplus | yes |  | 0 | 0 | 0 | 2801.2748 | 0 | no | 0 | 0 | 0 | 2801.2748 | 0 |  |  | 0 | 0 | 0 | 0 | 0 |  | 0 | 0 | 0 | 0 | 0
| 19259.3925 | 0 | yes | Deficit |  |  | 0 | 0 | 0 | 0 | 0 |  | 0 | 0 | 0 | 0 | 4860 | no |  | 0 | 24300 | no | 19259.3925 | 0 | no | no | 0 | 0 | 0 | 0 | 0 |  | 0 | 0 | 0 | 0 | 0 | 19259.3925 | 14815.1123 | 15607.2873 | 0 | no | Surplus | yes |  | 0 | 0 | 0 | 680.3863 | 0 | no | 0 | 0 | 0 | 680.3863 | 0 |  |  | 0 | 0 | 0 | 0 | 0 |  | 0 | 0 | 0 | 0 | 0
| 22572.5403 | 0 | yes | Deficit |  |  | 0 | 0 | 0 | 0 | 0 |  | 0 | 0 | 0 | 0 | 4860 | no |  | 0 | 24300 | no | 22572.5403 | 0 | no | no | 0 | 0 | 0 | 0 | 0 |  | 0 | 0 | 0 | 0 | 0 | 22572.5403 | 13449.6167 | 18292.172 | 0 | no | Surplus | yes |  | 0 | 0 | 0 | 2157.6705 | 0 | no | 0 | 0 | 0 | 2157.6705 | 0 |  |  | 0 | 0 | 0 | 0 | 0 |  | 0 | 0 | 0 | 0 | 0
| 21688.446 | 0 | no | Surplus | yes |  | 0 | 0 | 0 | 884.0943 | 0 | no | 0 | 0 | 0 | 884.0943 | 4860 | no | 21688.446 | 0 | 24300 |  |  | 0 |  |  | 0 | 0 | 0 | 0 | 0 |  | 0 | 0 | 0 | 0 | 0 | 21688.446 | 13054.744 | 17575.7261 | 0 | no | Surplus | yes |  | 0 | 0 | 0 | 5237.4281 | 0 | no | 0 | 0 | 0 | 5237.4281 | 0 |  |  | 0 | 0 | 0 | 0 | 0 |  | 0 | 0 | 0 | 0 | 0
| 20390.6318 | 0 | no | Surplus | yes |  | 0 | 0 | 0 | 1297.8142 | 0 | no | 0 | 0 | 0 | 1297.8142 | 4860 | no | 20390.6318 | 0 | 24300 |  |  | 0 |  |  | 0 | 0 | 0 | 0 | 0 |  | 0 | 0 | 0 | 0 | 0 | 20390.6318 | 12137.5292 | 16524.0128 | 0 | no | Surplus | yes |  | 0 | 0 | 0 | 5438.1969 | 0 | no | 0 | 0 | 0 | 5438.1969 | 0 |  |  | 0 | 0 | 0 | 0 | 0 |  | 0 | 0 | 0 | 0 | 0
| 19437.1007 | 0 | no | Surplus | yes |  | 0 | 0 | 0 | 953.5311 | 0 | no | 0 | 0 | 0 | 953.5311 | 4860 | no | 19437.1007 | 0 | 24300 |  |  | 0 |  |  | 0 | 0 | 0 | 0 | 0 |  | 0 | 0 | 0 | 0 | 0 | 19437.1007 | 13837.2656 | 15751.2972 | 0 | no | Surplus | yes |  | 0 | 0 | 0 | 2686.7472 | 0 | no | 0 | 0 | 0 | 2686.7472 | 0 |  |  | 0 | 0 | 0 | 0 | 0 |  | 0 | 0 | 0 | 0 | 0
| 18901.6382 | 0 | no | Surplus | yes |  | 0 | 0 | 0 | 535.4625 | 0 | no | 0 | 0 | 0 | 535.4625 | 4860 | no | 18901.6382 | 0 | 24300 |  |  | 0 |  |  | 0 | 0 | 0 | 0 | 0 |  | 0 | 0 | 0 | 0 | 0 | 18901.6382 | 13822.0611 | 15317.3729 | 0 | no | Surplus | yes |  | 0 | 0 | 0 | 1929.2361 | 0 | no | 0 | 0 | 0 | 1929.2361 | 0 |  |  | 0 | 0 | 0 | 0 | 0 |  | 0 | 0 | 0 | 0 | 0
| 16982.8137 | 0 | no | Surplus | yes |  | 0 | 0 | 0 | 1918.8245 | 0 | no | 0 | 0 | 0 | 1918.8245 | 4860 | no | 16982.8137 | 0 | 24300 |  |  | 0 |  |  | 0 | 0 | 0 | 0 | 0 |  | 0 | 0 | 0 | 0 | 0 | 16982.8137 | 12975.139 | 13762.4098 | 0 | no | Surplus | yes |  | 0 | 0 | 0 | 2342.2339 | 0 | no | 0 | 0 | 0 | 2342.2339 | 0 |  |  | 0 | 0 | 0 | 0 | 0 |  | 0 | 0 | 0 | 0 | 0
| 18807.5016 | 0 | yes | Deficit |  |  | 0 | 0 | 0 | 0 | 0 |  | 0 | 0 | 0 | 0 | 4860 | no |  | 0 | 24300 | no | 18807.5016 | 0 | no | no | 0 | 0 | 0 | 0 | 0 |  | 0 | 0 | 0 | 0 | 0 | 18807.5016 | 11613.3679 | 15241.0872 | 0 | no | Surplus | yes |  | 0 | 0 | 0 | 2149.0419 | 0 | no | 0 | 0 | 0 | 2149.0419 | 0 |  |  | 0 | 0 | 0 | 0 | 0 |  | 0 | 0 | 0 | 0 | 0
| 18548.6116 | 0 | no | Surplus | yes |  | 0 | 0 | 0 | 258.89 | 0 | no | 0 | 0 | 0 | 258.89 | 4860 | no | 18548.6116 | 0 | 24300 |  |  | 0 |  |  | 0 | 0 | 0 | 0 | 0 |  | 0 | 0 | 0 | 0 | 0 | 18548.6116 | 11407.3752 | 15031.2898 | 0 | no | Surplus | yes |  | 0 | 0 | 0 | 3833.712 | 0 | no | 0 | 0 | 0 | 3833.712 | 0 |  |  | 0 | 0 | 0 | 0 | 0 |  | 0 | 0 | 0 | 0 | 0
| 20811.7709 | 0 | yes | Deficit |  |  | 0 | 0 | 0 | 0 | 0 |  | 0 | 0 | 0 | 0 | 4860 | no |  | 0 | 24300 | no | 20811.7709 | 0 | no | no | 0 | 0 | 0 | 0 | 0 |  | 0 | 0 | 0 | 0 | 0 | 20811.7709 | 11588.4267 | 16865.2925 | 0 | no | Surplus | yes |  | 0 | 0 | 0 | 3442.8631 | 0 | no | 0 | 0 | 0 | 3442.8631 | 0 |  |  | 0 | 0 | 0 | 0 | 0 |  | 0 | 0 | 0 | 0 | 0
| 19267.8456 | 0 | no | Surplus | yes |  | 0 | 0 | 0 | 1543.9253 | 0 | no | 0 | 0 | 0 | 1543.9253 | 4860 | no | 19267.8456 | 0 | 24300 |  |  | 0 |  |  | 0 | 0 | 0 | 0 | 0 |  | 0 | 0 | 0 | 0 | 0 | 19267.8456 | 10783.6063 | 15614.1374 | 0 | no | Surplus | yes |  | 0 | 0 | 0 | 6081.6861 | 0 | no | 0 | 0 | 0 | 6081.6861 | 0 |  |  | 0 | 0 | 0 | 0 | 0 |  | 0 | 0 | 0 | 0 | 0
| 17607.0032 | 0 | no | Surplus | yes |  | 0 | 0 | 0 | 1660.8424 | 0 | no | 0 | 0 | 0 | 1660.8424 | 4860 | no | 17607.0032 | 0 | 24300 |  |  | 0 |  |  | 0 | 0 | 0 | 0 | 0 |  | 0 | 0 | 0 | 0 | 0 | 17607.0032 | 13697.2054 | 14268.236 | 0 | no | Surplus | yes |  | 0 | 0 | 0 | 1916.932 | 0 | no | 0 | 0 | 0 | 1916.932 | 0 |  |  | 0 | 0 | 0 | 0 | 0 |  | 0 | 0 | 0 | 0 | 0
| 17747.8263 | 0 | yes | Deficit |  |  | 0 | 0 | 0 | 0 | 0 |  | 0 | 0 | 0 | 0 | 4860 | no |  | 0 | 24300 | no | 17747.8263 | 0 | no | no | 0 | 0 | 0 | 0 | 0 |  | 0 | 0 | 0 | 0 | 0 | 17747.8263 | 13146.4525 | 14382.3552 | 0 | no | Surplus | yes |  | 0 | 0 | 0 | 1121.7835 | 0 | no | 0 | 0 | 0 | 1121.7835 | 0 |  |  | 0 | 0 | 0 | 0 | 0 |  | 0 | 0 | 0 | 0 | 0
| 17596.5955 | 0 | no | Surplus | yes |  | 0 | 0 | 0 | 151.2308 | 0 | no | 0 | 0 | 0 | 151.2308 | 4860 | no | 17596.5955 | 0 | 24300 |  |  | 0 |  |  | 0 | 0 | 0 | 0 | 0 |  | 0 | 0 | 0 | 0 | 0 | 17596.5955 | 13357.1125 | 14259.8019 | 0 | no | Surplus | yes |  | 0 | 0 | 0 | 1025.2427 | 0 | no | 0 | 0 | 0 | 1025.2427 | 0 |  |  | 0 | 0 | 0 | 0 | 0 |  | 0 | 0 | 0 | 0 | 0
| 17936.3644 | 0 | yes | Deficit |  |  | 0 | 0 | 0 | 0 | 0 |  | 0 | 0 | 0 | 0 | 4860 | no |  | 0 | 24300 | no | 17936.3644 | 0 | no | no | 0 | 0 | 0 | 0 | 0 |  | 0 | 0 | 0 | 0 | 0 | 17936.3644 | 12403.4041 | 14535.1413 | 0 | no | Surplus | yes |  | 0 | 0 | 0 | 1856.3978 | 0 | no | 0 | 0 | 0 | 1856.3978 | 0 |  |  | 0 | 0 | 0 | 0 | 0 |  | 0 | 0 | 0 | 0 | 0
| 17711.0632 | 0 | no | Surplus | yes |  | 0 | 0 | 0 | 225.3012 | 0 | no | 0 | 0 | 0 | 225.3012 | 4860 | no | 17711.0632 | 0 | 24300 |  |  | 0 |  |  | 0 | 0 | 0 | 0 | 0 |  | 0 | 0 | 0 | 0 | 0 | 17711.0632 | 12185.8313 | 14352.5633 | 0 | no | Surplus | yes |  | 0 | 0 | 0 | 2349.31 | 0 | no | 0 | 0 | 0 | 2349.31 | 0 |  |  | 0 | 0 | 0 | 0 | 0 |  | 0 | 0 | 0 | 0 | 0
| 17435.4393 | 0 | no | Surplus | yes |  | 0 | 0 | 0 | 275.6239 | 0 | no | 0 | 0 | 0 | 275.6239 | 4860 | no | 17435.4393 | 0 | 24300 |  |  | 0 |  |  | 0 | 0 | 0 | 0 | 0 |  | 0 | 0 | 0 | 0 | 0 | 17435.4393 | 12623.4123 | 14129.2053 | 0 | no | Surplus | yes |  | 0 | 0 | 0 | 1729.151 | 0 | no | 0 | 0 | 0 | 1729.151 | 0 |  |  | 0 | 0 | 0 | 0 | 0 |  | 0 | 0 | 0 | 0 | 0
| 19313.1609 | 0 | yes | Deficit |  |  | 0 | 0 | 0 | 0 | 0 |  | 0 | 0 | 0 | 0 | 4860 | no |  | 0 | 24300 | no | 19313.1609 | 0 | no | no | 0 | 0 | 0 | 0 | 0 |  | 0 | 0 | 0 | 0 | 0 | 19313.1609 | 12047.6476 | 15650.8597 | 0 | no | Surplus | yes |  | 0 | 0 | 0 | 2081.5577 | 0 | no | 0 | 0 | 0 | 2081.5577 | 0 |  |  | 0 | 0 | 0 | 0 | 0 |  | 0 | 0 | 0 | 0 | 0
| 19376.4706 | 0 | yes | Deficit |  |  | 0 | 0 | 0 | 0 | 0 |  | 0 | 0 | 0 | 0 | 4860 | no |  | 0 | 24300 | no | 19376.4706 | 0 | no | no | 0 | 0 | 0 | 0 | 0 |  | 0 | 0 | 0 | 0 | 0 | 19376.4706 | 13316.4866 | 15702.1642 | 0 | no | Surplus | yes |  | 0 | 0 | 0 | 2334.3731 | 0 | no | 0 | 0 | 0 | 2334.3731 | 0 |  |  | 0 | 0 | 0 | 0 | 0 |  | 0 | 0 | 0 | 0 | 0
| 16272.6014 | 0 | no | Surplus | yes |  | 0 | 0 | 0 | 3103.8692 | 0 | no | 0 | 0 | 0 | 3103.8692 | 4860 | no | 16272.6014 | 0 | 24300 |  |  | 0 |  |  | 0 | 0 | 0 | 0 | 0 |  | 0 | 0 | 0 | 0 | 0 | 16272.6014 | 12211.7358 | 13186.8731 | 0 | no | Surplus | yes |  | 0 | 0 | 0 | 3490.4284 | 0 | no | 0 | 0 | 0 | 3490.4284 | 0 |  |  | 0 | 0 | 0 | 0 | 0 |  | 0 | 0 | 0 | 0 | 0
| 15734.5949 | 0 | no | Surplus | yes |  | 0 | 0 | 0 | 538.0064 | 0 | no | 0 | 0 | 0 | 538.0064 | 4860 | no | 15734.5949 | 0 | 24300 |  |  | 0 |  |  | 0 | 0 | 0 | 0 | 0 |  | 0 | 0 | 0 | 0 | 0 | 15734.5949 | 13600.3187 | 12750.8873 | 0 | yes | Deficit |  |  | 0 | 0 | 0 | 0 | 0 |  | 0 | 0 | 0 | 0 | 413.4456 | yes |  | 0 | 0 | 0 | 413.4456 | 0 | no | 0 | 0 | 0 | 413.4456 | 0
| 16838.0426 | 0 | yes | Deficit |  |  | 0 | 0 | 0 | 0 | 0 |  | 0 | 0 | 0 | 0 | 4860 | no |  | 0 | 24300 | no | 16838.0426 | 0 | no | no | 0 | 0 | 0 | 0 | 0 |  | 0 | 0 | 0 | 0 | 0 | 16838.0426 | 13290.7894 | 13645.0912 | 0 | yes | Deficit |  |  | 0 | 0 | 0 | 0 | 0 |  | 0 | 0 | 0 | 0 | 539.902 | yes |  | 0 | 0 | 0 | 539.902 | 0 | no | 0 | 0 | 0 | 539.902 | 0
| 16276.1795 | 0 | no | Surplus | yes |  | 0 | 0 | 0 | 561.8631 | 0 | no | 0 | 0 | 0 | 561.8631 | 4860 | no | 16276.1795 | 0 | 24300 |  |  | 0 |  |  | 0 | 0 | 0 | 0 | 0 |  | 0 | 0 | 0 | 0 | 0 | 16276.1795 | 13752.5257 | 13189.7727 | 0 | yes | Deficit |  |  | 0 | 0 | 0 | 0 | 0 |  | 0 | 0 | 0 | 0 | 107.4345 | yes |  | 0 | 0 | 0 | 107.4345 | 0 | no | 0 | 0 | 0 | 107.4345 | 0
| 18701.0213 | 0 | yes | Deficit |  |  | 0 | 0 | 0 | 0 | 0 |  | 0 | 0 | 0 | 0 | 4860 | no |  | 0 | 24300 | no | 18701.0213 | 0 | no | no | 0 | 0 | 0 | 0 | 0 |  | 0 | 0 | 0 | 0 | 0 | 18701.0213 | 13755.1184 | 15154.7985 | 0 | yes | Deficit |  |  | 0 | 0 | 0 | 0 | 0 |  | 0 | 0 | 0 | 0 | 565.3457 | yes |  | 0 | 0 | 0 | 565.3457 | 0 | no | 0 | 0 | 0 | 565.3457 | 0
| 18628.4914 | 0 | no | Surplus | yes |  | 0 | 0 | 0 | 72.5299 | 0 | no | 0 | 0 | 0 | 72.5299 | 4860 | no | 18628.4914 | 0 | 24300 |  |  | 0 |  |  | 0 | 0 | 0 | 0 | 0 |  | 0 | 0 | 0 | 0 | 0 | 18628.4914 | 14005.699 | 15096.0222 | 0 | no | Surplus | yes |  | 0 | 0 | 0 | 1149.0995 | 0 | no | 0 | 0 | 0 | 1149.0995 | 0 |  |  | 0 | 0 | 0 | 0 | 0 |  | 0 | 0 | 0 | 0 | 0
| 21031.814 | 0 | yes | Deficit |  |  | 0 | 0 | 0 | 0 | 0 |  | 0 | 0 | 0 | 0 | 4860 | no |  | 0 | 24300 | no | 21031.814 | 0 | no | no | 0 | 0 | 0 | 0 | 0 |  | 0 | 0 | 0 | 0 | 0 | 21031.814 | 14258.6026 | 17043.6094 | 0 | no | Surplus | yes |  | 0 | 0 | 0 | 837.4196 | 0 | no | 0 | 0 | 0 | 837.4196 | 0 |  |  | 0 | 0 | 0 | 0 | 0 |  | 0 | 0 | 0 | 0 | 0
| 19315.0063 | 0 | no | Surplus | yes |  | 0 | 0 | 0 | 1716.8077 | 0 | no | 0 | 0 | 0 | 1716.8077 | 4860 | no | 19315.0063 | 0 | 24300 |  |  | 0 |  |  | 0 | 0 | 0 | 0 | 0 |  | 0 | 0 | 0 | 0 | 0 | 19315.0063 | 14106.0068 | 15652.3552 | 0 | no | Surplus | yes |  | 0 | 0 | 0 | 2937.6026 | 0 | no | 0 | 0 | 0 | 2937.6026 | 0 |  |  | 0 | 0 | 0 | 0 | 0 |  | 0 | 0 | 0 | 0 | 0
| 17921.78 | 0 | no | Surplus | yes |  | 0 | 0 | 0 | 1393.2263 | 0 | no | 0 | 0 | 0 | 1393.2263 | 4860 | no | 17921.78 | 0 | 24300 |  |  | 0 |  |  | 0 | 0 | 0 | 0 | 0 |  | 0 | 0 | 0 | 0 | 0 | 17921.78 | 14712.1747 | 14523.3225 | 0 | no | Surplus | yes |  | 0 | 0 | 0 | 940.1805 | 0 | no | 0 | 0 | 0 | 940.1805 | 0 |  |  | 0 | 0 | 0 | 0 | 0 |  | 0 | 0 | 0 | 0 | 0
| 17789.5507 | 0 | no | Surplus | yes |  | 0 | 0 | 0 | 132.2293 | 0 | no | 0 | 0 | 0 | 132.2293 | 4860 | no | 17789.5507 | 0 | 24300 |  |  | 0 |  |  | 0 | 0 | 0 | 0 | 0 |  | 0 | 0 | 0 | 0 | 0 | 17789.5507 | 14493.3712 | 14416.1675 | 0 | no | Surplus | yes |  | 0 | 0 | 0 | 29.9514 | 0 | no | 0 | 0 | 0 | 29.9514 | 0 |  |  | 0 | 0 | 0 | 0 | 0 |  | 0 | 0 | 0 | 0 | 0
| 17663.8124 | 0 | no | Surplus | yes |  | 0 | 0 | 0 | 125.7383 | 0 | no | 0 | 0 | 0 | 125.7383 | 4860 | no | 17663.8124 | 0 | 24300 |  |  | 0 |  |  | 0 | 0 | 0 | 0 | 0 |  | 0 | 0 | 0 | 0 | 0 | 17663.8124 | 14558.5908 | 14314.2726 | 0 | yes | Deficit |  |  | 0 | 0 | 0 | 0 | 0 |  | 0 | 0 | 0 | 0 | 142.4232 | yes |  | 0 | 0 | 0 | 142.4232 | 0 | no | 0 | 0 | 0 | 142.4232 | 0
| 15686.4769 | 0 | no | Surplus | yes |  | 0 | 0 | 0 | 1977.3356 | 0 | no | 0 | 0 | 0 | 1977.3356 | 4860 | no | 15686.4769 | 0 | 24300 |  |  | 0 |  |  | 0 | 0 | 0 | 0 | 0 |  | 0 | 0 | 0 | 0 | 0 | 15686.4769 | 14036.9449 | 12711.8938 | 0 | no | Surplus | yes |  | 0 | 0 | 0 | 277.3277 | 0 | no | 0 | 0 | 0 | 277.3277 | 0 |  |  | 0 | 0 | 0 | 0 | 0 |  | 0 | 0 | 0 | 0 | 0
| 15325.9976 | 0 | no | Surplus | yes |  | 0 | 0 | 0 | 360.4793 | 0 | no | 0 | 0 | 0 | 360.4793 | 4860 | no | 15325.9976 | 0 | 24300 |  |  | 0 |  |  | 0 | 0 | 0 | 0 | 0 |  | 0 | 0 | 0 | 0 | 0 | 15325.9976 | 14438.2838 | 12419.7712 | 0 | yes | Deficit |  |  | 0 | 0 | 0 | 0 | 0 |  | 0 | 0 | 0 | 0 | 1726.3901 | yes |  | 0 | 0 | 0 | 1726.3901 | 0 | no | 0 | 0 | 0 | 1726.3901 | 0
| 16928.4627 | 0 | yes | Deficit |  |  | 0 | 0 | 0 | 0 | 0 |  | 0 | 0 | 0 | 0 | 4860 | no |  | 0 | 24300 | no | 16928.4627 | 0 | no | no | 0 | 0 | 0 | 0 | 0 |  | 0 | 0 | 0 | 0 | 0 | 16928.4627 | 14332.247 | 13718.3653 | 0 | yes | Deficit |  |  | 0 | 0 | 0 | 0 | 0 |  | 0 | 0 | 0 | 0 | 1912.4758 | yes |  | 0 | 0 | 0 | 1912.4758 | 0 | no | 0 | 0 | 0 | 1912.4758 | 0
| 18406.3197 | 0 | yes | Deficit |  |  | 0 | 0 | 0 | 0 | 0 |  | 0 | 0 | 0 | 0 | 4860 | no |  | 0 | 24300 | no | 18406.3197 | 0 | no | no | 0 | 0 | 0 | 0 | 0 |  | 0 | 0 | 0 | 0 | 0 | 18406.3197 | 14729.398 | 14915.9803 | 0 | yes | Deficit |  |  | 0 | 0 | 0 | 0 | 0 |  | 0 | 0 | 0 | 0 | 1011.0327 | yes |  | 0 | 0 | 0 | 1011.0327 | 0 | no | 0 | 0 | 0 | 1011.0327 | 0
| 15309.6327 | 0 | no | Surplus | yes |  | 0 | 0 | 0 | 3096.6871 | 0 | no | 0 | 0 | 0 | 3096.6871 | 4860 | no | 15309.6327 | 0 | 24300 |  |  | 0 |  |  | 0 | 0 | 0 | 0 | 0 |  | 0 | 0 | 0 | 0 | 0 | 15309.6327 | 14869.9462 | 12406.5095 | 0 | no | Surplus | yes |  | 0 | 0 | 0 | 46.0341 | 0 | no | 0 | 0 | 0 | 46.0341 | 0 |  |  | 0 | 0 | 0 | 0 | 0 |  | 0 | 0 | 0 | 0 | 0
| 13346.0257 | 0 | no | Surplus | yes |  | 0 | 0 | 0 | 1963.607 | 0 | no | 0 | 0 | 0 | 1963.607 | 4860 | no | 13346.0257 | 0 | 24300 |  |  | 0 |  |  | 0 | 0 | 0 | 0 | 0 |  | 0 | 0 | 0 | 0 | 0 | 13346.0257 | 15022.8914 | 10815.2558 | 0 | yes | Deficit |  |  | 0 | 0 | 0 | 0 | 0 |  | 0 | 0 | 0 | 0 | 2616.3819 | yes |  | 0 | 0 | 0 | 2616.3819 | 0 | no | 0 | 0 | 0 | 2616.3819 | 0
| 10472.4878 | 0 | no | Surplus | yes |  | 0 | 0 | 0 | 2873.5379 | 0 | no | 0 | 0 | 0 | 2873.5379 | 4860 | no | 10472.4878 | 0 | 24300 |  |  | 0 |  |  | 0 | 0 | 0 | 0 | 0 |  | 0 | 0 | 0 | 0 | 0 | 10472.4878 | 16435.5188 | 8486.6189 | 0 | yes | Deficit |  |  | 0 | 0 | 0 | 0 | 0 |  | 0 | 0 | 0 | 0 | 5620.263 | yes |  | 0 | 0 | 0 | 5620.263 | 0 | no | 0 | 0 | 0 | 5620.263 | 0
| 10876.9479 | 0 | yes | Deficit |  |  | 0 | 0 | 0 | 0 | 0 |  | 0 | 0 | 0 | 0 | 4860 | no |  | 0 | 20944.9755 | no | 10876.9479 | 0 | no | no | 0 | 0 | 0 | 0 | 0 |  | 0 | 0 | 0 | 0 | 0 | 10876.9479 | 16248.4292 | 8814.3825 | 0 | yes | Deficit |  |  | 0 | 0 | 0 | 0 | 0 |  | 0 | 0 | 0 | 0 | 7761.8102 | yes |  | 0 | 0 | 0 | 7761.8102 | 0 | no | 0 | 0 | 0 | 7761.8102 | 0
| 11615.4295 | 0 | yes | Deficit |  |  | 0 | 0 | 0 | 0 | 0 |  | 0 | 0 | 0 | 0 | 4860 | no |  | 0 | 21753.8959 | no | 11615.4295 | 0 | no | no | 0 | 0 | 0 | 0 | 0 |  | 0 | 0 | 0 | 0 | 0 | 11615.4295 | 15774.9306 | 9412.8278 | 0 | yes | Deficit |  |  | 0 | 0 | 0 | 0 | 0 |  | 0 | 0 | 0 | 0 | 6960.5481 | yes |  | 0 | 0 | 0 | 6960.5481 | 0 | no | 0 | 0 | 0 | 6960.5481 | 0
| 11108.0718 | 0 | no | Surplus | yes |  | 0 | 0 | 0 | 507.3577 | 0 | no | 0 | 0 | 0 | 507.3577 | 4860 | no | 11108.0718 | 0 | 23230.859 |  |  | 0 |  |  | 0 | 0 | 0 | 0 | 0 |  | 0 | 0 | 0 | 0 | 0 | 11108.0718 | 14174.2841 | 9001.6789 | 0 | yes | Deficit |  |  | 0 | 0 | 0 | 0 | 0 |  | 0 | 0 | 0 | 0 | 4761.4563 | yes |  | 0 | 0 | 0 | 4761.4563 | 0 | no | 0 | 0 | 0 | 4761.4563 | 0
| 11537.1697 | 0 | yes | Deficit |  |  | 0 | 0 | 0 | 0 | 0 |  | 0 | 0 | 0 | 0 | 4860 | no |  | 0 | 22216.1436 | no | 11537.1697 | 0 | no | no | 0 | 0 | 0 | 0 | 0 |  | 0 | 0 | 0 | 0 | 0 | 11537.1697 | 13242.5881 | 9349.4082 | 0 | yes | Deficit |  |  | 0 | 0 | 0 | 0 | 0 |  | 0 | 0 | 0 | 0 | 4240.9092 | yes |  | 0 | 0 | 0 | 4240.9092 | 0 | no | 0 | 0 | 0 | 4240.9092 | 0
| 10528.6578 | 0 | no | Surplus | yes |  | 0 | 0 | 0 | 1008.5119 | 0 | no | 0 | 0 | 0 | 1008.5119 | 4860 | no | 10528.6578 | 0 | 23074.3394 |  |  | 0 |  |  | 0 | 0 | 0 | 0 | 0 |  | 0 | 0 | 0 | 0 | 0 | 10528.6578 | 12592.3194 | 8532.1376 | 0 | yes | Deficit |  |  | 0 | 0 | 0 | 0 | 0 |  | 0 | 0 | 0 | 0 | 3242.9112 | yes |  | 0 | 0 | 0 | 3242.9112 | 0 | no | 0 | 0 | 0 | 3242.9112 | 0
| 8511.0775 | 0 | no | Surplus | yes |  | 0 | 0 | 0 | 2017.5803 | 0 | no | 0 | 0 | 0 | 2017.5803 | 4860 | no | 8511.0775 | 0 | 21057.3156 |  |  | 0 |  |  | 0 | 0 | 0 | 0 | 0 |  | 0 | 0 | 0 | 0 | 0 | 8511.0775 | 12628.812 | 6897.1455 | 0 | yes | Deficit |  |  | 0 | 0 | 0 | 0 | 0 |  | 0 | 0 | 0 | 0 | 4096.6744 | yes |  | 0 | 0 | 0 | 4096.6744 | 0 | no | 0 | 0 | 0 | 4096.6744 | 0
| 8687.1258 | 0 | yes | Deficit |  |  | 0 | 0 | 0 | 0 | 0 |  | 0 | 0 | 0 | 0 | 4860 | no |  | 0 | 17022.1551 | no | 8687.1258 | 0 | no | no | 0 | 0 | 0 | 0 | 0 |  | 0 | 0 | 0 | 0 | 0 | 8687.1258 | 12601.715 | 7039.8102 | 0 | yes | Deficit |  |  | 0 | 0 | 0 | 0 | 0 |  | 0 | 0 | 0 | 0 | 5704.5696 | yes |  | 0 | 0 | 0 | 5704.5696 | 0 | no | 0 | 0 | 0 | 5704.5696 | 0
| 10396.356 | 0 | yes | Deficit |  |  | 0 | 0 | 0 | 0 | 0 |  | 0 | 0 | 0 | 0 | 4860 | no |  | 0 | 17374.2516 | no | 10396.356 | 0 | no | no | 0 | 0 | 0 | 0 | 0 |  | 0 | 0 | 0 | 0 | 0 | 10396.356 | 12358.1916 | 8424.9238 | 0 | yes | Deficit |  |  | 0 | 0 | 0 | 0 | 0 |  | 0 | 0 | 0 | 0 | 5318.3814 | yes |  | 0 | 0 | 0 | 5318.3814 | 0 | no | 0 | 0 | 0 | 5318.3814 | 0
| 10243.1842 | 0 | no | Surplus | yes |  | 0 | 0 | 0 | 153.1718 | 0 | no | 0 | 0 | 0 | 153.1718 | 4860 | no | 10243.1842 | 0 | 20792.7121 |  |  | 0 |  |  | 0 | 0 | 0 | 0 | 0 |  | 0 | 0 | 0 | 0 | 0 | 10243.1842 | 12267.6846 | 8300.7976 | 0 | yes | Deficit |  |  | 0 | 0 | 0 | 0 | 0 |  | 0 | 0 | 0 | 0 | 3842.7608 | yes |  | 0 | 0 | 0 | 3842.7608 | 0 | no | 0 | 0 | 0 | 3842.7608 | 0
| 12645.2075 | 0 | yes | Deficit |  |  | 0 | 0 | 0 | 0 | 0 |  | 0 | 0 | 0 | 0 | 4860 | no |  | 0 | 20486.3685 | no | 12645.2075 | 0 | no | no | 0 | 0 | 0 | 0 | 0 |  | 0 | 0 | 0 | 0 | 0 | 12645.2075 | 12560.8636 | 10247.3319 | 0 | yes | Deficit |  |  | 0 | 0 | 0 | 0 | 0 |  | 0 | 0 | 0 | 0 | 4260.066 | yes |  | 0 | 0 | 0 | 4260.066 | 0 | no | 0 | 0 | 0 | 4260.066 | 0
| 11226.3162 | 0 | no | Surplus | yes |  | 0 | 0 | 0 | 1418.8913 | 0 | no | 0 | 0 | 0 | 1418.8913 | 4860 | no | 11226.3162 | 0 | 24300 |  |  | 0 |  |  | 0 | 0 | 0 | 0 | 0 |  | 0 | 0 | 0 | 0 | 0 | 11226.3162 | 13323.6635 | 9097.501 | 0 | yes | Deficit |  |  | 0 | 0 | 0 | 0 | 0 |  | 0 | 0 | 0 | 0 | 3076.3316 | yes |  | 0 | 0 | 0 | 3076.3316 | 0 | no | 0 | 0 | 0 | 3076.3316 | 0
| 11982.1954 | 0 | yes | Deficit |  |  | 0 | 0 | 0 | 0 | 0 |  | 0 | 0 | 0 | 0 | 4860 | no |  | 0 | 22452.6325 | no | 11982.1954 | 0 | no | no | 0 | 0 | 0 | 0 | 0 |  | 0 | 0 | 0 | 0 | 0 | 11982.1954 | 13574.3793 | 9710.0449 | 0 | yes | Deficit |  |  | 0 | 0 | 0 | 0 | 0 |  | 0 | 0 | 0 | 0 | 4476.8783 | yes |  | 0 | 0 | 0 | 4476.8783 | 0 | no | 0 | 0 | 0 | 4476.8783 | 0
| 18229.0908 | 0 | yes | Deficit |  |  | 0 | 0 | 0 | 0 | 0 |  | 0 | 0 | 0 | 0 | 4860 | no |  | 0 | 23964.3908 | no | 18229.0908 | 0 | no | no | 0 | 0 | 0 | 0 | 0 |  | 0 | 0 | 0 | 0 | 0 | 18229.0908 | 13779.3745 | 14772.3589 | 0 | yes | Deficit |  |  | 0 | 0 | 0 | 0 | 0 |  | 0 | 0 | 0 | 0 | 4069.3296 | yes |  | 0 | 0 | 0 | 4069.3296 | 0 | no | 0 | 0 | 0 | 4069.3296 | 0
| 15232.2547 | 0 | no | Surplus | yes |  | 0 | 0 | 0 | 2996.8361 | 0 | no | 0 | 0 | 0 | 2996.8361 | 4860 | no | 15232.2547 | 0 | 24300 |  |  | 0 |  |  | 0 | 0 | 0 | 0 | 0 |  | 0 | 0 | 0 | 0 | 0 | 15232.2547 | 13855.6709 | 12343.8045 | 0 | no | Surplus | yes |  | 0 | 0 | 0 | 916.688 | 0 | no | 0 | 0 | 0 | 916.688 | 0 |  |  | 0 | 0 | 0 | 0 | 0 |  | 0 | 0 | 0 | 0 | 0
| 15313.8388 | 0 | yes | Deficit |  |  | 0 | 0 | 0 | 0 | 0 |  | 0 | 0 | 0 | 0 | 4860 | no |  | 0 | 24300 | no | 15313.8388 | 0 | no | no | 0 | 0 | 0 | 0 | 0 |  | 0 | 0 | 0 | 0 | 0 | 15313.8388 | 13959.0429 | 12409.918 | 0 | yes | Deficit |  |  | 0 | 0 | 0 | 0 | 0 |  | 0 | 0 | 0 | 0 | 1615.2385 | yes |  | 0 | 0 | 0 | 1615.2385 | 0 | no | 0 | 0 | 0 | 1615.2385 | 0
| 14749.6982 | 0 | no | Surplus | yes |  | 0 | 0 | 0 | 564.1406 | 0 | no | 0 | 0 | 0 | 564.1406 | 4860 | no | 14749.6982 | 0 | 24300 |  |  | 0 |  |  | 0 | 0 | 0 | 0 | 0 |  | 0 | 0 | 0 | 0 | 0 | 14749.6982 | 13860.7272 | 11952.7538 | 0 | yes | Deficit |  |  | 0 | 0 | 0 | 0 | 0 |  | 0 | 0 | 0 | 0 | 1450.8092 | yes |  | 0 | 0 | 0 | 1450.8092 | 0 | no | 0 | 0 | 0 | 1450.8092 | 0
| 15660.4827 | 0 | yes | Deficit |  |  | 0 | 0 | 0 | 0 | 0 |  | 0 | 0 | 0 | 0 | 4860 | no |  | 0 | 24300 | no | 15660.4827 | 0 | no | no | 0 | 0 | 0 | 0 | 0 |  | 0 | 0 | 0 | 0 | 0 | 15660.4827 | 13855.2467 | 12690.8288 | 0 | yes | Deficit |  |  | 0 | 0 | 0 | 0 | 0 |  | 0 | 0 | 0 | 0 | 1902.4929 | yes |  | 0 | 0 | 0 | 1902.4929 | 0 | no | 0 | 0 | 0 | 1902.4929 | 0
| 14841.1228 | 0 | no | Surplus | yes |  | 0 | 0 | 0 | 819.36 | 0 | no | 0 | 0 | 0 | 819.36 | 4860 | no | 14841.1228 | 0 | 24300 |  |  | 0 |  |  | 0 | 0 | 0 | 0 | 0 |  | 0 | 0 | 0 | 0 | 0 | 14841.1228 | 13979.5144 | 12026.8418 | 0 | yes | Deficit |  |  | 0 | 0 | 0 | 0 | 0 |  | 0 | 0 | 0 | 0 | 1288.6856 | yes |  | 0 | 0 | 0 | 1288.6856 | 0 | no | 0 | 0 | 0 | 1288.6856 | 0
| 14120.8111 | 0 | no | Surplus | yes |  | 0 | 0 | 0 | 720.3117 | 0 | no | 0 | 0 | 0 | 720.3117 | 4860 | no | 14120.8111 | 0 | 24300 |  |  | 0 |  |  | 0 | 0 | 0 | 0 | 0 |  | 0 | 0 | 0 | 0 | 0 | 14120.8111 | 13857.0416 | 11443.1208 | 0 | yes | Deficit |  |  | 0 | 0 | 0 | 0 | 0 |  | 0 | 0 | 0 | 0 | 1830.1998 | yes |  | 0 | 0 | 0 | 1830.1998 | 0 | no | 0 | 0 | 0 | 1830.1998 | 0
| 15269.6511 | 0 | yes | Deficit |  |  | 0 | 0 | 0 | 0 | 0 |  | 0 | 0 | 0 | 0 | 4860 | no |  | 0 | 24300 | no | 15269.6511 | 0 | no | no | 0 | 0 | 0 | 0 | 0 |  | 0 | 0 | 0 | 0 | 0 | 15269.6511 | 14907.2243 | 12374.1095 | 0 | yes | Deficit |  |  | 0 | 0 | 0 | 0 | 0 |  | 0 | 0 | 0 | 0 | 3464.1034 | yes |  | 0 | 0 | 0 | 3464.1034 | 0 | no | 0 | 0 | 0 | 3464.1034 | 0
| 16493.1985 | 0 | yes | Deficit |  |  | 0 | 0 | 0 | 0 | 0 |  | 0 | 0 | 0 | 0 | 4860 | no |  | 0 | 24300 | no | 16493.1985 | 0 | no | no | 0 | 0 | 0 | 0 | 0 |  | 0 | 0 | 0 | 0 | 0 | 16493.1985 | 15147.7149 | 13365.639 | 0 | yes | Deficit |  |  | 0 | 0 | 0 | 0 | 0 |  | 0 | 0 | 0 | 0 | 2773.6054 | yes |  | 0 | 0 | 0 | 2773.6054 | 0 | no | 0 | 0 | 0 | 2773.6054 | 0
| 14163.6587 | 0 | no | Surplus | yes |  | 0 | 0 | 0 | 2329.5398 | 0 | no | 0 | 0 | 0 | 2329.5398 | 4860 | no | 14163.6587 | 0 | 24300 |  |  | 0 |  |  | 0 | 0 | 0 | 0 | 0 |  | 0 | 0 | 0 | 0 | 0 | 14163.6587 | 15066.1377 | 11477.8433 | 0 | yes | Deficit |  |  | 0 | 0 | 0 | 0 | 0 |  | 0 | 0 | 0 | 0 | 1700.4988 | yes |  | 0 | 0 | 0 | 1700.4988 | 0 | no | 0 | 0 | 0 | 1700.4988 | 0
| 12938.8284 | 0 | no | Surplus | yes |  | 0 | 0 | 0 | 1224.8302 | 0 | no | 0 | 0 | 0 | 1224.8302 | 4860 | no | 12938.8284 | 0 | 24300 |  |  | 0 |  |  | 0 | 0 | 0 | 0 | 0 |  | 0 | 0 | 0 | 0 | 0 | 12938.8284 | 14992.7862 | 10485.2743 | 0 | yes | Deficit |  |  | 0 | 0 | 0 | 0 | 0 |  | 0 | 0 | 0 | 0 | 3514.9429 | yes |  | 0 | 0 | 0 | 3514.9429 | 0 | no | 0 | 0 | 0 | 3514.9429 | 0
| 12519.436 | 0 | no | Surplus | yes |  | 0 | 0 | 0 | 419.3924 | 0 | no | 0 | 0 | 0 | 419.3924 | 4860 | no | 12519.436 | 0 | 24300 |  |  | 0 |  |  | 0 | 0 | 0 | 0 | 0 |  | 0 | 0 | 0 | 0 | 0 | 12519.436 | 15548.3656 | 10145.4101 | 0 | yes | Deficit |  |  | 0 | 0 | 0 | 0 | 0 |  | 0 | 0 | 0 | 0 | 5063.0914 | yes |  | 0 | 0 | 0 | 5063.0914 | 0 | no | 0 | 0 | 0 | 5063.0914 | 0
| 12672.1361 | 0 | yes | Deficit |  |  | 0 | 0 | 0 | 0 | 0 |  | 0 | 0 | 0 | 0 | 4860 | no |  | 0 | 24300 | no | 12672.1361 | 0 | no | no | 0 | 0 | 0 | 0 | 0 |  | 0 | 0 | 0 | 0 | 0 | 12672.1361 | 15463.4715 | 10269.154 | 0 | yes | Deficit |  |  | 0 | 0 | 0 | 0 | 0 |  | 0 | 0 | 0 | 0 | 5318.0614 | yes |  | 0 | 0 | 0 | 5318.0614 | 0 | no | 0 | 0 | 0 | 5318.0614 | 0
| 13162.83 | 0 | yes | Deficit |  |  | 0 | 0 | 0 | 0 | 0 |  | 0 | 0 | 0 | 0 | 4860 | no |  | 0 | 24300 | no | 13162.83 | 0 | no | no | 0 | 0 | 0 | 0 | 0 |  | 0 | 0 | 0 | 0 | 0 | 13162.83 | 15571.0459 | 10666.7991 | 0 | yes | Deficit |  |  | 0 | 0 | 0 | 0 | 0 |  | 0 | 0 | 0 | 0 | 5301.8919 | yes |  | 0 | 0 | 0 | 5301.8919 | 0 | no | 0 | 0 | 0 | 5301.8919 | 0
| 13188.0832 | 0 | yes | Deficit |  |  | 0 | 0 | 0 | 0 | 0 |  | 0 | 0 | 0 | 0 | 4860 | no |  | 0 | 24300 | no | 13188.0832 | 0 | no | no | 0 | 0 | 0 | 0 | 0 |  | 0 | 0 | 0 | 0 | 0 | 13188.0832 | 15502.1285 | 10687.2636 | 0 | yes | Deficit |  |  | 0 | 0 | 0 | 0 | 0 |  | 0 | 0 | 0 | 0 | 4835.3295 | yes |  | 0 | 0 | 0 | 4835.3295 | 0 | no | 0 | 0 | 0 | 4835.3295 | 0
| 12195.9541 | 0 | no | Surplus | yes |  | 0 | 0 | 0 | 992.1292 | 0 | no | 0 | 0 | 0 | 992.1292 | 4860 | no | 12195.9541 | 0 | 24300 |  |  | 0 |  |  | 0 | 0 | 0 | 0 | 0 |  | 0 | 0 | 0 | 0 | 0 | 12195.9541 | 15705.9018 | 9883.2691 | 0 | yes | Deficit |  |  | 0 | 0 | 0 | 0 | 0 |  | 0 | 0 | 0 | 0 | 5018.6382 | yes |  | 0 | 0 | 0 | 5018.6382 | 0 | no | 0 | 0 | 0 | 5018.6382 | 0
| 12659.1214 | 0 | yes | Deficit |  |  | 0 | 0 | 0 | 0 | 0 |  | 0 | 0 | 0 | 0 | 4860 | no |  | 0 | 24300 | no | 12659.1214 | 0 | no | no | 0 | 0 | 0 | 0 | 0 |  | 0 | 0 | 0 | 0 | 0 | 12659.1214 | 15410.9694 | 10258.6073 | 0 | yes | Deficit |  |  | 0 | 0 | 0 | 0 | 0 |  | 0 | 0 | 0 | 0 | 5527.7003 | yes |  | 0 | 0 | 0 | 5527.7003 | 0 | no | 0 | 0 | 0 | 5527.7003 | 0
| 12106.6075 | 0 | no | Surplus | yes |  | 0 | 0 | 0 | 552.5139 | 0 | no | 0 | 0 | 0 | 552.5139 | 4860 | no | 12106.6075 | 0 | 24300 |  |  | 0 |  |  | 0 | 0 | 0 | 0 | 0 |  | 0 | 0 | 0 | 0 | 0 | 12106.6075 | 15669.693 | 9810.865 | 0 | yes | Deficit |  |  | 0 | 0 | 0 | 0 | 0 |  | 0 | 0 | 0 | 0 | 5411.0857 | yes |  | 0 | 0 | 0 | 5411.0857 | 0 | no | 0 | 0 | 0 | 5411.0857 | 0
| 9679.5527 | 0 | no | Surplus | yes |  | 0 | 0 | 0 | 2427.0547 | 0 | no | 0 | 0 | 0 | 2427.0547 | 4860 | no | 9679.5527 | 0 | 24213.2149 |  |  | 0 |  |  | 0 | 0 | 0 | 0 | 0 |  | 0 | 0 | 0 | 0 | 0 | 9679.5527 | 15443.7424 | 7844.046 | 0 | yes | Deficit |  |  | 0 | 0 | 0 | 0 | 0 |  | 0 | 0 | 0 | 0 | 5632.8773 | yes |  | 0 | 0 | 0 | 5632.8773 | 0 | no | 0 | 0 | 0 | 5632.8773 | 0
| 8336.2661 | 0 | no | Surplus | yes |  | 0 | 0 | 0 | 1343.2866 | 0 | no | 0 | 0 | 0 | 1343.2866 | 4860 | no | 8336.2661 | 0 | 19359.1055 |  |  | 0 |  |  | 0 | 0 | 0 | 0 | 0 |  | 0 | 0 | 0 | 0 | 0 | 8336.2661 | 15564.6687 | 6755.4831 | 0 | yes | Deficit |  |  | 0 | 0 | 0 | 0 | 0 |  | 0 | 0 | 0 | 0 | 7720.6228 | yes |  | 0 | 0 | 0 | 7720.6228 | 0 | no | 0 | 0 | 0 | 7720.6228 | 0
| 10472.2204 | 0 | yes | Deficit |  |  | 0 | 0 | 0 | 0 | 0 |  | 0 | 0 | 0 | 0 | 4860 | no |  | 0 | 16672.5322 | no | 10472.2204 | 0 | no | no | 0 | 0 | 0 | 0 | 0 |  | 0 | 0 | 0 | 0 | 0 | 10472.2204 | 12710.2252 | 8486.4023 | 0 | yes | Deficit |  |  | 0 | 0 | 0 | 0 | 0 |  | 0 | 0 | 0 | 0 | 5954.7421 | yes |  | 0 | 0 | 0 | 5954.7421 | 0 | no | 0 | 0 | 0 | 5954.7421 | 0
| 10067.4115 | 0 | no | Surplus | yes |  | 0 | 0 | 0 | 404.8089 | 0 | no | 0 | 0 | 0 | 404.8089 | 4860 | no | 10067.4115 | 0 | 20944.4408 |  |  | 0 |  |  | 0 | 0 | 0 | 0 | 0 |  | 0 | 0 | 0 | 0 | 0 | 10067.4115 | 15342.8222 | 8158.3562 | 0 | yes | Deficit |  |  | 0 | 0 | 0 | 0 | 0 |  | 0 | 0 | 0 | 0 | 6856.4199 | yes |  | 0 | 0 | 0 | 6856.4199 | 0 | no | 0 | 0 | 0 | 6856.4199 | 0
| 12623.2245 | 0 | yes | Deficit |  |  | 0 | 0 | 0 | 0 | 0 |  | 0 | 0 | 0 | 0 | 4860 | no |  | 0 | 20134.8231 | no | 12623.2245 | 0 | no | no | 0 | 0 | 0 | 0 | 0 |  | 0 | 0 | 0 | 0 | 0 | 12623.2245 | 15413.2321 | 10229.5174 | 0 | yes | Deficit |  |  | 0 | 0 | 0 | 0 | 0 |  | 0 | 0 | 0 | 0 | 7254.8759 | yes |  | 0 | 0 | 0 | 7254.8759 | 0 | no | 0 | 0 | 0 | 7254.8759 | 0
| 13140.3779 | 0 | yes | Deficit |  |  | 0 | 0 | 0 | 0 | 0 |  | 0 | 0 | 0 | 0 | 4860 | no |  | 0 | 24300 | no | 13140.3779 | 0 | no | no | 0 | 0 | 0 | 0 | 0 |  | 0 | 0 | 0 | 0 | 0 | 13140.3779 | 15432.4935 | 10648.6044 | 0 | yes | Deficit |  |  | 0 | 0 | 0 | 0 | 0 |  | 0 | 0 | 0 | 0 | 5202.9761 | yes |  | 0 | 0 | 0 | 5202.9761 | 0 | no | 0 | 0 | 0 | 5202.9761 | 0
| 12016.4166 | 0 | no | Surplus | yes |  | 0 | 0 | 0 | 1123.9612 | 0 | no | 0 | 0 | 0 | 1123.9612 | 4860 | no | 12016.4166 | 0 | 24300 |  |  | 0 |  |  | 0 | 0 | 0 | 0 | 0 |  | 0 | 0 | 0 | 0 | 0 | 12016.4166 | 15539.9739 | 9737.7769 | 0 | yes | Deficit |  |  | 0 | 0 | 0 | 0 | 0 |  | 0 | 0 | 0 | 0 | 4891.3694 | yes |  | 0 | 0 | 0 | 4891.3694 | 0 | no | 0 | 0 | 0 | 4891.3694 | 0
| 15717.5061 | 0 | yes | Deficit |  |  | 0 | 0 | 0 | 0 | 0 |  | 0 | 0 | 0 | 0 | 4860 | no |  | 0 | 24032.8333 | no | 15717.5061 | 0 | no | no | 0 | 0 | 0 | 0 | 0 |  | 0 | 0 | 0 | 0 | 0 | 15717.5061 | 15403.0946 | 12737.039 | 0 | yes | Deficit |  |  | 0 | 0 | 0 | 0 | 0 |  | 0 | 0 | 0 | 0 | 5665.3177 | yes |  | 0 | 0 | 0 | 5665.3177 | 0 | no | 0 | 0 | 0 | 5665.3177 | 0
| 14718.3329 | 0 | no | Surplus | yes |  | 0 | 0 | 0 | 999.1732 | 0 | no | 0 | 0 | 0 | 999.1732 | 4860 | no | 14718.3329 | 0 | 24300 |  |  | 0 |  |  | 0 | 0 | 0 | 0 | 0 |  | 0 | 0 | 0 | 0 | 0 | 14718.3329 | 15681.4592 | 11927.3362 | 0 | yes | Deficit |  |  | 0 | 0 | 0 | 0 | 0 |  | 0 | 0 | 0 | 0 | 2944.4202 | yes |  | 0 | 0 | 0 | 2944.4202 | 0 | no | 0 | 0 | 0 | 2944.4202 | 0
| 12826.3632 | 0 | no | Surplus | yes |  | 0 | 0 | 0 | 1891.9697 | 0 | no | 0 | 0 | 0 | 1891.9697 | 4860 | no | 12826.3632 | 0 | 24300 |  |  | 0 |  |  | 0 | 0 | 0 | 0 | 0 |  | 0 | 0 | 0 | 0 | 0 | 12826.3632 | 15949.2124 | 10394.1355 | 0 | yes | Deficit |  |  | 0 | 0 | 0 | 0 | 0 |  | 0 | 0 | 0 | 0 | 4021.8762 | yes |  | 0 | 0 | 0 | 4021.8762 | 0 | no | 0 | 0 | 0 | 4021.8762 | 0
| 13859.6056 | 0 | yes | Deficit |  |  | 0 | 0 | 0 | 0 | 0 |  | 0 | 0 | 0 | 0 | 4860 | no |  | 0 | 24300 | no | 13859.6056 | 0 | no | no | 0 | 0 | 0 | 0 | 0 |  | 0 | 0 | 0 | 0 | 0 | 13859.6056 | 16209.0649 | 11231.447 | 0 | yes | Deficit |  |  | 0 | 0 | 0 | 0 | 0 |  | 0 | 0 | 0 | 0 | 5814.9294 | yes |  | 0 | 0 | 0 | 5814.9294 | 0 | no | 0 | 0 | 0 | 5814.9294 | 0
| 13467.5422 | 0 | no | Surplus | yes |  | 0 | 0 | 0 | 392.0634 | 0 | no | 0 | 0 | 0 | 392.0634 | 4860 | no | 13467.5422 | 0 | 24300 |  |  | 0 |  |  | 0 | 0 | 0 | 0 | 0 |  | 0 | 0 | 0 | 0 | 0 | 13467.5422 | 16419.7502 | 10913.7295 | 0 | yes | Deficit |  |  | 0 | 0 | 0 | 0 | 0 |  | 0 | 0 | 0 | 0 | 5188.3031 | yes |  | 0 | 0 | 0 | 5188.3031 | 0 | no | 0 | 0 | 0 | 5188.3031 | 0
| 17501.2008 | 0 | yes | Deficit |  |  | 0 | 0 | 0 | 0 | 0 |  | 0 | 0 | 0 | 0 | 4860 | no |  | 0 | 24300 | no | 17501.2008 | 0 | no | no | 0 | 0 | 0 | 0 | 0 |  | 0 | 0 | 0 | 0 | 0 | 17501.2008 | 16675.1629 | 14182.4966 | 0 | yes | Deficit |  |  | 0 | 0 | 0 | 0 | 0 |  | 0 | 0 | 0 | 0 | 5761.4334 | yes |  | 0 | 0 | 0 | 5761.4334 | 0 | no | 0 | 0 | 0 | 5761.4334 | 0
| 18158.5233 | 0 | yes | Deficit |  |  | 0 | 0 | 0 | 0 | 0 |  | 0 | 0 | 0 | 0 | 4860 | no |  | 0 | 24300 | no | 18158.5233 | 0 | no | no | 0 | 0 | 0 | 0 | 0 |  | 0 | 0 | 0 | 0 | 0 | 18158.5233 | 16661.6085 | 14715.1728 | 0 | yes | Deficit |  |  | 0 | 0 | 0 | 0 | 0 |  | 0 | 0 | 0 | 0 | 2479.1119 | yes |  | 0 | 0 | 0 | 2479.1119 | 0 | no | 0 | 0 | 0 | 2479.1119 | 0
| 17888.2921 | 0 | no | Surplus | yes |  | 0 | 0 | 0 | 270.2312 | 0 | no | 0 | 0 | 0 | 270.2312 | 4860 | no | 17888.2921 | 0 | 24300 |  |  | 0 |  |  | 0 | 0 | 0 | 0 | 0 |  | 0 | 0 | 0 | 0 | 0 | 17888.2921 | 20447.412 | 14496.1849 | 0 | yes | Deficit |  |  | 0 | 0 | 0 | 0 | 0 |  | 0 | 0 | 0 | 0 | 5732.2391 | yes |  | 0 | 0 | 0 | 5732.2391 | 0 | no | 0 | 0 | 0 | 5732.2391 | 0
| 18222.1118 | 0 | yes | Deficit |  |  | 0 | 0 | 0 | 0 | 0 |  | 0 | 0 | 0 | 0 | 4860 | no |  | 0 | 24300 | no | 18222.1118 | 0 | no | no | 0 | 0 | 0 | 0 | 0 |  | 0 | 0 | 0 | 0 | 0 | 18222.1118 | 19622.2911 | 14766.7032 | 0 | yes | Deficit |  |  | 0 | 0 | 0 | 0 | 0 |  | 0 | 0 | 0 | 0 | 5126.1062 | yes |  | 0 | 0 | 0 | 5126.1062 | 0 | no | 0 | 0 | 0 | 5126.1062 | 0
| 20529.1191 | 0 | yes | Deficit |  |  | 0 | 0 | 0 | 0 | 0 |  | 0 | 0 | 0 | 0 | 4860 | no |  | 0 | 24300 | no | 20529.1191 | 0 | no | no | 0 | 0 | 0 | 0 | 0 |  | 0 | 0 | 0 | 0 | 0 | 20529.1191 | 19443.1059 | 16636.2391 | 0 | yes | Deficit |  |  | 0 | 0 | 0 | 0 | 0 |  | 0 | 0 | 0 | 0 | 4676.4026 | yes |  | 0 | 0 | 0 | 4676.4026 | 0 | no | 0 | 0 | 0 | 4676.4026 | 0
| 17871.9823 | 0 | no | Surplus | yes |  | 0 | 0 | 0 | 2657.1368 | 0 | no | 0 | 0 | 0 | 2657.1368 | 4860 | no | 17871.9823 | 0 | 24300 |  |  | 0 |  |  | 0 | 0 | 0 | 0 | 0 |  | 0 | 0 | 0 | 0 | 0 | 17871.9823 | 18036.8147 | 14482.9678 | 0 | yes | Deficit |  |  | 0 | 0 | 0 | 0 | 0 |  | 0 | 0 | 0 | 0 | 1400.5756 | yes |  | 0 | 0 | 0 | 1400.5756 | 0 | no | 0 | 0 | 0 | 1400.5756 | 0
| 17766.435 | 0 | no | Surplus | yes |  | 0 | 0 | 0 | 105.5472 | 0 | no | 0 | 0 | 0 | 105.5472 | 4860 | no | 17766.435 | 0 | 24300 |  |  | 0 |  |  | 0 | 0 | 0 | 0 | 0 |  | 0 | 0 | 0 | 0 | 0 | 17766.435 | 18164.526 | 14397.4352 | 0 | yes | Deficit |  |  | 0 | 0 | 0 | 0 | 0 |  | 0 | 0 | 0 | 0 | 3681.5582 | yes |  | 0 | 0 | 0 | 3681.5582 | 0 | no | 0 | 0 | 0 | 3681.5582 | 0
| 18442.2179 | 0 | yes | Deficit |  |  | 0 | 0 | 0 | 0 | 0 |  | 0 | 0 | 0 | 0 | 4860 | no |  | 0 | 24300 | no | 18442.2179 | 0 | no | no | 0 | 0 | 0 | 0 | 0 |  | 0 | 0 | 0 | 0 | 0 | 18442.2179 | 18299.3299 | 14945.0712 | 0 | yes | Deficit |  |  | 0 | 0 | 0 | 0 | 0 |  | 0 | 0 | 0 | 0 | 3901.8947 | yes |  | 0 | 0 | 0 | 3901.8947 | 0 | no | 0 | 0 | 0 | 3901.8947 | 0
| 16390.8145 | 0 | no | Surplus | yes |  | 0 | 0 | 0 | 2051.4034 | 0 | no | 0 | 0 | 0 | 2051.4034 | 4860 | no | 16390.8145 | 0 | 24300 |  |  | 0 |  |  | 0 | 0 | 0 | 0 | 0 |  | 0 | 0 | 0 | 0 | 0 | 16390.8145 | 18268.9701 | 13282.6698 | 0 | yes | Deficit |  |  | 0 | 0 | 0 | 0 | 0 |  | 0 | 0 | 0 | 0 | 3323.8989 | yes |  | 0 | 0 | 0 | 3323.8989 | 0 | no | 0 | 0 | 0 | 3323.8989 | 0
| 15642.9565 | 0 | no | Surplus | yes |  | 0 | 0 | 0 | 747.858 | 0 | no | 0 | 0 | 0 | 747.858 | 4860 | no | 15642.9565 | 0 | 24300 |  |  | 0 |  |  | 0 | 0 | 0 | 0 | 0 |  | 0 | 0 | 0 | 0 | 0 | 15642.9565 | 18186.3991 | 12676.626 | 0 | yes | Deficit |  |  | 0 | 0 | 0 | 0 | 0 |  | 0 | 0 | 0 | 0 | 4903.7293 | yes |  | 0 | 0 | 0 | 4903.7293 | 0 | no | 0 | 0 | 0 | 4903.7293 | 0
| 16543.2035 | 0 | yes | Deficit |  |  | 0 | 0 | 0 | 0 | 0 |  | 0 | 0 | 0 | 0 | 4860 | no |  | 0 | 24300 | no | 16543.2035 | 0 | no | no | 0 | 0 | 0 | 0 | 0 |  | 0 | 0 | 0 | 0 | 0 | 16543.2035 | 18629.8298 | 13406.1617 | 0 | yes | Deficit |  |  | 0 | 0 | 0 | 0 | 0 |  | 0 | 0 | 0 | 0 | 5953.2038 | yes |  | 0 | 0 | 0 | 5953.2038 | 0 | no | 0 | 0 | 0 | 5953.2038 | 0
| 19394.0589 | 0 | yes | Deficit |  |  | 0 | 0 | 0 | 0 | 0 |  | 0 | 0 | 0 | 0 | 4860 | no |  | 0 | 24300 | no | 19394.0589 | 0 | no | no | 0 | 0 | 0 | 0 | 0 |  | 0 | 0 | 0 | 0 | 0 | 19394.0589 | 16095.7699 | 15716.4173 | 0 | yes | Deficit |  |  | 0 | 0 | 0 | 0 | 0 |  | 0 | 0 | 0 | 0 | 2689.6082 | yes |  | 0 | 0 | 0 | 2689.6082 | 0 | no | 0 | 0 | 0 | 2689.6082 | 0
| 16935.9353 | 0 | no | Surplus | yes |  | 0 | 0 | 0 | 2458.1236 | 0 | no | 0 | 0 | 0 | 2458.1236 | 4860 | no | 16935.9353 | 0 | 24300 |  |  | 0 |  |  | 0 | 0 | 0 | 0 | 0 |  | 0 | 0 | 0 | 0 | 0 | 16935.9353 | 16907.4413 | 13724.4208 | 0 | yes | Deficit |  |  | 0 | 0 | 0 | 0 | 0 |  | 0 | 0 | 0 | 0 | 1191.0241 | yes |  | 0 | 0 | 0 | 1191.0241 | 0 | no | 0 | 0 | 0 | 1191.0241 | 0
| 16946.2901 | 0 | yes | Deficit |  |  | 0 | 0 | 0 | 0 | 0 |  | 0 | 0 | 0 | 0 | 4860 | no |  | 0 | 24300 | no | 16946.2901 | 0 | no | no | 0 | 0 | 0 | 0 | 0 |  | 0 | 0 | 0 | 0 | 0 | 16946.2901 | 16803.6539 | 13732.8121 | 0 | yes | Deficit |  |  | 0 | 0 | 0 | 0 | 0 |  | 0 | 0 | 0 | 0 | 3079.2331 | yes |  | 0 | 0 | 0 | 3079.2331 | 0 | no | 0 | 0 | 0 | 3079.2331 | 0
| 17167.2084 | 0 | yes | Deficit |  |  | 0 | 0 | 0 | 0 | 0 |  | 0 | 0 | 0 | 0 | 4860 | no |  | 0 | 24300 | no | 17167.2084 | 0 | no | no | 0 | 0 | 0 | 0 | 0 |  | 0 | 0 | 0 | 0 | 0 | 17167.2084 | 16747.822 | 13911.8383 | 0 | yes | Deficit |  |  | 0 | 0 | 0 | 0 | 0 |  | 0 | 0 | 0 | 0 | 3015.0099 | yes |  | 0 | 0 | 0 | 3015.0099 | 0 | no | 0 | 0 | 0 | 3015.0099 | 0
| 18906.9158 | 0 | yes | Deficit |  |  | 0 | 0 | 0 | 0 | 0 |  | 0 | 0 | 0 | 0 | 4860 | no |  | 0 | 24300 | no | 18906.9158 | 0 | no | no | 0 | 0 | 0 | 0 | 0 |  | 0 | 0 | 0 | 0 | 0 | 18906.9158 | 16499.5726 | 15321.6498 | 0 | yes | Deficit |  |  | 0 | 0 | 0 | 0 | 0 |  | 0 | 0 | 0 | 0 | 2587.7343 | yes |  | 0 | 0 | 0 | 2587.7343 | 0 | no | 0 | 0 | 0 | 2587.7343 | 0
| 18938.5023 | 0 | yes | Deficit |  |  | 0 | 0 | 0 | 0 | 0 |  | 0 | 0 | 0 | 0 | 4860 | no |  | 0 | 24300 | no | 18938.5023 | 0 | no | no | 0 | 0 | 0 | 0 | 0 |  | 0 | 0 | 0 | 0 | 0 | 18938.5023 | 16306.7492 | 15347.2466 | 0 | yes | Deficit |  |  | 0 | 0 | 0 | 0 | 0 |  | 0 | 0 | 0 | 0 | 985.0995 | yes |  | 0 | 0 | 0 | 985.0995 | 0 | no | 0 | 0 | 0 | 985.0995 | 0
| 19013.0924 | 0 | yes | Deficit |  |  | 0 | 0 | 0 | 0 | 0 |  | 0 | 0 | 0 | 0 | 4860 | no |  | 0 | 24300 | no | 19013.0924 | 0 | no | no | 0 | 0 | 0 | 0 | 0 |  | 0 | 0 | 0 | 0 | 0 | 19013.0924 | 16428.7528 | 15407.6924 | 0 | yes | Deficit |  |  | 0 | 0 | 0 | 0 | 0 |  | 0 | 0 | 0 | 0 | 1081.5062 | yes |  | 0 | 0 | 0 | 1081.5062 | 0 | no | 0 | 0 | 0 | 1081.5062 | 0
| 20888.8739 | 0 | yes | Deficit |  |  | 0 | 0 | 0 | 0 | 0 |  | 0 | 0 | 0 | 0 | 4860 | no |  | 0 | 24300 | no | 20888.8739 | 0 | no | no | 0 | 0 | 0 | 0 | 0 |  | 0 | 0 | 0 | 0 | 0 | 20888.8739 | 16258.4305 | 16927.7746 | 0 | yes | Deficit |  |  | 0 | 0 | 0 | 0 | 0 |  | 0 | 0 | 0 | 0 | 850.7381 | yes |  | 0 | 0 | 0 | 850.7381 | 0 | no | 0 | 0 | 0 | 850.7381 | 0
| 23781.5442 | 0 | yes | Deficit |  |  | 0 | 0 | 0 | 0 | 0 |  | 0 | 0 | 0 | 0 | 4860 | no |  | 0 | 24300 | no | 23781.5442 | 0 | no | no | 0 | 0 | 0 | 0 | 0 |  | 0 | 0 | 0 | 0 | 0 | 23781.5442 | 16494.9996 | 19271.9159 | 0 | no | Surplus | yes |  | 0 | 0 | 0 | 432.775 | 0 | no | 0 | 0 | 0 | 432.775 | 0 |  |  | 0 | 0 | 0 | 0 | 0 |  | 0 | 0 | 0 | 0 | 0
| 21044.8676 | 0 | no | Surplus | yes |  | 0 | 0 | 0 | 2736.6766 | 0 | no | 0 | 0 | 0 | 2736.6766 | 4860 | no | 21044.8676 | 0 | 24300 |  |  | 0 |  |  | 0 | 0 | 0 | 0 | 0 |  | 0 | 0 | 0 | 0 | 0 | 21044.8676 | 16496.4078 | 17054.1877 | 0 | no | Surplus | yes |  | 0 | 0 | 0 | 2775.508 | 0 | no | 0 | 0 | 0 | 2775.508 | 0 |  |  | 0 | 0 | 0 | 0 | 0 |  | 0 | 0 | 0 | 0 | 0
| 21067.7014 | 0 | yes | Deficit |  |  | 0 | 0 | 0 | 0 | 0 |  | 0 | 0 | 0 | 0 | 4860 | no |  | 0 | 24300 | no | 21067.7014 | 0 | no | no | 0 | 0 | 0 | 0 | 0 |  | 0 | 0 | 0 | 0 | 0 | 21067.7014 | 17369.3215 | 17072.6916 | 0 | yes | Deficit |  |  | 0 | 0 | 0 | 0 | 0 |  | 0 | 0 | 0 | 0 | 315.1338 | yes |  | 0 | 0 | 0 | 315.1338 | 0 | no | 0 | 0 | 0 | 315.1338 | 0
| 21958.1295 | 0 | yes | Deficit |  |  | 0 | 0 | 0 | 0 | 0 |  | 0 | 0 | 0 | 0 | 4860 | no |  | 0 | 24300 | no | 21958.1295 | 0 | no | no | 0 | 0 | 0 | 0 | 0 |  | 0 | 0 | 0 | 0 | 0 | 21958.1295 | 16671.6603 | 17794.2703 | 0 | no | Surplus | yes |  | 0 | 0 | 0 | 401.0313 | 0 | no | 0 | 0 | 0 | 401.0313 | 0 |  |  | 0 | 0 | 0 | 0 | 0 |  | 0 | 0 | 0 | 0 | 0
| 21136.2678 | 0 | no | Surplus | yes |  | 0 | 0 | 0 | 821.8617 | 0 | no | 0 | 0 | 0 | 821.8617 | 4860 | no | 21136.2678 | 0 | 24300 |  |  | 0 |  |  | 0 | 0 | 0 | 0 | 0 |  | 0 | 0 | 0 | 0 | 0 | 21136.2678 | 15852.9918 | 17128.2559 | 0 | no | Surplus | yes |  | 0 | 0 | 0 | 1941.2784 | 0 | no | 0 | 0 | 0 | 1941.2784 | 0 |  |  | 0 | 0 | 0 | 0 | 0 |  | 0 | 0 | 0 | 0 | 0
| 21295.4924 | 0 | yes | Deficit |  |  | 0 | 0 | 0 | 0 | 0 |  | 0 | 0 | 0 | 0 | 4860 | no |  | 0 | 24300 | no | 21295.4924 | 0 | no | no | 0 | 0 | 0 | 0 | 0 |  | 0 | 0 | 0 | 0 | 0 | 21295.4924 | 15491.4788 | 17257.2872 | 0 | no | Surplus | yes |  | 0 | 0 | 0 | 1636.7771 | 0 | no | 0 | 0 | 0 | 1636.7771 | 0 |  |  | 0 | 0 | 0 | 0 | 0 |  | 0 | 0 | 0 | 0 | 0
| 20076.0179 | 0 | no | Surplus | yes |  | 0 | 0 | 0 | 1219.4745 | 0 | no | 0 | 0 | 0 | 1219.4745 | 4860 | no | 20076.0179 | 0 | 24300 |  |  | 0 |  |  | 0 | 0 | 0 | 0 | 0 |  | 0 | 0 | 0 | 0 | 0 | 20076.0179 | 16503.0747 | 16269.0583 | 0 | no | Surplus | yes |  | 0 | 0 | 0 | 754.2125 | 0 | no | 0 | 0 | 0 | 754.2125 | 0 |  |  | 0 | 0 | 0 | 0 | 0 |  | 0 | 0 | 0 | 0 | 0
| 22371.8988 | 0 | yes | Deficit |  |  | 0 | 0 | 0 | 0 | 0 |  | 0 | 0 | 0 | 0 | 4860 | no |  | 0 | 24300 | no | 22371.8988 | 0 | no | no | 0 | 0 | 0 | 0 | 0 |  | 0 | 0 | 0 | 0 | 0 | 22371.8988 | 15711.5351 | 18129.5776 | 0 | no | Surplus | yes |  | 0 | 0 | 0 | 557.5232 | 0 | no | 0 | 0 | 0 | 557.5232 | 0 |  |  | 0 | 0 | 0 | 0 | 0 |  | 0 | 0 | 0 | 0 | 0
| 21445.118 | 0 | no | Surplus | yes |  | 0 | 0 | 0 | 926.7808 | 0 | no | 0 | 0 | 0 | 926.7808 | 4860 | no | 21445.118 | 0 | 24300 |  |  | 0 |  |  | 0 | 0 | 0 | 0 | 0 |  | 0 | 0 | 0 | 0 | 0 | 21445.118 | 15720.8525 | 17378.5397 | 0 | no | Surplus | yes |  | 0 | 0 | 0 | 2408.7252 | 0 | no | 0 | 0 | 0 | 2408.7252 | 0 |  |  | 0 | 0 | 0 | 0 | 0 |  | 0 | 0 | 0 | 0 | 0
| 20508.2004 | 0 | no | Surplus | yes |  | 0 | 0 | 0 | 936.9177 | 0 | no | 0 | 0 | 0 | 936.9177 | 4860 | no | 20508.2004 | 0 | 24300 |  |  | 0 |  |  | 0 | 0 | 0 | 0 | 0 |  | 0 | 0 | 0 | 0 | 0 | 20508.2004 | 15750.1255 | 16619.2872 | 0 | no | Surplus | yes |  | 0 | 0 | 0 | 1628.4143 | 0 | no | 0 | 0 | 0 | 1628.4143 | 0 |  |  | 0 | 0 | 0 | 0 | 0 |  | 0 | 0 | 0 | 0 | 0
| 21421.1708 | 0 | yes | Deficit |  |  | 0 | 0 | 0 | 0 | 0 |  | 0 | 0 | 0 | 0 | 4860 | no |  | 0 | 24300 | no | 21421.1708 | 0 | no | no | 0 | 0 | 0 | 0 | 0 |  | 0 | 0 | 0 | 0 | 0 | 21421.1708 | 15023.0437 | 17359.1335 | 0 | no | Surplus | yes |  | 0 | 0 | 0 | 1596.2435 | 0 | no | 0 | 0 | 0 | 1596.2435 | 0 |  |  | 0 | 0 | 0 | 0 | 0 |  | 0 | 0 | 0 | 0 | 0
| 19201.619 | 0 | no | Surplus | yes |  | 0 | 0 | 0 | 2219.5518 | 0 | no | 0 | 0 | 0 | 2219.5518 | 4860 | no | 19201.619 | 0 | 24300 |  |  | 0 |  |  | 0 | 0 | 0 | 0 | 0 |  | 0 | 0 | 0 | 0 | 0 | 19201.619 | 13945.4316 | 15560.4692 | 0 | no | Surplus | yes |  | 0 | 0 | 0 | 3413.702 | 0 | no | 0 | 0 | 0 | 3413.702 | 0 |  |  | 0 | 0 | 0 | 0 | 0 |  | 0 | 0 | 0 | 0 | 0
| 20480.4492 | 0 | yes | Deficit |  |  | 0 | 0 | 0 | 0 | 0 |  | 0 | 0 | 0 | 0 | 4860 | no |  | 0 | 24300 | no | 20480.4492 | 0 | no | no | 0 | 0 | 0 | 0 | 0 |  | 0 | 0 | 0 | 0 | 0 | 20480.4492 | 14303.0674 | 16596.7984 | 0 | no | Surplus | yes |  | 0 | 0 | 0 | 1257.4018 | 0 | no | 0 | 0 | 0 | 1257.4018 | 0 |  |  | 0 | 0 | 0 | 0 | 0 |  | 0 | 0 | 0 | 0 | 0
| 19937.131 | 0 | no | Surplus | yes |  | 0 | 0 | 0 | 543.3182 | 0 | no | 0 | 0 | 0 | 543.3182 | 4860 | no | 19937.131 | 0 | 24300 |  |  | 0 |  |  | 0 | 0 | 0 | 0 | 0 |  | 0 | 0 | 0 | 0 | 0 | 19937.131 | 13632.1533 | 16156.5081 | 0 | no | Surplus | yes |  | 0 | 0 | 0 | 2964.6451 | 0 | no | 0 | 0 | 0 | 2964.6451 | 0 |  |  | 0 | 0 | 0 | 0 | 0 |  | 0 | 0 | 0 | 0 | 0
| 22433.5902 | 0 | yes | Deficit |  |  | 0 | 0 | 0 | 0 | 0 |  | 0 | 0 | 0 | 0 | 4860 | no |  | 0 | 24300 | no | 22433.5902 | 0 | no | no | 0 | 0 | 0 | 0 | 0 |  | 0 | 0 | 0 | 0 | 0 | 22433.5902 | 14348.0705 | 18179.5707 | 0 | no | Surplus | yes |  | 0 | 0 | 0 | 1808.4376 | 0 | no | 0 | 0 | 0 | 1808.4376 | 0 |  |  | 0 | 0 | 0 | 0 | 0 |  | 0 | 0 | 0 | 0 | 0
| 22075.1857 | 0 | no | Surplus | yes |  | 0 | 0 | 0 | 358.4045 | 0 | no | 0 | 0 | 0 | 358.4045 | 4860 | no | 22075.1857 | 0 | 24300 |  |  | 0 |  |  | 0 | 0 | 0 | 0 | 0 |  | 0 | 0 | 0 | 0 | 0 | 22075.1857 | 14395.3294 | 17889.1294 | 0 | no | Surplus | yes |  | 0 | 0 | 0 | 3784.2413 | 0 | no | 0 | 0 | 0 | 3784.2413 | 0 |  |  | 0 | 0 | 0 | 0 | 0 |  | 0 | 0 | 0 | 0 | 0
| 19417.4033 | 0 | no | Surplus | yes |  | 0 | 0 | 0 | 2657.7824 | 0 | no | 0 | 0 | 0 | 2657.7824 | 4860 | no | 19417.4033 | 0 | 24300 |  |  | 0 |  |  | 0 | 0 | 0 | 0 | 0 |  | 0 | 0 | 0 | 0 | 0 | 19417.4033 | 14024.8668 | 15735.3349 | 0 | no | Surplus | yes |  | 0 | 0 | 0 | 3864.2626 | 0 | no | 0 | 0 | 0 | 3864.2626 | 0 |  |  | 0 | 0 | 0 | 0 | 0 |  | 0 | 0 | 0 | 0 | 0
| 20503.168 | 0 | yes | Deficit |  |  | 0 | 0 | 0 | 0 | 0 |  | 0 | 0 | 0 | 0 | 4860 | no |  | 0 | 24300 | no | 20503.168 | 0 | no | no | 0 | 0 | 0 | 0 | 0 |  | 0 | 0 | 0 | 0 | 0 | 20503.168 | 14815.459 | 16615.2091 | 0 | no | Surplus | yes |  | 0 | 0 | 0 | 919.8759 | 0 | no | 0 | 0 | 0 | 919.8759 | 0 |  |  | 0 | 0 | 0 | 0 | 0 |  | 0 | 0 | 0 | 0 | 0
| 19971.9924 | 0 | no | Surplus | yes |  | 0 | 0 | 0 | 531.1756 | 0 | no | 0 | 0 | 0 | 531.1756 | 4860 | no | 19971.9924 | 0 | 24300 |  |  | 0 |  |  | 0 | 0 | 0 | 0 | 0 |  | 0 | 0 | 0 | 0 | 0 | 19971.9924 | 15288.9697 | 16184.7588 | 0 | no | Surplus | yes |  | 0 | 0 | 0 | 1326.2394 | 0 | no | 0 | 0 | 0 | 1326.2394 | 0 |  |  | 0 | 0 | 0 | 0 | 0 |  | 0 | 0 | 0 | 0 | 0
| 20627.2629 | 0 | yes | Deficit |  |  | 0 | 0 | 0 | 0 | 0 |  | 0 | 0 | 0 | 0 | 4860 | no |  | 0 | 24300 | no | 20627.2629 | 0 | no | no | 0 | 0 | 0 | 0 | 0 |  | 0 | 0 | 0 | 0 | 0 | 20627.2629 | 15639.829 | 16715.7722 | 0 | no | Surplus | yes |  | 0 | 0 | 0 | 544.9298 | 0 | no | 0 | 0 | 0 | 544.9298 | 0 |  |  | 0 | 0 | 0 | 0 | 0 |  | 0 | 0 | 0 | 0 | 0
| 19924.4249 | 0 | no | Surplus | yes |  | 0 | 0 | 0 | 702.8381 | 0 | no | 0 | 0 | 0 | 702.8381 | 4860 | no | 19924.4249 | 0 | 24300 |  |  | 0 |  |  | 0 | 0 | 0 | 0 | 0 |  | 0 | 0 | 0 | 0 | 0 | 19924.4249 | 15470.1238 | 16146.2114 | 0 | no | Surplus | yes |  | 0 | 0 | 0 | 1245.6485 | 0 | no | 0 | 0 | 0 | 1245.6485 | 0 |  |  | 0 | 0 | 0 | 0 | 0 |  | 0 | 0 | 0 | 0 | 0
| 20395.7086 | 0 | yes | Deficit |  |  | 0 | 0 | 0 | 0 | 0 |  | 0 | 0 | 0 | 0 | 4860 | no |  | 0 | 24300 | no | 20395.7086 | 0 | no | no | 0 | 0 | 0 | 0 | 0 |  | 0 | 0 | 0 | 0 | 0 | 20395.7086 | 15546.971 | 16528.1269 | 0 | no | Surplus | yes |  | 0 | 0 | 0 | 599.2404 | 0 | no | 0 | 0 | 0 | 599.2404 | 0 |  |  | 0 | 0 | 0 | 0 | 0 |  | 0 | 0 | 0 | 0 | 0
| 21422.2915 | 0 | yes | Deficit |  |  | 0 | 0 | 0 | 0 | 0 |  | 0 | 0 | 0 | 0 | 4860 | no |  | 0 | 24300 | no | 21422.2915 | 0 | no | no | 0 | 0 | 0 | 0 | 0 |  | 0 | 0 | 0 | 0 | 0 | 21422.2915 | 15073.84 | 17360.0417 | 0 | no | Surplus | yes |  | 0 | 0 | 0 | 1454.2868 | 0 | no | 0 | 0 | 0 | 1454.2868 | 0 |  |  | 0 | 0 | 0 | 0 | 0 |  | 0 | 0 | 0 | 0 | 0
| 22120.9743 | 0 | yes | Deficit |  |  | 0 | 0 | 0 | 0 | 0 |  | 0 | 0 | 0 | 0 | 4860 | no |  | 0 | 24300 | no | 22120.9743 | 0 | no | no | 0 | 0 | 0 | 0 | 0 |  | 0 | 0 | 0 | 0 | 0 | 22120.9743 | 15255.6375 | 17926.2353 | 0 | no | Surplus | yes |  | 0 | 0 | 0 | 2104.4042 | 0 | no | 0 | 0 | 0 | 2104.4042 | 0 |  |  | 0 | 0 | 0 | 0 | 0 |  | 0 | 0 | 0 | 0 | 0
| 19887.7139 | 0 | no | Surplus | yes |  | 0 | 0 | 0 | 2233.2604 | 0 | no | 0 | 0 | 0 | 2233.2604 | 4860 | no | 19887.7139 | 0 | 24300 |  |  | 0 |  |  | 0 | 0 | 0 | 0 | 0 |  | 0 | 0 | 0 | 0 | 0 | 19887.7139 | 15654.5842 | 16116.4618 | 0 | no | Surplus | yes |  | 0 | 0 | 0 | 2271.6511 | 0 | no | 0 | 0 | 0 | 2271.6511 | 0 |  |  | 0 | 0 | 0 | 0 | 0 |  | 0 | 0 | 0 | 0 | 0
| 17545.1417 | 0 | no | Surplus | yes |  | 0 | 0 | 0 | 2342.5722 | 0 | no | 0 | 0 | 0 | 2342.5722 | 4860 | no | 17545.1417 | 0 | 24300 |  |  | 0 |  |  | 0 | 0 | 0 | 0 | 0 |  | 0 | 0 | 0 | 0 | 0 | 17545.1417 | 15670.4058 | 14218.1051 | 0 | no | Surplus | yes |  | 0 | 0 | 0 | 446.0561 | 0 | no | 0 | 0 | 0 | 446.0561 | 0 |  |  | 0 | 0 | 0 | 0 | 0 |  | 0 | 0 | 0 | 0 | 0
| 20477.6513 | 0 | yes | Deficit |  |  | 0 | 0 | 0 | 0 | 0 |  | 0 | 0 | 0 | 0 | 4860 | no |  | 0 | 24300 | no | 20477.6513 | 0 | no | no | 0 | 0 | 0 | 0 | 0 |  | 0 | 0 | 0 | 0 | 0 | 20477.6513 | 14836.542 | 16594.531 | 0 | yes | Deficit |  |  | 0 | 0 | 0 | 0 | 0 |  | 0 | 0 | 0 | 0 | 618.4369 | yes |  | 0 | 0 | 0 | 618.4369 | 0 | no | 0 | 0 | 0 | 618.4369 | 0
| 19929.6923 | 0 | no | Surplus | yes |  | 0 | 0 | 0 | 547.959 | 0 | no | 0 | 0 | 0 | 547.959 | 4860 | no | 19929.6923 | 0 | 24300 |  |  | 0 |  |  | 0 | 0 | 0 | 0 | 0 |  | 0 | 0 | 0 | 0 | 0 | 19929.6923 | 13719.9015 | 16150.48 | 0 | no | Surplus | yes |  | 0 | 0 | 0 | 2874.6295 | 0 | no | 0 | 0 | 0 | 2874.6295 | 0 |  |  | 0 | 0 | 0 | 0 | 0 |  | 0 | 0 | 0 | 0 | 0
| 20160.7392 | 0 | yes | Deficit |  |  | 0 | 0 | 0 | 0 | 0 |  | 0 | 0 | 0 | 0 | 4860 | no |  | 0 | 24300 | no | 20160.7392 | 0 | no | no | 0 | 0 | 0 | 0 | 0 |  | 0 | 0 | 0 | 0 | 0 | 20160.7392 | 15912.9375 | 16337.7141 | 0 | no | Surplus | yes |  | 0 | 0 | 0 | 237.5425 | 0 | no | 0 | 0 | 0 | 237.5425 | 0 |  |  | 0 | 0 | 0 | 0 | 0 |  | 0 | 0 | 0 | 0 | 0
| 21941.2222 | 0 | yes | Deficit |  |  | 0 | 0 | 0 | 0 | 0 |  | 0 | 0 | 0 | 0 | 4860 | no |  | 0 | 24300 | no | 21941.2222 | 0 | no | no | 0 | 0 | 0 | 0 | 0 |  | 0 | 0 | 0 | 0 | 0 | 21941.2222 | 16915.8199 | 17780.5691 | 0 | yes | Deficit |  |  | 0 | 0 | 0 | 0 | 0 |  | 0 | 0 | 0 | 0 | 578.1057 | yes |  | 0 | 0 | 0 | 578.1057 | 0 | no | 0 | 0 | 0 | 578.1057 | 0
| 21474.097 | 0 | no | Surplus | yes |  | 0 | 0 | 0 | 467.1253 | 0 | no | 0 | 0 | 0 | 467.1253 | 4860 | no | 21474.097 | 0 | 24300 |  |  | 0 |  |  | 0 | 0 | 0 | 0 | 0 |  | 0 | 0 | 0 | 0 | 0 | 21474.097 | 18066.4729 | 17402.0235 | 0 | yes | Deficit |  |  | 0 | 0 | 0 | 0 | 0 |  | 0 | 0 | 0 | 0 | 285.9039 | yes |  | 0 | 0 | 0 | 285.9039 | 0 | no | 0 | 0 | 0 | 285.9039 | 0
| 19479.5966 | 0 | no | Surplus | yes |  | 0 | 0 | 0 | 1994.5004 | 0 | no | 0 | 0 | 0 | 1994.5004 | 4860 | no | 19479.5966 | 0 | 24300 |  |  | 0 |  |  | 0 | 0 | 0 | 0 | 0 |  | 0 | 0 | 0 | 0 | 0 | 19479.5966 | 16441.5753 | 15785.7346 | 0 | no | Surplus | yes |  | 0 | 0 | 0 | 960.4482 | 0 | no | 0 | 0 | 0 | 960.4482 | 0 |  |  | 0 | 0 | 0 | 0 | 0 |  | 0 | 0 | 0 | 0 | 0
| 19559.0128 | 0 | yes | Deficit |  |  | 0 | 0 | 0 | 0 | 0 |  | 0 | 0 | 0 | 0 | 4860 | no |  | 0 | 24300 | no | 19559.0128 | 0 | no | no | 0 | 0 | 0 | 0 | 0 |  | 0 | 0 | 0 | 0 | 0 | 19559.0128 | 16368.954 | 15850.0914 | 0 | yes | Deficit |  |  | 0 | 0 | 0 | 0 | 0 |  | 0 | 0 | 0 | 0 | 583.2194 | yes |  | 0 | 0 | 0 | 583.2194 | 0 | no | 0 | 0 | 0 | 583.2194 | 0
| 21866.4015 | 0 | yes | Deficit |  |  | 0 | 0 | 0 | 0 | 0 |  | 0 | 0 | 0 | 0 | 4860 | no |  | 0 | 24300 | no | 21866.4015 | 0 | no | no | 0 | 0 | 0 | 0 | 0 |  | 0 | 0 | 0 | 0 | 0 | 21866.4015 | 15998.9688 | 17719.9364 | 0 | yes | Deficit |  |  | 0 | 0 | 0 | 0 | 0 |  | 0 | 0 | 0 | 0 | 148.8774 | yes |  | 0 | 0 | 0 | 148.8774 | 0 | no | 0 | 0 | 0 | 148.8774 | 0
| 19486.7853 | 0 | no | Surplus | yes |  | 0 | 0 | 0 | 2379.6162 | 0 | no | 0 | 0 | 0 | 2379.6162 | 4860 | no | 19486.7853 | 0 | 24300 |  |  | 0 |  |  | 0 | 0 | 0 | 0 | 0 |  | 0 | 0 | 0 | 0 | 0 | 19486.7853 | 15418.4743 | 15791.5602 | 0 | no | Surplus | yes |  | 0 | 0 | 0 | 2301.4621 | 0 | no | 0 | 0 | 0 | 2301.4621 | 0 |  |  | 0 | 0 | 0 | 0 | 0 |  | 0 | 0 | 0 | 0 | 0
| 17922.0522 | 0 | no | Surplus | yes |  | 0 | 0 | 0 | 1564.7332 | 0 | no | 0 | 0 | 0 | 1564.7332 | 4860 | no | 17922.0522 | 0 | 24300 |  |  | 0 |  |  | 0 | 0 | 0 | 0 | 0 |  | 0 | 0 | 0 | 0 | 0 | 17922.0522 | 14071.5482 | 14523.5431 | 0 | no | Surplus | yes |  | 0 | 0 | 0 | 1720.0121 | 0 | no | 0 | 0 | 0 | 1720.0121 | 0 |  |  | 0 | 0 | 0 | 0 | 0 |  | 0 | 0 | 0 | 0 | 0
| 18775.4173 | 0 | yes | Deficit |  |  | 0 | 0 | 0 | 0 | 0 |  | 0 | 0 | 0 | 0 | 4860 | no |  | 0 | 24300 | no | 18775.4173 | 0 | no | no | 0 | 0 | 0 | 0 | 0 |  | 0 | 0 | 0 | 0 | 0 | 18775.4173 | 15225.7561 | 15215.087 | 0 | yes | Deficit |  |  | 0 | 0 | 0 | 0 | 0 |  | 0 | 0 | 0 | 0 | 702.213 | yes |  | 0 | 0 | 0 | 702.213 | 0 | no | 0 | 0 | 0 | 702.213 | 0
| 18573.8595 | 0 | no | Surplus | yes |  | 0 | 0 | 0 | 201.5578 | 0 | no | 0 | 0 | 0 | 201.5578 | 4860 | no | 18573.8595 | 0 | 24300 |  |  | 0 |  |  | 0 | 0 | 0 | 0 | 0 |  | 0 | 0 | 0 | 0 | 0 | 18573.8595 | 13728.1235 | 15051.75 | 0 | no | Surplus | yes |  | 0 | 0 | 0 | 1486.9635 | 0 | no | 0 | 0 | 0 | 1486.9635 | 0 |  |  | 0 | 0 | 0 | 0 | 0 |  | 0 | 0 | 0 | 0 | 0
| 18734.1238 | 0 | yes | Deficit |  |  | 0 | 0 | 0 | 0 | 0 |  | 0 | 0 | 0 | 0 | 4860 | no |  | 0 | 24300 | no | 18734.1238 | 0 | no | no | 0 | 0 | 0 | 0 | 0 |  | 0 | 0 | 0 | 0 | 0 | 18734.1238 | 15075.0672 | 15181.6238 | 0 | yes | Deficit |  |  | 0 | 0 | 0 | 0 | 0 |  | 0 | 0 | 0 | 0 | 23.3171 | yes |  | 0 | 0 | 0 | 23.3171 | 0 | no | 0 | 0 | 0 | 23.3171 | 0
| 18735.5131 | 0 | yes | Deficit |  |  | 0 | 0 | 0 | 0 | 0 |  | 0 | 0 | 0 | 0 | 4860 | no |  | 0 | 24300 | no | 18735.5131 | 0 | no | no | 0 | 0 | 0 | 0 | 0 |  | 0 | 0 | 0 | 0 | 0 | 18735.5131 | 14788.252 | 15182.7497 | 0 | no | Surplus | yes |  | 0 | 0 | 0 | 393.3719 | 0 | no | 0 | 0 | 0 | 393.3719 | 0 |  |  | 0 | 0 | 0 | 0 | 0 |  | 0 | 0 | 0 | 0 | 0
| 18979.1268 | 0 | yes | Deficit |  |  | 0 | 0 | 0 | 0 | 0 |  | 0 | 0 | 0 | 0 | 4860 | no |  | 0 | 24300 | no | 18979.1268 | 0 | no | no | 0 | 0 | 0 | 0 | 0 |  | 0 | 0 | 0 | 0 | 0 | 18979.1268 | 14309.1626 | 15380.1676 | 0 | no | Surplus | yes |  | 0 | 0 | 0 | 873.5871 | 0 | no | 0 | 0 | 0 | 873.5871 | 0 |  |  | 0 | 0 | 0 | 0 | 0 |  | 0 | 0 | 0 | 0 | 0
| 18615.3199 | 0 | no | Surplus | yes |  | 0 | 0 | 0 | 363.807 | 0 | no | 0 | 0 | 0 | 363.807 | 4860 | no | 18615.3199 | 0 | 24300 |  |  | 0 |  |  | 0 | 0 | 0 | 0 | 0 |  | 0 | 0 | 0 | 0 | 0 | 18615.3199 | 14892.0685 | 15085.3483 | 0 | no | Surplus | yes |  | 0 | 0 | 0 | 488.0991 | 0 | no | 0 | 0 | 0 | 488.0991 | 0 |  |  | 0 | 0 | 0 | 0 | 0 |  | 0 | 0 | 0 | 0 | 0
| 18557.5905 | 0 | no | Surplus | yes |  | 0 | 0 | 0 | 57.7293 | 0 | no | 0 | 0 | 0 | 57.7293 | 4860 | no | 18557.5905 | 0 | 24300 |  |  | 0 |  |  | 0 | 0 | 0 | 0 | 0 |  | 0 | 0 | 0 | 0 | 0 | 18557.5905 | 15224.9085 | 15038.5661 | 0 | yes | Deficit |  |  | 0 | 0 | 0 | 0 | 0 |  | 0 | 0 | 0 | 0 | 139.5601 | yes |  | 0 | 0 | 0 | 139.5601 | 0 | no | 0 | 0 | 0 | 139.5601 | 0
| 20066.1472 | 0 | yes | Deficit |  |  | 0 | 0 | 0 | 0 | 0 |  | 0 | 0 | 0 | 0 | 4860 | no |  | 0 | 24300 | no | 20066.1472 | 0 | no | no | 0 | 0 | 0 | 0 | 0 |  | 0 | 0 | 0 | 0 | 0 | 20066.1472 | 15376.2293 | 16261.0593 | 0 | yes | Deficit |  |  | 0 | 0 | 0 | 0 | 0 |  | 0 | 0 | 0 | 0 | 337.6632 | yes |  | 0 | 0 | 0 | 337.6632 | 0 | no | 0 | 0 | 0 | 337.6632 | 0
| 21254.6315 | 0 | yes | Deficit |  |  | 0 | 0 | 0 | 0 | 0 |  | 0 | 0 | 0 | 0 | 4860 | no |  | 0 | 24300 | no | 21254.6315 | 0 | no | no | 0 | 0 | 0 | 0 | 0 |  | 0 | 0 | 0 | 0 | 0 | 21254.6315 | 15798.9209 | 17224.1747 | 0 | no | Surplus | yes |  | 0 | 0 | 0 | 462.1384 | 0 | no | 0 | 0 | 0 | 462.1384 | 0 |  |  | 0 | 0 | 0 | 0 | 0 |  | 0 | 0 | 0 | 0 | 0
| 19509.3044 | 0 | no | Surplus | yes |  | 0 | 0 | 0 | 1745.3271 | 0 | no | 0 | 0 | 0 | 1745.3271 | 4860 | no | 19509.3044 | 0 | 24300 |  |  | 0 |  |  | 0 | 0 | 0 | 0 | 0 |  | 0 | 0 | 0 | 0 | 0 | 19509.3044 | 16153.9961 | 15809.8091 | 0 | no | Surplus | yes |  | 0 | 0 | 0 | 1070.1786 | 0 | no | 0 | 0 | 0 | 1070.1786 | 0 |  |  | 0 | 0 | 0 | 0 | 0 |  | 0 | 0 | 0 | 0 | 0
| 19580.7246 | 0 | yes | Deficit |  |  | 0 | 0 | 0 | 0 | 0 |  | 0 | 0 | 0 | 0 | 4860 | no |  | 0 | 24300 | no | 19580.7246 | 0 | no | no | 0 | 0 | 0 | 0 | 0 |  | 0 | 0 | 0 | 0 | 0 | 19580.7246 | 16447.2098 | 15867.686 | 0 | yes | Deficit |  |  | 0 | 0 | 0 | 0 | 0 |  | 0 | 0 | 0 | 0 | 637.4007 | yes |  | 0 | 0 | 0 | 637.4007 | 0 | no | 0 | 0 | 0 | 637.4007 | 0
| 21522.0924 | 0 | yes | Deficit |  |  | 0 | 0 | 0 | 0 | 0 |  | 0 | 0 | 0 | 0 | 4860 | no |  | 0 | 24300 | no | 21522.0924 | 0 | no | no | 0 | 0 | 0 | 0 | 0 |  | 0 | 0 | 0 | 0 | 0 | 21522.0924 | 15716.4513 | 17440.9177 | 0 | no | Surplus | yes |  | 0 | 0 | 0 | 151.2347 | 0 | no | 0 | 0 | 0 | 151.2347 | 0 |  |  | 0 | 0 | 0 | 0 | 0 |  | 0 | 0 | 0 | 0 | 0
| 21524.6653 | 0 | yes | Deficit |  |  | 0 | 0 | 0 | 0 | 0 |  | 0 | 0 | 0 | 0 | 4860 | no |  | 0 | 24300 | no | 21524.6653 | 0 | no | no | 0 | 0 | 0 | 0 | 0 |  | 0 | 0 | 0 | 0 | 0 | 21524.6653 | 15507.9854 | 17443.0027 | 0 | no | Surplus | yes |  | 0 | 0 | 0 | 1932.9323 | 0 | no | 0 | 0 | 0 | 1932.9323 | 0 |  |  | 0 | 0 | 0 | 0 | 0 |  | 0 | 0 | 0 | 0 | 0
| 21468.9237 | 0 | no | Surplus | yes |  | 0 | 0 | 0 | 55.7416 | 0 | no | 0 | 0 | 0 | 55.7416 | 4860 | no | 21468.9237 | 0 | 24300 |  |  | 0 |  |  | 0 | 0 | 0 | 0 | 0 |  | 0 | 0 | 0 | 0 | 0 | 21468.9237 | 16225.3952 | 17397.8312 | 0 | no | Surplus | yes |  | 0 | 0 | 0 | 1217.6075 | 0 | no | 0 | 0 | 0 | 1217.6075 | 0 |  |  | 0 | 0 | 0 | 0 | 0 |  | 0 | 0 | 0 | 0 | 0
| 20079.9396 | 0 | no | Surplus | yes |  | 0 | 0 | 0 | 1388.9841 | 0 | no | 0 | 0 | 0 | 1388.9841 | 4860 | no | 20079.9396 | 0 | 24300 |  |  | 0 |  |  | 0 | 0 | 0 | 0 | 0 |  | 0 | 0 | 0 | 0 | 0 | 20079.9396 | 16532.4425 | 16272.2363 | 0 | no | Surplus | yes |  | 0 | 0 | 0 | 865.3886 | 0 | no | 0 | 0 | 0 | 865.3886 | 0 |  |  | 0 | 0 | 0 | 0 | 0 |  | 0 | 0 | 0 | 0 | 0
| 18336.8563 | 0 | no | Surplus | yes |  | 0 | 0 | 0 | 1743.0833 | 0 | no | 0 | 0 | 0 | 1743.0833 | 4860 | no | 18336.8563 | 0 | 24300 |  |  | 0 |  |  | 0 | 0 | 0 | 0 | 0 |  | 0 | 0 | 0 | 0 | 0 | 18336.8563 | 16450.78 | 14859.689 | 0 | yes | Deficit |  |  | 0 | 0 | 0 | 0 | 0 |  | 0 | 0 | 0 | 0 | 178.5437 | yes |  | 0 | 0 | 0 | 178.5437 | 0 | no | 0 | 0 | 0 | 178.5437 | 0
| 20936.7037 | 0 | yes | Deficit |  |  | 0 | 0 | 0 | 0 | 0 |  | 0 | 0 | 0 | 0 | 4860 | no |  | 0 | 24300 | no | 20936.7037 | 0 | no | no | 0 | 0 | 0 | 0 | 0 |  | 0 | 0 | 0 | 0 | 0 | 20936.7037 | 16402.5493 | 16966.5346 | 0 | yes | Deficit |  |  | 0 | 0 | 0 | 0 | 0 |  | 0 | 0 | 0 | 0 | 1542.8603 | yes |  | 0 | 0 | 0 | 1542.8603 | 0 | no | 0 | 0 | 0 | 1542.8603 | 0
| 19758.8321 | 0 | no | Surplus | yes |  | 0 | 0 | 0 | 1177.8715 | 0 | no | 0 | 0 | 0 | 1177.8715 | 4860 | no | 19758.8321 | 0 | 24300 |  |  | 0 |  |  | 0 | 0 | 0 | 0 | 0 |  | 0 | 0 | 0 | 0 | 0 | 19758.8321 | 15991.4155 | 16012.0196 | 0 | no | Surplus | yes |  | 0 | 0 | 0 | 975.119 | 0 | no | 0 | 0 | 0 | 975.119 | 0 |  |  | 0 | 0 | 0 | 0 | 0 |  | 0 | 0 | 0 | 0 | 0
| 19116.0647 | 0 | no | Surplus | yes |  | 0 | 0 | 0 | 642.7675 | 0 | no | 0 | 0 | 0 | 642.7675 | 4860 | no | 19116.0647 | 0 | 24300 |  |  | 0 |  |  | 0 | 0 | 0 | 0 | 0 |  | 0 | 0 | 0 | 0 | 0 | 19116.0647 | 15938.1823 | 15491.1383 | 0 | no | Surplus | yes |  | 0 | 0 | 0 | 73.8373 | 0 | no | 0 | 0 | 0 | 73.8373 | 0 |  |  | 0 | 0 | 0 | 0 | 0 |  | 0 | 0 | 0 | 0 | 0
| 19970.0792 | 0 | yes | Deficit |  |  | 0 | 0 | 0 | 0 | 0 |  | 0 | 0 | 0 | 0 | 4860 | no |  | 0 | 24300 | no | 19970.0792 | 0 | no | no | 0 | 0 | 0 | 0 | 0 |  | 0 | 0 | 0 | 0 | 0 | 19970.0792 | 15487.4899 | 16183.2084 | 0 | no | Surplus | yes |  | 0 | 0 | 0 | 3.6484 | 0 | no | 0 | 0 | 0 | 3.6484 | 0 |  |  | 0 | 0 | 0 | 0 | 0 |  | 0 | 0 | 0 | 0 | 0
| 18795.9302 | 0 | no | Surplus | yes |  | 0 | 0 | 0 | 1174.149 | 0 | no | 0 | 0 | 0 | 1174.149 | 4860 | no | 18795.9302 | 0 | 24300 |  |  | 0 |  |  | 0 | 0 | 0 | 0 | 0 |  | 0 | 0 | 0 | 0 | 0 | 18795.9302 | 16280.4907 | 15231.7101 | 0 | yes | Deficit |  |  | 0 | 0 | 0 | 0 | 0 |  | 0 | 0 | 0 | 0 | 97.2823 | yes |  | 0 | 0 | 0 | 97.2823 | 0 | no | 0 | 0 | 0 | 97.2823 | 0
| 19235.9106 | 0 | yes | Deficit |  |  | 0 | 0 | 0 | 0 | 0 |  | 0 | 0 | 0 | 0 | 4860 | no |  | 0 | 24300 | no | 19235.9106 | 0 | no | no | 0 | 0 | 0 | 0 | 0 |  | 0 | 0 | 0 | 0 | 0 | 19235.9106 | 16159.3357 | 15588.2582 | 0 | yes | Deficit |  |  | 0 | 0 | 0 | 0 | 0 |  | 0 | 0 | 0 | 0 | 927.6256 | yes |  | 0 | 0 | 0 | 927.6256 | 0 | no | 0 | 0 | 0 | 927.6256 | 0
| 19719.9926 | 0 | yes | Deficit |  |  | 0 | 0 | 0 | 0 | 0 |  | 0 | 0 | 0 | 0 | 4860 | no |  | 0 | 24300 | no | 19719.9926 | 0 | no | no | 0 | 0 | 0 | 0 | 0 |  | 0 | 0 | 0 | 0 | 0 | 19719.9926 | 15968.3417 | 15980.545 | 0 | yes | Deficit |  |  | 0 | 0 | 0 | 0 | 0 |  | 0 | 0 | 0 | 0 | 380.0835 | yes |  | 0 | 0 | 0 | 380.0835 | 0 | no | 0 | 0 | 0 | 380.0835 | 0
| 21971.8485 | 0 | yes | Deficit |  |  | 0 | 0 | 0 | 0 | 0 |  | 0 | 0 | 0 | 0 | 4860 | no |  | 0 | 24300 | no | 21971.8485 | 0 | no | no | 0 | 0 | 0 | 0 | 0 |  | 0 | 0 | 0 | 0 | 0 | 21971.8485 | 16183.8532 | 17805.3878 | 0 | yes | Deficit |  |  | 0 | 0 | 0 | 0 | 0 |  | 0 | 0 | 0 | 0 | 203.3082 | yes |  | 0 | 0 | 0 | 203.3082 | 0 | no | 0 | 0 | 0 | 203.3082 | 0
| 21962.7151 | 0 | no | Surplus | yes |  | 0 | 0 | 0 | 9.1334 | 0 | no | 0 | 0 | 0 | 9.1334 | 4860 | no | 21962.7151 | 0 | 24300 |  |  | 0 |  |  | 0 | 0 | 0 | 0 | 0 |  | 0 | 0 | 0 | 0 | 0 | 21962.7151 | 15269.1353 | 17797.9863 | 0 | no | Surplus | yes |  | 0 | 0 | 0 | 2536.2525 | 0 | no | 0 | 0 | 0 | 2536.2525 | 0 |  |  | 0 | 0 | 0 | 0 | 0 |  | 0 | 0 | 0 | 0 | 0
| 21507.0267 | 0 | no | Surplus | yes |  | 0 | 0 | 0 | 455.6884 | 0 | no | 0 | 0 | 0 | 455.6884 | 4860 | no | 21507.0267 | 0 | 24300 |  |  | 0 |  |  | 0 | 0 | 0 | 0 | 0 |  | 0 | 0 | 0 | 0 | 0 | 21507.0267 | 14474.6207 | 17428.7089 | 0 | no | Surplus | yes |  | 0 | 0 | 0 | 3323.3657 | 0 | no | 0 | 0 | 0 | 3323.3657 | 0 |  |  | 0 | 0 | 0 | 0 | 0 |  | 0 | 0 | 0 | 0 | 0
| 19131.0125 | 0 | no | Surplus | yes |  | 0 | 0 | 0 | 2376.0143 | 0 | no | 0 | 0 | 0 | 2376.0143 | 4860 | no | 19131.0125 | 0 | 24300 |  |  | 0 |  |  | 0 | 0 | 0 | 0 | 0 |  | 0 | 0 | 0 | 0 | 0 | 19131.0125 | 15525.6479 | 15503.2516 | 0 | no | Surplus | yes |  | 0 | 0 | 0 | 1903.0609 | 0 | no | 0 | 0 | 0 | 1903.0609 | 0 |  |  | 0 | 0 | 0 | 0 | 0 |  | 0 | 0 | 0 | 0 | 0
| 19261.2848 | 0 | yes | Deficit |  |  | 0 | 0 | 0 | 0 | 0 |  | 0 | 0 | 0 | 0 | 4860 | no |  | 0 | 24300 | no | 19261.2848 | 0 | no | no | 0 | 0 | 0 | 0 | 0 |  | 0 | 0 | 0 | 0 | 0 | 19261.2848 | 15050.0844 | 15608.8207 | 0 | no | Surplus | yes |  | 0 | 0 | 0 | 453.1672 | 0 | no | 0 | 0 | 0 | 453.1672 | 0 |  |  | 0 | 0 | 0 | 0 | 0 |  | 0 | 0 | 0 | 0 | 0
| 19085.7186 | 0 | no | Surplus | yes |  | 0 | 0 | 0 | 175.5662 | 0 | no | 0 | 0 | 0 | 175.5662 | 4860 | no | 19085.7186 | 0 | 24300 |  |  | 0 |  |  | 0 | 0 | 0 | 0 | 0 |  | 0 | 0 | 0 | 0 | 0 | 19085.7186 | 15544.5203 | 15466.5467 | 0 | no | Surplus | yes |  | 0 | 0 | 0 | 64.3005 | 0 | no | 0 | 0 | 0 | 64.3005 | 0 |  |  | 0 | 0 | 0 | 0 | 0 |  | 0 | 0 | 0 | 0 | 0
| 19157.0601 | 0 | yes | Deficit |  |  | 0 | 0 | 0 | 0 | 0 |  | 0 | 0 | 0 | 0 | 4860 | no |  | 0 | 24300 | no | 19157.0601 | 0 | no | no | 0 | 0 | 0 | 0 | 0 |  | 0 | 0 | 0 | 0 | 0 | 19157.0601 | 15513.4598 | 15524.3599 | 0 | yes | Deficit |  |  | 0 | 0 | 0 | 0 | 0 |  | 0 | 0 | 0 | 0 | 46.9131 | yes |  | 0 | 0 | 0 | 46.9131 | 0 | no | 0 | 0 | 0 | 46.9131 | 0
| 19698.607 | 0 | yes | Deficit |  |  | 0 | 0 | 0 | 0 | 0 |  | 0 | 0 | 0 | 0 | 4860 | no |  | 0 | 24300 | no | 19698.607 | 0 | no | no | 0 | 0 | 0 | 0 | 0 |  | 0 | 0 | 0 | 0 | 0 | 19698.607 | 15676.2778 | 15963.2147 | 0 | yes | Deficit |  |  | 0 | 0 | 0 | 0 | 0 |  | 0 | 0 | 0 | 0 | 151.9179 | yes |  | 0 | 0 | 0 | 151.9179 | 0 | no | 0 | 0 | 0 | 151.9179 | 0
| 19042.2379 | 0 | no | Surplus | yes |  | 0 | 0 | 0 | 656.3691 | 0 | no | 0 | 0 | 0 | 656.3691 | 4860 | no | 19042.2379 | 0 | 24300 |  |  | 0 |  |  | 0 | 0 | 0 | 0 | 0 |  | 0 | 0 | 0 | 0 | 0 | 19042.2379 | 15639.7398 | 15431.3111 | 0 | no | Surplus | yes |  | 0 | 0 | 0 | 323.4749 | 0 | no | 0 | 0 | 0 | 323.4749 | 0 |  |  | 0 | 0 | 0 | 0 | 0 |  | 0 | 0 | 0 | 0 | 0
| 21276.3922 | 0 | yes | Deficit |  |  | 0 | 0 | 0 | 0 | 0 |  | 0 | 0 | 0 | 0 | 4860 | no |  | 0 | 24300 | no | 21276.3922 | 0 | no | no | 0 | 0 | 0 | 0 | 0 |  | 0 | 0 | 0 | 0 | 0 | 21276.3922 | 15528.7563 | 17241.8089 | 0 | yes | Deficit |  |  | 0 | 0 | 0 | 0 | 0 |  | 0 | 0 | 0 | 0 | 97.4452 | yes |  | 0 | 0 | 0 | 97.4452 | 0 | no | 0 | 0 | 0 | 97.4452 | 0
| 19736.8932 | 0 | no | Surplus | yes |  | 0 | 0 | 0 | 1539.499 | 0 | no | 0 | 0 | 0 | 1539.499 | 4860 | no | 19736.8932 | 0 | 24300 |  |  | 0 |  |  | 0 | 0 | 0 | 0 | 0 |  | 0 | 0 | 0 | 0 | 0 | 19736.8932 | 15978.0471 | 15994.2409 | 0 | no | Surplus | yes |  | 0 | 0 | 0 | 1263.7618 | 0 | no | 0 | 0 | 0 | 1263.7618 | 0 |  |  | 0 | 0 | 0 | 0 | 0 |  | 0 | 0 | 0 | 0 | 0
| 19232.5451 | 0 | no | Surplus | yes |  | 0 | 0 | 0 | 504.3481 | 0 | no | 0 | 0 | 0 | 504.3481 | 4860 | no | 19232.5451 | 0 | 24300 |  |  | 0 |  |  | 0 | 0 | 0 | 0 | 0 |  | 0 | 0 | 0 | 0 | 0 | 19232.5451 | 16314.9656 | 15585.5309 | 0 | yes | Deficit |  |  | 0 | 0 | 0 | 0 | 0 |  | 0 | 0 | 0 | 0 | 320.7247 | yes |  | 0 | 0 | 0 | 320.7247 | 0 | no | 0 | 0 | 0 | 320.7247 | 0
| 18641.8634 | 0 | no | Surplus | yes |  | 0 | 0 | 0 | 590.6817 | 0 | no | 0 | 0 | 0 | 590.6817 | 4860 | no | 18641.8634 | 0 | 24300 |  |  | 0 |  |  | 0 | 0 | 0 | 0 | 0 |  | 0 | 0 | 0 | 0 | 0 | 18641.8634 | 16152.1292 | 15106.8585 | 0 | yes | Deficit |  |  | 0 | 0 | 0 | 0 | 0 |  | 0 | 0 | 0 | 0 | 566.5983 | yes |  | 0 | 0 | 0 | 566.5983 | 0 | no | 0 | 0 | 0 | 566.5983 | 0
| 18513.2312 | 0 | no | Surplus | yes |  | 0 | 0 | 0 | 128.6322 | 0 | no | 0 | 0 | 0 | 128.6322 | 4860 | no | 18513.2312 | 0 | 24300 |  |  | 0 |  |  | 0 | 0 | 0 | 0 | 0 |  | 0 | 0 | 0 | 0 | 0 | 18513.2312 | 16218.6732 | 15002.6185 | 0 | yes | Deficit |  |  | 0 | 0 | 0 | 0 | 0 |  | 0 | 0 | 0 | 0 | 1111.8147 | yes |  | 0 | 0 | 0 | 1111.8147 | 0 | no | 0 | 0 | 0 | 1111.8147 | 0
| 22168.4896 | 0 | yes | Deficit |  |  | 0 | 0 | 0 | 0 | 0 |  | 0 | 0 | 0 | 0 | 4860 | no |  | 0 | 24300 | no | 22168.4896 | 0 | no | no | 0 | 0 | 0 | 0 | 0 |  | 0 | 0 | 0 | 0 | 0 | 22168.4896 | 16288.4465 | 17964.7404 | 0 | yes | Deficit |  |  | 0 | 0 | 0 | 0 | 0 |  | 0 | 0 | 0 | 0 | 1285.828 | yes |  | 0 | 0 | 0 | 1285.828 | 0 | no | 0 | 0 | 0 | 1285.828 | 0
| 21493.371 | 0 | no | Surplus | yes |  | 0 | 0 | 0 | 675.1186 | 0 | no | 0 | 0 | 0 | 675.1186 | 4860 | no | 21493.371 | 0 | 24300 |  |  | 0 |  |  | 0 | 0 | 0 | 0 | 0 |  | 0 | 0 | 0 | 0 | 0 | 21493.371 | 15270.0271 | 17417.6426 | 0 | no | Surplus | yes |  | 0 | 0 | 0 | 2694.7133 | 0 | no | 0 | 0 | 0 | 2694.7133 | 0 |  |  | 0 | 0 | 0 | 0 | 0 |  | 0 | 0 | 0 | 0 | 0
| 19878.0069 | 0 | no | Surplus | yes |  | 0 | 0 | 0 | 1615.3641 | 0 | no | 0 | 0 | 0 | 1615.3641 | 4860 | no | 19878.0069 | 0 | 24300 |  |  | 0 |  |  | 0 | 0 | 0 | 0 | 0 |  | 0 | 0 | 0 | 0 | 0 | 19878.0069 | 15712.3587 | 16108.5956 | 0 | no | Surplus | yes |  | 0 | 0 | 0 | 1705.284 | 0 | no | 0 | 0 | 0 | 1705.284 | 0 |  |  | 0 | 0 | 0 | 0 | 0 |  | 0 | 0 | 0 | 0 | 0
| 20007.7953 | 0 | yes | Deficit |  |  | 0 | 0 | 0 | 0 | 0 |  | 0 | 0 | 0 | 0 | 4860 | no |  | 0 | 24300 | no | 20007.7953 | 0 | no | no | 0 | 0 | 0 | 0 | 0 |  | 0 | 0 | 0 | 0 | 0 | 20007.7953 | 16124.8355 | 16213.7725 | 0 | yes | Deficit |  |  | 0 | 0 | 0 | 0 | 0 |  | 0 | 0 | 0 | 0 | 16.2399 | yes |  | 0 | 0 | 0 | 16.2399 | 0 | no | 0 | 0 | 0 | 16.2399 | 0
| 19568.9609 | 0 | no | Surplus | yes |  | 0 | 0 | 0 | 438.8344 | 0 | no | 0 | 0 | 0 | 438.8344 | 4860 | no | 19568.9609 | 0 | 24300 |  |  | 0 |  |  | 0 | 0 | 0 | 0 | 0 |  | 0 | 0 | 0 | 0 | 0 | 19568.9609 | 15635.9303 | 15858.1531 | 0 | no | Surplus | yes |  | 0 | 0 | 0 | 577.8422 | 0 | no | 0 | 0 | 0 | 577.8422 | 0 |  |  | 0 | 0 | 0 | 0 | 0 |  | 0 | 0 | 0 | 0 | 0
| 21699.7951 | 0 | yes | Deficit |  |  | 0 | 0 | 0 | 0 | 0 |  | 0 | 0 | 0 | 0 | 4860 | no |  | 0 | 24300 | no | 21699.7951 | 0 | no | no | 0 | 0 | 0 | 0 | 0 |  | 0 | 0 | 0 | 0 | 0 | 21699.7951 | 14105.9228 | 17584.9231 | 0 | no | Surplus | yes |  | 0 | 0 | 0 | 1752.2303 | 0 | no | 0 | 0 | 0 | 1752.2303 | 0 |  |  | 0 | 0 | 0 | 0 | 0 |  | 0 | 0 | 0 | 0 | 0
| 20464.6006 | 0 | no | Surplus | yes |  | 0 | 0 | 0 | 1235.1945 | 0 | no | 0 | 0 | 0 | 1235.1945 | 4860 | no | 20464.6006 | 0 | 24300 |  |  | 0 |  |  | 0 | 0 | 0 | 0 | 0 |  | 0 | 0 | 0 | 0 | 0 | 20464.6006 | 14085.1699 | 16583.9551 | 0 | no | Surplus | yes |  | 0 | 0 | 0 | 3499.7532 | 0 | no | 0 | 0 | 0 | 3499.7532 | 0 |  |  | 0 | 0 | 0 | 0 | 0 |  | 0 | 0 | 0 | 0 | 0
| 19310.7323 | 0 | no | Surplus | yes |  | 0 | 0 | 0 | 1153.8682 | 0 | no | 0 | 0 | 0 | 1153.8682 | 4860 | no | 19310.7323 | 0 | 24300 |  |  | 0 |  |  | 0 | 0 | 0 | 0 | 0 |  | 0 | 0 | 0 | 0 | 0 | 19310.7323 | 14323.824 | 15648.8917 | 0 | no | Surplus | yes |  | 0 | 0 | 0 | 2260.1311 | 0 | no | 0 | 0 | 0 | 2260.1311 | 0 |  |  | 0 | 0 | 0 | 0 | 0 |  | 0 | 0 | 0 | 0 | 0
| 17280.7272 | 0 | no | Surplus | yes |  | 0 | 0 | 0 | 2030.0051 | 0 | no | 0 | 0 | 0 | 2030.0051 | 4860 | no | 17280.7272 | 0 | 24300 |  |  | 0 |  |  | 0 | 0 | 0 | 0 | 0 |  | 0 | 0 | 0 | 0 | 0 | 17280.7272 | 15599.9588 | 14003.8308 | 0 | no | Surplus | yes |  | 0 | 0 | 0 | 48.9329 | 0 | no | 0 | 0 | 0 | 48.9329 | 0 |  |  | 0 | 0 | 0 | 0 | 0 |  | 0 | 0 | 0 | 0 | 0
| 18776.8582 | 0 | yes | Deficit |  |  | 0 | 0 | 0 | 0 | 0 |  | 0 | 0 | 0 | 0 | 4860 | no |  | 0 | 24300 | no | 18776.8582 | 0 | no | no | 0 | 0 | 0 | 0 | 0 |  | 0 | 0 | 0 | 0 | 0 | 18776.8582 | 15798.5419 | 15216.2546 | 0 | yes | Deficit |  |  | 0 | 0 | 0 | 0 | 0 |  | 0 | 0 | 0 | 0 | 1794.7111 | yes |  | 0 | 0 | 0 | 1794.7111 | 0 | no | 0 | 0 | 0 | 1794.7111 | 0
| 17953.3681 | 0 | no | Surplus | yes |  | 0 | 0 | 0 | 823.4901 | 0 | no | 0 | 0 | 0 | 823.4901 | 4860 | no | 17953.3681 | 0 | 24300 |  |  | 0 |  |  | 0 | 0 | 0 | 0 | 0 |  | 0 | 0 | 0 | 0 | 0 | 17953.3681 | 16062.5229 | 14548.9207 | 0 | yes | Deficit |  |  | 0 | 0 | 0 | 0 | 0 |  | 0 | 0 | 0 | 0 | 846.2683 | yes |  | 0 | 0 | 0 | 846.2683 | 0 | no | 0 | 0 | 0 | 846.2683 | 0
| 17142.7202 | 0 | no | Surplus | yes |  | 0 | 0 | 0 | 810.6479 | 0 | no | 0 | 0 | 0 | 810.6479 | 4860 | no | 17142.7202 | 0 | 24300 |  |  | 0 |  |  | 0 | 0 | 0 | 0 | 0 |  | 0 | 0 | 0 | 0 | 0 | 17142.7202 | 15872.0594 | 13891.9937 | 0 | yes | Deficit |  |  | 0 | 0 | 0 | 0 | 0 |  | 0 | 0 | 0 | 0 | 1323.1388 | yes |  | 0 | 0 | 0 | 1323.1388 | 0 | no | 0 | 0 | 0 | 1323.1388 | 0
| 17431.9676 | 0 | yes | Deficit |  |  | 0 | 0 | 0 | 0 | 0 |  | 0 | 0 | 0 | 0 | 4860 | no |  | 0 | 24300 | no | 17431.9676 | 0 | no | no | 0 | 0 | 0 | 0 | 0 |  | 0 | 0 | 0 | 0 | 0 | 17431.9676 | 15697.698 | 14126.3919 | 0 | yes | Deficit |  |  | 0 | 0 | 0 | 0 | 0 |  | 0 | 0 | 0 | 0 | 1805.7043 | yes |  | 0 | 0 | 0 | 1805.7043 | 0 | no | 0 | 0 | 0 | 1805.7043 | 0
| 14965.348 | 0 | no | Surplus | yes |  | 0 | 0 | 0 | 2466.6197 | 0 | no | 0 | 0 | 0 | 2466.6197 | 4860 | no | 14965.348 | 0 | 24300 |  |  | 0 |  |  | 0 | 0 | 0 | 0 | 0 |  | 0 | 0 | 0 | 0 | 0 | 14965.348 | 14180.4966 | 12127.5105 | 0 | yes | Deficit |  |  | 0 | 0 | 0 | 0 | 0 |  | 0 | 0 | 0 | 0 | 54.1046 | yes |  | 0 | 0 | 0 | 54.1046 | 0 | no | 0 | 0 | 0 | 54.1046 | 0
| 14004.0178 | 0 | no | Surplus | yes |  | 0 | 0 | 0 | 961.3302 | 0 | no | 0 | 0 | 0 | 961.3302 | 4860 | no | 14004.0178 | 0 | 24300 |  |  | 0 |  |  | 0 | 0 | 0 | 0 | 0 |  | 0 | 0 | 0 | 0 | 0 | 14004.0178 | 12987.0755 | 11348.4747 | 0 | yes | Deficit |  |  | 0 | 0 | 0 | 0 | 0 |  | 0 | 0 | 0 | 0 | 859.565 | yes |  | 0 | 0 | 0 | 859.565 | 0 | no | 0 | 0 | 0 | 859.565 | 0
| 13907.666 | 0 | no | Surplus | yes |  | 0 | 0 | 0 | 96.3518 | 0 | no | 0 | 0 | 0 | 96.3518 | 4860 | no | 13907.666 | 0 | 24300 |  |  | 0 |  |  | 0 | 0 | 0 | 0 | 0 |  | 0 | 0 | 0 | 0 | 0 | 13907.666 | 13962.703 | 11270.3939 | 0 | yes | Deficit |  |  | 0 | 0 | 0 | 0 | 0 |  | 0 | 0 | 0 | 0 | 2614.2283 | yes |  | 0 | 0 | 0 | 2614.2283 | 0 | no | 0 | 0 | 0 | 2614.2283 | 0
| 14659.9113 | 0 | yes | Deficit |  |  | 0 | 0 | 0 | 0 | 0 |  | 0 | 0 | 0 | 0 | 4860 | no |  | 0 | 24300 | no | 14659.9113 | 0 | no | no | 0 | 0 | 0 | 0 | 0 |  | 0 | 0 | 0 | 0 | 0 | 14659.9113 | 16310.8753 | 11879.993 | 0 | yes | Deficit |  |  | 0 | 0 | 0 | 0 | 0 |  | 0 | 0 | 0 | 0 | 5040.4814 | yes |  | 0 | 0 | 0 | 5040.4814 | 0 | no | 0 | 0 | 0 | 5040.4814 | 0
| 15556.87 | 0 | yes | Deficit |  |  | 0 | 0 | 0 | 0 | 0 |  | 0 | 0 | 0 | 0 | 4860 | no |  | 0 | 24300 | no | 15556.87 | 0 | no | no | 0 | 0 | 0 | 0 | 0 |  | 0 | 0 | 0 | 0 | 0 | 15556.87 | 15681.9649 | 12606.8639 | 0 | yes | Deficit |  |  | 0 | 0 | 0 | 0 | 0 |  | 0 | 0 | 0 | 0 | 3801.9719 | yes |  | 0 | 0 | 0 | 3801.9719 | 0 | no | 0 | 0 | 0 | 3801.9719 | 0
| 14882.5883 | 0 | no | Surplus | yes |  | 0 | 0 | 0 | 674.2817 | 0 | no | 0 | 0 | 0 | 674.2817 | 4860 | no | 14882.5883 | 0 | 24300 |  |  | 0 |  |  | 0 | 0 | 0 | 0 | 0 |  | 0 | 0 | 0 | 0 | 0 | 14882.5883 | 16111.2484 | 12060.4443 | 0 | yes | Deficit |  |  | 0 | 0 | 0 | 0 | 0 |  | 0 | 0 | 0 | 0 | 3504.3845 | yes |  | 0 | 0 | 0 | 3504.3845 | 0 | no | 0 | 0 | 0 | 3504.3845 | 0
| 13275.5619 | 0 | no | Surplus | yes |  | 0 | 0 | 0 | 1607.0264 | 0 | no | 0 | 0 | 0 | 1607.0264 | 4860 | no | 13275.5619 | 0 | 24300 |  |  | 0 |  |  | 0 | 0 | 0 | 0 | 0 |  | 0 | 0 | 0 | 0 | 0 | 13275.5619 | 15900.4859 | 10758.1539 | 0 | yes | Deficit |  |  | 0 | 0 | 0 | 0 | 0 |  | 0 | 0 | 0 | 0 | 3840.0416 | yes |  | 0 | 0 | 0 | 3840.0416 | 0 | no | 0 | 0 | 0 | 3840.0416 | 0
| 14757.6077 | 0 | yes | Deficit |  |  | 0 | 0 | 0 | 0 | 0 |  | 0 | 0 | 0 | 0 | 4860 | no |  | 0 | 24300 | no | 14757.6077 | 0 | no | no | 0 | 0 | 0 | 0 | 0 |  | 0 | 0 | 0 | 0 | 0 | 14757.6077 | 15824.5643 | 11959.1634 | 0 | yes | Deficit |  |  | 0 | 0 | 0 | 0 | 0 |  | 0 | 0 | 0 | 0 | 5066.4104 | yes |  | 0 | 0 | 0 | 5066.4104 | 0 | no | 0 | 0 | 0 | 5066.4104 | 0
| 19524.2863 | 0 | yes | Deficit |  |  | 0 | 0 | 0 | 0 | 0 |  | 0 | 0 | 0 | 0 | 4860 | no |  | 0 | 24300 | no | 19524.2863 | 0 | no | no | 0 | 0 | 0 | 0 | 0 |  | 0 | 0 | 0 | 0 | 0 | 19524.2863 | 15809.9274 | 15821.95 | 0 | yes | Deficit |  |  | 0 | 0 | 0 | 0 | 0 |  | 0 | 0 | 0 | 0 | 3850.764 | yes |  | 0 | 0 | 0 | 3850.764 | 0 | no | 0 | 0 | 0 | 3850.764 | 0
| 17445.8197 | 0 | no | Surplus | yes |  | 0 | 0 | 0 | 2078.4666 | 0 | no | 0 | 0 | 0 | 2078.4666 | 4860 | no | 17445.8197 | 0 | 24300 |  |  | 0 |  |  | 0 | 0 | 0 | 0 | 0 |  | 0 | 0 | 0 | 0 | 0 | 17445.8197 | 15670.522 | 14137.6173 | 0 | no | Surplus | yes |  | 0 | 0 | 0 | 151.428 | 0 | no | 0 | 0 | 0 | 151.428 | 0 |  |  | 0 | 0 | 0 | 0 | 0 |  | 0 | 0 | 0 | 0 | 0
| 17573.8114 | 0 | yes | Deficit |  |  | 0 | 0 | 0 | 0 | 0 |  | 0 | 0 | 0 | 0 | 4860 | no |  | 0 | 24300 | no | 17573.8114 | 0 | no | no | 0 | 0 | 0 | 0 | 0 |  | 0 | 0 | 0 | 0 | 0 | 17573.8114 | 16063.4595 | 14241.3383 | 0 | yes | Deficit |  |  | 0 | 0 | 0 | 0 | 0 |  | 0 | 0 | 0 | 0 | 1925.8422 | yes |  | 0 | 0 | 0 | 1925.8422 | 0 | no | 0 | 0 | 0 | 1925.8422 | 0
| 18788.2349 | 0 | yes | Deficit |  |  | 0 | 0 | 0 | 0 | 0 |  | 0 | 0 | 0 | 0 | 4860 | no |  | 0 | 24300 | no | 18788.2349 | 0 | no | no | 0 | 0 | 0 | 0 | 0 |  | 0 | 0 | 0 | 0 | 0 | 18788.2349 | 16558.1781 | 15225.474 | 0 | yes | Deficit |  |  | 0 | 0 | 0 | 0 | 0 |  | 0 | 0 | 0 | 0 | 2316.8398 | yes |  | 0 | 0 | 0 | 2316.8398 | 0 | no | 0 | 0 | 0 | 2316.8398 | 0
| 16009.629 | 0 | no | Surplus | yes |  | 0 | 0 | 0 | 2778.6058 | 0 | no | 0 | 0 | 0 | 2778.6058 | 4860 | no | 16009.629 | 0 | 24300 |  |  | 0 |  |  | 0 | 0 | 0 | 0 | 0 |  | 0 | 0 | 0 | 0 | 0 | 16009.629 | 15705.6828 | 12973.7675 | 0 | yes | Deficit |  |  | 0 | 0 | 0 | 0 | 0 |  | 0 | 0 | 0 | 0 | 480.2088 | yes |  | 0 | 0 | 0 | 480.2088 | 0 | no | 0 | 0 | 0 | 480.2088 | 0
| 16832.334 | 0 | yes | Deficit |  |  | 0 | 0 | 0 | 0 | 0 |  | 0 | 0 | 0 | 0 | 4860 | no |  | 0 | 24300 | no | 16832.334 | 0 | no | no | 0 | 0 | 0 | 0 | 0 |  | 0 | 0 | 0 | 0 | 0 | 16832.334 | 15473.3654 | 13640.4651 | 0 | yes | Deficit |  |  | 0 | 0 | 0 | 0 | 0 |  | 0 | 0 | 0 | 0 | 2499.598 | yes |  | 0 | 0 | 0 | 2499.598 | 0 | no | 0 | 0 | 0 | 2499.598 | 0
| 17103.9918 | 0 | yes | Deficit |  |  | 0 | 0 | 0 | 0 | 0 |  | 0 | 0 | 0 | 0 | 4860 | no |  | 0 | 24300 | no | 17103.9918 | 0 | no | no | 0 | 0 | 0 | 0 | 0 |  | 0 | 0 | 0 | 0 | 0 | 17103.9918 | 15353.4407 | 13860.6092 | 0 | yes | Deficit |  |  | 0 | 0 | 0 | 0 | 0 |  | 0 | 0 | 0 | 0 | 1712.9756 | yes |  | 0 | 0 | 0 | 1712.9756 | 0 | no | 0 | 0 | 0 | 1712.9756 | 0
| 14186.6473 | 0 | no | Surplus | yes |  | 0 | 0 | 0 | 2917.3445 | 0 | no | 0 | 0 | 0 | 2917.3445 | 4860 | no | 14186.6473 | 0 | 24300 |  |  | 0 |  |  | 0 | 0 | 0 | 0 | 0 |  | 0 | 0 | 0 | 0 | 0 | 14186.6473 | 16343.1246 | 11496.4727 | 0 | yes | Deficit |  |  | 0 | 0 | 0 | 0 | 0 |  | 0 | 0 | 0 | 0 | 2482.5154 | yes |  | 0 | 0 | 0 | 2482.5154 | 0 | no | 0 | 0 | 0 | 2482.5154 | 0
| 14510.7571 | 0 | yes | Deficit |  |  | 0 | 0 | 0 | 0 | 0 |  | 0 | 0 | 0 | 0 | 4860 | no |  | 0 | 24300 | no | 14510.7571 | 0 | no | no | 0 | 0 | 0 | 0 | 0 |  | 0 | 0 | 0 | 0 | 0 | 14510.7571 | 16205.7765 | 11759.1224 | 0 | yes | Deficit |  |  | 0 | 0 | 0 | 0 | 0 |  | 0 | 0 | 0 | 0 | 4709.3038 | yes |  | 0 | 0 | 0 | 4709.3038 | 0 | no | 0 | 0 | 0 | 4709.3038 | 0
| 14438.5816 | 0 | no | Surplus | yes |  | 0 | 0 | 0 | 72.1754 | 0 | no | 0 | 0 | 0 | 72.1754 | 4860 | no | 14438.5816 | 0 | 24300 |  |  | 0 |  |  | 0 | 0 | 0 | 0 | 0 |  | 0 | 0 | 0 | 0 | 0 | 14438.5816 | 16449.3018 | 11700.6334 | 0 | yes | Deficit |  |  | 0 | 0 | 0 | 0 | 0 |  | 0 | 0 | 0 | 0 | 4690.1793 | yes |  | 0 | 0 | 0 | 4690.1793 | 0 | no | 0 | 0 | 0 | 4690.1793 | 0
| 14889.5155 | 0 | yes | Deficit |  |  | 0 | 0 | 0 | 0 | 0 |  | 0 | 0 | 0 | 0 | 4860 | no |  | 0 | 24300 | no | 14889.5155 | 0 | no | no | 0 | 0 | 0 | 0 | 0 |  | 0 | 0 | 0 | 0 | 0 | 14889.5155 | 16718.4063 | 12066.058 | 0 | yes | Deficit |  |  | 0 | 0 | 0 | 0 | 0 |  | 0 | 0 | 0 | 0 | 5017.7729 | yes |  | 0 | 0 | 0 | 5017.7729 | 0 | no | 0 | 0 | 0 | 5017.7729 | 0
| 14390.1975 | 0 | no | Surplus | yes |  | 0 | 0 | 0 | 499.318 | 0 | no | 0 | 0 | 0 | 499.318 | 4860 | no | 14390.1975 | 0 | 24300 |  |  | 0 |  |  | 0 | 0 | 0 | 0 | 0 |  | 0 | 0 | 0 | 0 | 0 | 14390.1975 | 18919.9886 | 11661.4242 | 0 | yes | Deficit |  |  | 0 | 0 | 0 | 0 | 0 |  | 0 | 0 | 0 | 0 | 6853.9306 | yes |  | 0 | 0 | 0 | 6853.9306 | 0 | no | 0 | 0 | 0 | 6853.9306 | 0
| 15968.0233 | 0 | yes | Deficit |  |  | 0 | 0 | 0 | 0 | 0 |  | 0 | 0 | 0 | 0 | 4860 | no |  | 0 | 24300 | no | 15968.0233 | 0 | no | no | 0 | 0 | 0 | 0 | 0 |  | 0 | 0 | 0 | 0 | 0 | 15968.0233 | 16224.2671 | 12940.0513 | 0 | yes | Deficit |  |  | 0 | 0 | 0 | 0 | 0 |  | 0 | 0 | 0 | 0 | 4562.8429 | yes |  | 0 | 0 | 0 | 4562.8429 | 0 | no | 0 | 0 | 0 | 4562.8429 | 0
| 14943.2617 | 0 | no | Surplus | yes |  | 0 | 0 | 0 | 1024.7616 | 0 | no | 0 | 0 | 0 | 1024.7616 | 4860 | no | 14943.2617 | 0 | 24300 |  |  | 0 |  |  | 0 | 0 | 0 | 0 | 0 |  | 0 | 0 | 0 | 0 | 0 | 14943.2617 | 16399.1282 | 12109.6124 | 0 | yes | Deficit |  |  | 0 | 0 | 0 | 0 | 0 |  | 0 | 0 | 0 | 0 | 3459.077 | yes |  | 0 | 0 | 0 | 3459.077 | 0 | no | 0 | 0 | 0 | 3459.077 | 0
| 16970.2767 | 0 | yes | Deficit |  |  | 0 | 0 | 0 | 0 | 0 |  | 0 | 0 | 0 | 0 | 4860 | no |  | 0 | 24300 | no | 16970.2767 | 0 | no | no | 0 | 0 | 0 | 0 | 0 |  | 0 | 0 | 0 | 0 | 0 | 16970.2767 | 16552.0647 | 13752.2501 | 0 | yes | Deficit |  |  | 0 | 0 | 0 | 0 | 0 |  | 0 | 0 | 0 | 0 | 4442.4522 | yes |  | 0 | 0 | 0 | 4442.4522 | 0 | no | 0 | 0 | 0 | 4442.4522 | 0
| 18281.8821 | 0 | yes | Deficit |  |  | 0 | 0 | 0 | 0 | 0 |  | 0 | 0 | 0 | 0 | 4860 | no |  | 0 | 24300 | no | 18281.8821 | 0 | no | no | 0 | 0 | 0 | 0 | 0 |  | 0 | 0 | 0 | 0 | 0 | 18281.8821 | 16132.7444 | 14815.1394 | 0 | yes | Deficit |  |  | 0 | 0 | 0 | 0 | 0 |  | 0 | 0 | 0 | 0 | 2380.4943 | yes |  | 0 | 0 | 0 | 2380.4943 | 0 | no | 0 | 0 | 0 | 2380.4943 | 0
| 18198.4506 | 0 | no | Surplus | yes |  | 0 | 0 | 0 | 83.4315 | 0 | no | 0 | 0 | 0 | 83.4315 | 4860 | no | 18198.4506 | 0 | 24300 |  |  | 0 |  |  | 0 | 0 | 0 | 0 | 0 |  | 0 | 0 | 0 | 0 | 0 | 18198.4506 | 15502.5434 | 14747.5288 | 0 | yes | Deficit |  |  | 0 | 0 | 0 | 0 | 0 |  | 0 | 0 | 0 | 0 | 687.404 | yes |  | 0 | 0 | 0 | 687.404 | 0 | no | 0 | 0 | 0 | 687.404 | 0
| 20467.254 | 0 | yes | Deficit |  |  | 0 | 0 | 0 | 0 | 0 |  | 0 | 0 | 0 | 0 | 4860 | no |  | 0 | 24300 | no | 20467.254 | 0 | no | no | 0 | 0 | 0 | 0 | 0 |  | 0 | 0 | 0 | 0 | 0 | 20467.254 | 16156.9124 | 16586.1054 | 0 | yes | Deficit |  |  | 0 | 0 | 0 | 0 | 0 |  | 0 | 0 | 0 | 0 | 1409.3836 | yes |  | 0 | 0 | 0 | 1409.3836 | 0 | no | 0 | 0 | 0 | 1409.3836 | 0
| 18496.0528 | 0 | no | Surplus | yes |  | 0 | 0 | 0 | 1971.2012 | 0 | no | 0 | 0 | 0 | 1971.2012 | 4860 | no | 18496.0528 | 0 | 24300 |  |  | 0 |  |  | 0 | 0 | 0 | 0 | 0 |  | 0 | 0 | 0 | 0 | 0 | 18496.0528 | 13628.0414 | 14988.6976 | 0 | no | Surplus | yes |  | 0 | 0 | 0 | 2958.0639 | 0 | no | 0 | 0 | 0 | 2958.0639 | 0 |  |  | 0 | 0 | 0 | 0 | 0 |  | 0 | 0 | 0 | 0 | 0
| 18415.5681 | 0 | no | Surplus | yes |  | 0 | 0 | 0 | 80.4847 | 0 | no | 0 | 0 | 0 | 80.4847 | 4860 | no | 18415.5681 | 0 | 24300 |  |  | 0 |  |  | 0 | 0 | 0 | 0 | 0 |  | 0 | 0 | 0 | 0 | 0 | 18415.5681 | 14503.4559 | 14923.4749 | 0 | no | Surplus | yes |  | 0 | 0 | 0 | 485.2417 | 0 | no | 0 | 0 | 0 | 485.2417 | 0 |  |  | 0 | 0 | 0 | 0 | 0 |  | 0 | 0 | 0 | 0 | 0
| 17943.5603 | 0 | no | Surplus | yes |  | 0 | 0 | 0 | 472.0078 | 0 | no | 0 | 0 | 0 | 472.0078 | 4860 | no | 17943.5603 | 0 | 24300 |  |  | 0 |  |  | 0 | 0 | 0 | 0 | 0 |  | 0 | 0 | 0 | 0 | 0 | 17943.5603 | 15228.1249 | 14540.9727 | 0 | yes | Deficit |  |  | 0 | 0 | 0 | 0 | 0 |  | 0 | 0 | 0 | 0 | 304.65 | yes |  | 0 | 0 | 0 | 304.65 | 0 | no | 0 | 0 | 0 | 304.65 | 0
| 19172.1935 | 0 | yes | Deficit |  |  | 0 | 0 | 0 | 0 | 0 |  | 0 | 0 | 0 | 0 | 4860 | no |  | 0 | 24300 | no | 19172.1935 | 0 | no | no | 0 | 0 | 0 | 0 | 0 |  | 0 | 0 | 0 | 0 | 0 | 19172.1935 | 15688.1041 | 15536.6236 | 0 | yes | Deficit |  |  | 0 | 0 | 0 | 0 | 0 |  | 0 | 0 | 0 | 0 | 1147.1314 | yes |  | 0 | 0 | 0 | 1147.1314 | 0 | no | 0 | 0 | 0 | 1147.1314 | 0
| 19356.6422 | 0 | yes | Deficit |  |  | 0 | 0 | 0 | 0 | 0 |  | 0 | 0 | 0 | 0 | 4860 | no |  | 0 | 24300 | no | 19356.6422 | 0 | no | no | 0 | 0 | 0 | 0 | 0 |  | 0 | 0 | 0 | 0 | 0 | 19356.6422 | 18746.9561 | 15686.0958 | 0 | yes | Deficit |  |  | 0 | 0 | 0 | 0 | 0 |  | 0 | 0 | 0 | 0 | 3210.3326 | yes |  | 0 | 0 | 0 | 3210.3326 | 0 | no | 0 | 0 | 0 | 3210.3326 | 0
| 20743.4719 | 0 | yes | Deficit |  |  | 0 | 0 | 0 | 0 | 0 |  | 0 | 0 | 0 | 0 | 4860 | no |  | 0 | 24300 | no | 20743.4719 | 0 | no | no | 0 | 0 | 0 | 0 | 0 |  | 0 | 0 | 0 | 0 | 0 | 20743.4719 | 15634.0613 | 16809.9448 | 0 | no | Surplus | yes |  | 0 | 0 | 0 | 52.0345 | 0 | no | 0 | 0 | 0 | 52.0345 | 0 |  |  | 0 | 0 | 0 | 0 | 0 |  | 0 | 0 | 0 | 0 | 0
| 22099.3866 | 0 | yes | Deficit |  |  | 0 | 0 | 0 | 0 | 0 |  | 0 | 0 | 0 | 0 | 4860 | no |  | 0 | 24300 | no | 22099.3866 | 0 | no | no | 0 | 0 | 0 | 0 | 0 |  | 0 | 0 | 0 | 0 | 0 | 22099.3866 | 15493.649 | 17908.7412 | 0 | no | Surplus | yes |  | 0 | 0 | 0 | 1316.2958 | 0 | no | 0 | 0 | 0 | 1316.2958 | 0 |  |  | 0 | 0 | 0 | 0 | 0 |  | 0 | 0 | 0 | 0 | 0
| 17639.9593 | 0 | no | Surplus | yes |  | 0 | 0 | 0 | 4459.4273 | 0 | no | 0 | 0 | 0 | 4459.4273 | 4860 | no | 17639.9593 | 0 | 24300 |  |  | 0 |  |  | 0 | 0 | 0 | 0 | 0 |  | 0 | 0 | 0 | 0 | 0 | 17639.9593 | 15846.4646 | 14294.9427 | 0 | no | Surplus | yes |  | 0 | 0 | 0 | 2062.2766 | 0 | no | 0 | 0 | 0 | 2062.2766 | 0 |  |  | 0 | 0 | 0 | 0 | 0 |  | 0 | 0 | 0 | 0 | 0
| 16140.1409 | 0 | no | Surplus | yes |  | 0 | 0 | 0 | 1499.8185 | 0 | no | 0 | 0 | 0 | 1499.8185 | 4860 | no | 16140.1409 | 0 | 24300 |  |  | 0 |  |  | 0 | 0 | 0 | 0 | 0 |  | 0 | 0 | 0 | 0 | 0 | 16140.1409 | 15184.593 | 13079.5307 | 0 | yes | Deficit |  |  | 0 | 0 | 0 | 0 | 0 |  | 0 | 0 | 0 | 0 | 889.6503 | yes |  | 0 | 0 | 0 | 889.6503 | 0 | no | 0 | 0 | 0 | 889.6503 | 0
| 16457.2712 | 0 | yes | Deficit |  |  | 0 | 0 | 0 | 0 | 0 |  | 0 | 0 | 0 | 0 | 4860 | no |  | 0 | 24300 | no | 16457.2712 | 0 | no | no | 0 | 0 | 0 | 0 | 0 |  | 0 | 0 | 0 | 0 | 0 | 16457.2712 | 15694.8598 | 13336.5245 | 0 | yes | Deficit |  |  | 0 | 0 | 0 | 0 | 0 |  | 0 | 0 | 0 | 0 | 2615.3292 | yes |  | 0 | 0 | 0 | 2615.3292 | 0 | no | 0 | 0 | 0 | 2615.3292 | 0
| 15095.549 | 0 | no | Surplus | yes |  | 0 | 0 | 0 | 1361.7222 | 0 | no | 0 | 0 | 0 | 1361.7222 | 4860 | no | 15095.549 | 0 | 24300 |  |  | 0 |  |  | 0 | 0 | 0 | 0 | 0 |  | 0 | 0 | 0 | 0 | 0 | 15095.549 | 16278.004 | 12233.0219 | 0 | yes | Deficit |  |  | 0 | 0 | 0 | 0 | 0 |  | 0 | 0 | 0 | 0 | 2941.4796 | yes |  | 0 | 0 | 0 | 2941.4796 | 0 | no | 0 | 0 | 0 | 2941.4796 | 0
| 17470.8474 | 0 | yes | Deficit |  |  | 0 | 0 | 0 | 0 | 0 |  | 0 | 0 | 0 | 0 | 4860 | no |  | 0 | 24300 | no | 17470.8474 | 0 | no | no | 0 | 0 | 0 | 0 | 0 |  | 0 | 0 | 0 | 0 | 0 | 17470.8474 | 15693.8771 | 14157.899 | 0 | yes | Deficit |  |  | 0 | 0 | 0 | 0 | 0 |  | 0 | 0 | 0 | 0 | 3460.8552 | yes |  | 0 | 0 | 0 | 3460.8552 | 0 | no | 0 | 0 | 0 | 3460.8552 | 0
| 16756.9358 | 0 | no | Surplus | yes |  | 0 | 0 | 0 | 713.9116 | 0 | no | 0 | 0 | 0 | 713.9116 | 4860 | no | 16756.9358 | 0 | 24300 |  |  | 0 |  |  | 0 | 0 | 0 | 0 | 0 |  | 0 | 0 | 0 | 0 | 0 | 16756.9358 | 15679.3558 | 13579.3645 | 0 | yes | Deficit |  |  | 0 | 0 | 0 | 0 | 0 |  | 0 | 0 | 0 | 0 | 1521.4568 | yes |  | 0 | 0 | 0 | 1521.4568 | 0 | no | 0 | 0 | 0 | 1521.4568 | 0
| 16259.9511 | 0 | no | Surplus | yes |  | 0 | 0 | 0 | 496.9848 | 0 | no | 0 | 0 | 0 | 496.9848 | 4860 | no | 16259.9511 | 0 | 24300 |  |  | 0 |  |  | 0 | 0 | 0 | 0 | 0 |  | 0 | 0 | 0 | 0 | 0 | 16259.9511 | 16132.9159 | 13176.6216 | 0 | yes | Deficit |  |  | 0 | 0 | 0 | 0 | 0 |  | 0 | 0 | 0 | 0 | 2553.5514 | yes |  | 0 | 0 | 0 | 2553.5514 | 0 | no | 0 | 0 | 0 | 2553.5514 | 0
| 16836.4262 | 0 | yes | Deficit |  |  | 0 | 0 | 0 | 0 | 0 |  | 0 | 0 | 0 | 0 | 4860 | no |  | 0 | 24300 | no | 16836.4262 | 0 | no | no | 0 | 0 | 0 | 0 | 0 |  | 0 | 0 | 0 | 0 | 0 | 16836.4262 | 15241.9989 | 13643.7814 | 0 | yes | Deficit |  |  | 0 | 0 | 0 | 0 | 0 |  | 0 | 0 | 0 | 0 | 2065.3773 | yes |  | 0 | 0 | 0 | 2065.3773 | 0 | no | 0 | 0 | 0 | 2065.3773 | 0
| 19026.0425 | 0 | yes | Deficit |  |  | 0 | 0 | 0 | 0 | 0 |  | 0 | 0 | 0 | 0 | 4860 | no |  | 0 | 24300 | no | 19026.0425 | 0 | no | no | 0 | 0 | 0 | 0 | 0 |  | 0 | 0 | 0 | 0 | 0 | 19026.0425 | 15436.286 | 15418.1868 | 0 | yes | Deficit |  |  | 0 | 0 | 0 | 0 | 0 |  | 0 | 0 | 0 | 0 | 1792.5046 | yes |  | 0 | 0 | 0 | 1792.5046 | 0 | no | 0 | 0 | 0 | 1792.5046 | 0
| 17431.1998 | 0 | no | Surplus | yes |  | 0 | 0 | 0 | 1594.8426 | 0 | no | 0 | 0 | 0 | 1594.8426 | 4860 | no | 17431.1998 | 0 | 24300 |  |  | 0 |  |  | 0 | 0 | 0 | 0 | 0 |  | 0 | 0 | 0 | 0 | 0 | 17431.1998 | 17301.3615 | 14125.7697 | 0 | yes | Deficit |  |  | 0 | 0 | 0 | 0 | 0 |  | 0 | 0 | 0 | 0 | 1883.1747 | yes |  | 0 | 0 | 0 | 1883.1747 | 0 | no | 0 | 0 | 0 | 1883.1747 | 0
| 17227.0177 | 0 | no | Surplus | yes |  | 0 | 0 | 0 | 204.1821 | 0 | no | 0 | 0 | 0 | 204.1821 | 4860 | no | 17227.0177 | 0 | 24300 |  |  | 0 |  |  | 0 | 0 | 0 | 0 | 0 |  | 0 | 0 | 0 | 0 | 0 | 17227.0177 | 17204.0569 | 13960.3061 | 0 | yes | Deficit |  |  | 0 | 0 | 0 | 0 | 0 |  | 0 | 0 | 0 | 0 | 3078.2872 | yes |  | 0 | 0 | 0 | 3078.2872 | 0 | no | 0 | 0 | 0 | 3078.2872 | 0
| 16885.5085 | 0 | no | Surplus | yes |  | 0 | 0 | 0 | 341.5093 | 0 | no | 0 | 0 | 0 | 341.5093 | 4860 | no | 16885.5085 | 0 | 24300 |  |  | 0 |  |  | 0 | 0 | 0 | 0 | 0 |  | 0 | 0 | 0 | 0 | 0 | 16885.5085 | 15163.9359 | 13683.5563 | 0 | yes | Deficit |  |  | 0 | 0 | 0 | 0 | 0 |  | 0 | 0 | 0 | 0 | 1203.6298 | yes |  | 0 | 0 | 0 | 1203.6298 | 0 | no | 0 | 0 | 0 | 1203.6298 | 0
| 15401.9621 | 0 | no | Surplus | yes |  | 0 | 0 | 0 | 1483.5463 | 0 | no | 0 | 0 | 0 | 1483.5463 | 4860 | no | 15401.9621 | 0 | 24300 |  |  | 0 |  |  | 0 | 0 | 0 | 0 | 0 |  | 0 | 0 | 0 | 0 | 0 | 15401.9621 | 16921.7695 | 12481.3307 | 0 | yes | Deficit |  |  | 0 | 0 | 0 | 0 | 0 |  | 0 | 0 | 0 | 0 | 3238.2132 | yes |  | 0 | 0 | 0 | 3238.2132 | 0 | no | 0 | 0 | 0 | 3238.2132 | 0
| 15153.504 | 0 | no | Surplus | yes |  | 0 | 0 | 0 | 248.4581 | 0 | no | 0 | 0 | 0 | 248.4581 | 4860 | no | 15153.504 | 0 | 24300 |  |  | 0 |  |  | 0 | 0 | 0 | 0 | 0 |  | 0 | 0 | 0 | 0 | 0 | 15153.504 | 17403.6129 | 12279.987 | 0 | yes | Deficit |  |  | 0 | 0 | 0 | 0 | 0 |  | 0 | 0 | 0 | 0 | 4922.2822 | yes |  | 0 | 0 | 0 | 4922.2822 | 0 | no | 0 | 0 | 0 | 4922.2822 | 0
| 15727.2977 | 0 | yes | Deficit |  |  | 0 | 0 | 0 | 0 | 0 |  | 0 | 0 | 0 | 0 | 4860 | no |  | 0 | 24300 | no | 15727.2977 | 0 | no | no | 0 | 0 | 0 | 0 | 0 |  | 0 | 0 | 0 | 0 | 0 | 15727.2977 | 17189.1261 | 12744.9739 | 0 | yes | Deficit |  |  | 0 | 0 | 0 | 0 | 0 |  | 0 | 0 | 0 | 0 | 4909.139 | yes |  | 0 | 0 | 0 | 4909.139 | 0 | no | 0 | 0 | 0 | 4909.139 | 0
| 16111.1835 | 0 | yes | Deficit |  |  | 0 | 0 | 0 | 0 | 0 |  | 0 | 0 | 0 | 0 | 4860 | no |  | 0 | 24300 | no | 16111.1835 | 0 | no | no | 0 | 0 | 0 | 0 | 0 |  | 0 | 0 | 0 | 0 | 0 | 16111.1835 | 16225.9343 | 13056.0644 | 0 | yes | Deficit |  |  | 0 | 0 | 0 | 0 | 0 |  | 0 | 0 | 0 | 0 | 3480.9604 | yes |  | 0 | 0 | 0 | 3480.9604 | 0 | no | 0 | 0 | 0 | 3480.9604 | 0
| 15592.9345 | 0 | no | Surplus | yes |  | 0 | 0 | 0 | 518.249 | 0 | no | 0 | 0 | 0 | 518.249 | 4860 | no | 15592.9345 | 0 | 24300 |  |  | 0 |  |  | 0 | 0 | 0 | 0 | 0 |  | 0 | 0 | 0 | 0 | 0 | 15592.9345 | 15689.1706 | 12636.0896 | 0 | yes | Deficit |  |  | 0 | 0 | 0 | 0 | 0 |  | 0 | 0 | 0 | 0 | 2633.1061 | yes |  | 0 | 0 | 0 | 2633.1061 | 0 | no | 0 | 0 | 0 | 2633.1061 | 0
| 17857.6179 | 0 | yes | Deficit |  |  | 0 | 0 | 0 | 0 | 0 |  | 0 | 0 | 0 | 0 | 4860 | no |  | 0 | 24300 | no | 17857.6179 | 0 | no | no | 0 | 0 | 0 | 0 | 0 |  | 0 | 0 | 0 | 0 | 0 | 17857.6179 | 16164.481 | 14471.3273 | 0 | yes | Deficit |  |  | 0 | 0 | 0 | 0 | 0 |  | 0 | 0 | 0 | 0 | 3528.3914 | yes |  | 0 | 0 | 0 | 3528.3914 | 0 | no | 0 | 0 | 0 | 3528.3914 | 0
| 16122.251 | 0 | no | Surplus | yes |  | 0 | 0 | 0 | 1735.3669 | 0 | no | 0 | 0 | 0 | 1735.3669 | 4860 | no | 16122.251 | 0 | 24300 |  |  | 0 |  |  | 0 | 0 | 0 | 0 | 0 |  | 0 | 0 | 0 | 0 | 0 | 16122.251 | 16034.3973 | 13065.0332 | 0 | yes | Deficit |  |  | 0 | 0 | 0 | 0 | 0 |  | 0 | 0 | 0 | 0 | 1563.07 | yes |  | 0 | 0 | 0 | 1563.07 | 0 | no | 0 | 0 | 0 | 1563.07 | 0
| 16164.4045 | 0 | yes | Deficit |  |  | 0 | 0 | 0 | 0 | 0 |  | 0 | 0 | 0 | 0 | 4860 | no |  | 0 | 24300 | no | 16164.4045 | 0 | no | no | 0 | 0 | 0 | 0 | 0 |  | 0 | 0 | 0 | 0 | 0 | 16164.4045 | 16179.3133 | 13099.1933 | 0 | yes | Deficit |  |  | 0 | 0 | 0 | 0 | 0 |  | 0 | 0 | 0 | 0 | 3114.2801 | yes |  | 0 | 0 | 0 | 3114.2801 | 0 | no | 0 | 0 | 0 | 3114.2801 | 0
| 16821.0466 | 0 | yes | Deficit |  |  | 0 | 0 | 0 | 0 | 0 |  | 0 | 0 | 0 | 0 | 4860 | no |  | 0 | 24300 | no | 16821.0466 | 0 | no | no | 0 | 0 | 0 | 0 | 0 |  | 0 | 0 | 0 | 0 | 0 | 16821.0466 | 15221.979 | 13631.3182 | 0 | yes | Deficit |  |  | 0 | 0 | 0 | 0 | 0 |  | 0 | 0 | 0 | 0 | 2122.7857 | yes |  | 0 | 0 | 0 | 2122.7857 | 0 | no | 0 | 0 | 0 | 2122.7857 | 0
| 16909.8484 | 0 | yes | Deficit |  |  | 0 | 0 | 0 | 0 | 0 |  | 0 | 0 | 0 | 0 | 4860 | no |  | 0 | 24300 | no | 16909.8484 | 0 | no | no | 0 | 0 | 0 | 0 | 0 |  | 0 | 0 | 0 | 0 | 0 | 16909.8484 | 15259.3565 | 13703.2807 | 0 | yes | Deficit |  |  | 0 | 0 | 0 | 0 | 0 |  | 0 | 0 | 0 | 0 | 1628.0384 | yes |  | 0 | 0 | 0 | 1628.0384 | 0 | no | 0 | 0 | 0 | 1628.0384 | 0
| 15592.8448 | 0 | no | Surplus | yes |  | 0 | 0 | 0 | 1317.0036 | 0 | no | 0 | 0 | 0 | 1317.0036 | 4860 | no | 15592.8448 | 0 | 24300 |  |  | 0 |  |  | 0 | 0 | 0 | 0 | 0 |  | 0 | 0 | 0 | 0 | 0 | 15592.8448 | 15402.2792 | 12636.0169 | 0 | yes | Deficit |  |  | 0 | 0 | 0 | 0 | 0 |  | 0 | 0 | 0 | 0 | 1698.9985 | yes |  | 0 | 0 | 0 | 1698.9985 | 0 | no | 0 | 0 | 0 | 1698.9985 | 0
| 16361.8454 | 0 | yes | Deficit |  |  | 0 | 0 | 0 | 0 | 0 |  | 0 | 0 | 0 | 0 | 4860 | no |  | 0 | 24300 | no | 16361.8454 | 0 | no | no | 0 | 0 | 0 | 0 | 0 |  | 0 | 0 | 0 | 0 | 0 | 16361.8454 | 16054.5235 | 13259.194 | 0 | yes | Deficit |  |  | 0 | 0 | 0 | 0 | 0 |  | 0 | 0 | 0 | 0 | 3418.5066 | yes |  | 0 | 0 | 0 | 3418.5066 | 0 | no | 0 | 0 | 0 | 3418.5066 | 0
| 15169.8027 | 0 | no | Surplus | yes |  | 0 | 0 | 0 | 1192.0426 | 0 | no | 0 | 0 | 0 | 1192.0426 | 4860 | no | 15169.8027 | 0 | 24300 |  |  | 0 |  |  | 0 | 0 | 0 | 0 | 0 |  | 0 | 0 | 0 | 0 | 0 | 15169.8027 | 16081.2214 | 12293.1951 | 0 | yes | Deficit |  |  | 0 | 0 | 0 | 0 | 0 |  | 0 | 0 | 0 | 0 | 2822.0274 | yes |  | 0 | 0 | 0 | 2822.0274 | 0 | no | 0 | 0 | 0 | 2822.0274 | 0
| 14162.3 | 0 | no | Surplus | yes |  | 0 | 0 | 0 | 1007.5027 | 0 | no | 0 | 0 | 0 | 1007.5027 | 4860 | no | 14162.3 | 0 | 24300 |  |  | 0 |  |  | 0 | 0 | 0 | 0 | 0 |  | 0 | 0 | 0 | 0 | 0 | 14162.3 | 16046.2025 | 11476.7423 | 0 | yes | Deficit |  |  | 0 | 0 | 0 | 0 | 0 |  | 0 | 0 | 0 | 0 | 3753.0075 | yes |  | 0 | 0 | 0 | 3753.0075 | 0 | no | 0 | 0 | 0 | 3753.0075 | 0
| 15012.7998 | 0 | yes | Deficit |  |  | 0 | 0 | 0 | 0 | 0 |  | 0 | 0 | 0 | 0 | 4860 | no |  | 0 | 24300 | no | 15012.7998 | 0 | no | no | 0 | 0 | 0 | 0 | 0 |  | 0 | 0 | 0 | 0 | 0 | 15012.7998 | 15807.4847 | 12165.9642 | 0 | yes | Deficit |  |  | 0 | 0 | 0 | 0 | 0 |  | 0 | 0 | 0 | 0 | 4330.7423 | yes |  | 0 | 0 | 0 | 4330.7423 | 0 | no | 0 | 0 | 0 | 4330.7423 | 0
| 14258.5615 | 0 | no | Surplus | yes |  | 0 | 0 | 0 | 754.2384 | 0 | no | 0 | 0 | 0 | 754.2384 | 4860 | no | 14258.5615 | 0 | 24300 |  |  | 0 |  |  | 0 | 0 | 0 | 0 | 0 |  | 0 | 0 | 0 | 0 | 0 | 14258.5615 | 16027.7638 | 11554.75 | 0 | yes | Deficit |  |  | 0 | 0 | 0 | 0 | 0 |  | 0 | 0 | 0 | 0 | 3861.7996 | yes |  | 0 | 0 | 0 | 3861.7996 | 0 | no | 0 | 0 | 0 | 3861.7996 | 0
| 15907.334 | 0 | yes | Deficit |  |  | 0 | 0 | 0 | 0 | 0 |  | 0 | 0 | 0 | 0 | 4860 | no |  | 0 | 24300 | no | 15907.334 | 0 | no | no | 0 | 0 | 0 | 0 | 0 |  | 0 | 0 | 0 | 0 | 0 | 15907.334 | 15807.1147 | 12890.8703 | 0 | yes | Deficit |  |  | 0 | 0 | 0 | 0 | 0 |  | 0 | 0 | 0 | 0 | 4252.3648 | yes |  | 0 | 0 | 0 | 4252.3648 | 0 | no | 0 | 0 | 0 | 4252.3648 | 0
| 15233.1036 | 0 | no | Surplus | yes |  | 0 | 0 | 0 | 674.2304 | 0 | no | 0 | 0 | 0 | 674.2304 | 4860 | no | 15233.1036 | 0 | 24300 |  |  | 0 |  |  | 0 | 0 | 0 | 0 | 0 |  | 0 | 0 | 0 | 0 | 0 | 15233.1036 | 15841.0914 | 12344.4924 | 0 | yes | Deficit |  |  | 0 | 0 | 0 | 0 | 0 |  | 0 | 0 | 0 | 0 | 2950.221 | yes |  | 0 | 0 | 0 | 2950.221 | 0 | no | 0 | 0 | 0 | 2950.221 | 0
| 17887.1302 | 0 | yes | Deficit |  |  | 0 | 0 | 0 | 0 | 0 |  | 0 | 0 | 0 | 0 | 4860 | no |  | 0 | 24300 | no | 17887.1302 | 0 | no | no | 0 | 0 | 0 | 0 | 0 |  | 0 | 0 | 0 | 0 | 0 | 17887.1302 | 16332.5063 | 14495.2433 | 0 | yes | Deficit |  |  | 0 | 0 | 0 | 0 | 0 |  | 0 | 0 | 0 | 0 | 3988.0139 | yes |  | 0 | 0 | 0 | 3988.0139 | 0 | no | 0 | 0 | 0 | 3988.0139 | 0
| 20377.9781 | 0 | yes | Deficit |  |  | 0 | 0 | 0 | 0 | 0 |  | 0 | 0 | 0 | 0 | 4860 | no |  | 0 | 24300 | no | 20377.9781 | 0 | no | no | 0 | 0 | 0 | 0 | 0 |  | 0 | 0 | 0 | 0 | 0 | 20377.9781 | 15799.7492 | 16513.7586 | 0 | yes | Deficit |  |  | 0 | 0 | 0 | 0 | 0 |  | 0 | 0 | 0 | 0 | 1304.5059 | yes |  | 0 | 0 | 0 | 1304.5059 | 0 | no | 0 | 0 | 0 | 1304.5059 | 0
| 18117.2649 | 0 | no | Surplus | yes |  | 0 | 0 | 0 | 2260.7132 | 0 | no | 0 | 0 | 0 | 2260.7132 | 4860 | no | 18117.2649 | 0 | 24300 |  |  | 0 |  |  | 0 | 0 | 0 | 0 | 0 |  | 0 | 0 | 0 | 0 | 0 | 18117.2649 | 15256.6507 | 14681.7382 | 0 | no | Surplus | yes |  | 0 | 0 | 0 | 1257.1079 | 0 | no | 0 | 0 | 0 | 1257.1079 | 0 |  |  | 0 | 0 | 0 | 0 | 0 |  | 0 | 0 | 0 | 0 | 0
| 17504.6743 | 0 | no | Surplus | yes |  | 0 | 0 | 0 | 612.5906 | 0 | no | 0 | 0 | 0 | 612.5906 | 4860 | no | 17504.6743 | 0 | 24300 |  |  | 0 |  |  | 0 | 0 | 0 | 0 | 0 |  | 0 | 0 | 0 | 0 | 0 | 17504.6743 | 14528.4862 | 14185.3114 | 0 | no | Surplus | yes |  | 0 | 0 | 0 | 153.252 | 0 | no | 0 | 0 | 0 | 153.252 | 0 |  |  | 0 | 0 | 0 | 0 | 0 |  | 0 | 0 | 0 | 0 | 0
| 18907.1202 | 0 | yes | Deficit |  |  | 0 | 0 | 0 | 0 | 0 |  | 0 | 0 | 0 | 0 | 4860 | no |  | 0 | 24300 | no | 18907.1202 | 0 | no | no | 0 | 0 | 0 | 0 | 0 |  | 0 | 0 | 0 | 0 | 0 | 18907.1202 | 16595.7804 | 15321.8154 | 0 | yes | Deficit |  |  | 0 | 0 | 0 | 0 | 0 |  | 0 | 0 | 0 | 0 | 2410.4689 | yes |  | 0 | 0 | 0 | 2410.4689 | 0 | no | 0 | 0 | 0 | 2410.4689 | 0
| 17585.4545 | 0 | no | Surplus | yes |  | 0 | 0 | 0 | 1321.6656 | 0 | no | 0 | 0 | 0 | 1321.6656 | 4860 | no | 17585.4545 | 0 | 24300 |  |  | 0 |  |  | 0 | 0 | 0 | 0 | 0 |  | 0 | 0 | 0 | 0 | 0 | 17585.4545 | 17441.9704 | 14250.7735 | 0 | yes | Deficit |  |  | 0 | 0 | 0 | 0 | 0 |  | 0 | 0 | 0 | 0 | 2120.155 | yes |  | 0 | 0 | 0 | 2120.155 | 0 | no | 0 | 0 | 0 | 2120.155 | 0
| 20108.2728 | 0 | yes | Deficit |  |  | 0 | 0 | 0 | 0 | 0 |  | 0 | 0 | 0 | 0 | 4860 | no |  | 0 | 24300 | no | 20108.2728 | 0 | no | no | 0 | 0 | 0 | 0 | 0 |  | 0 | 0 | 0 | 0 | 0 | 20108.2728 | 13240.6505 | 16295.1967 | 0 | no | Surplus | yes |  | 0 | 0 | 0 | 1010.1231 | 0 | no | 0 | 0 | 0 | 1010.1231 | 0 |  |  | 0 | 0 | 0 | 0 | 0 |  | 0 | 0 | 0 | 0 | 0
| 18674.2496 | 0 | no | Surplus | yes |  | 0 | 0 | 0 | 1434.0232 | 0 | no | 0 | 0 | 0 | 1434.0232 | 4860 | no | 18674.2496 | 0 | 24300 |  |  | 0 |  |  | 0 | 0 | 0 | 0 | 0 |  | 0 | 0 | 0 | 0 | 0 | 18674.2496 | 16280.3585 | 15133.1034 | 0 | no | Surplus | yes |  | 0 | 0 | 0 | 14.8382 | 0 | no | 0 | 0 | 0 | 14.8382 | 0 |  |  | 0 | 0 | 0 | 0 | 0 |  | 0 | 0 | 0 | 0 | 0
| 17542.7435 | 0 | no | Surplus | yes |  | 0 | 0 | 0 | 1131.506 | 0 | no | 0 | 0 | 0 | 1131.506 | 4860 | no | 17542.7435 | 0 | 24300 |  |  | 0 |  |  | 0 | 0 | 0 | 0 | 0 |  | 0 | 0 | 0 | 0 | 0 | 17542.7435 | 16731.8951 | 14216.1617 | 0 | yes | Deficit |  |  | 0 | 0 | 0 | 0 | 0 |  | 0 | 0 | 0 | 0 | 1598.7917 | yes |  | 0 | 0 | 0 | 1598.7917 | 0 | no | 0 | 0 | 0 | 1598.7917 | 0
| 18602.7577 | 0 | yes | Deficit |  |  | 0 | 0 | 0 | 0 | 0 |  | 0 | 0 | 0 | 0 | 4860 | no |  | 0 | 24300 | no | 18602.7577 | 0 | no | no | 0 | 0 | 0 | 0 | 0 |  | 0 | 0 | 0 | 0 | 0 | 18602.7577 | 15829.1156 | 15075.1683 | 0 | yes | Deficit |  |  | 0 | 0 | 0 | 0 | 0 |  | 0 | 0 | 0 | 0 | 1612.9539 | yes |  | 0 | 0 | 0 | 1612.9539 | 0 | no | 0 | 0 | 0 | 1612.9539 | 0
| 17750.3906 | 0 | no | Surplus | yes |  | 0 | 0 | 0 | 852.3671 | 0 | no | 0 | 0 | 0 | 852.3671 | 4860 | no | 17750.3906 | 0 | 24300 |  |  | 0 |  |  | 0 | 0 | 0 | 0 | 0 |  | 0 | 0 | 0 | 0 | 0 | 17750.3906 | 15382.0077 | 14384.4332 | 0 | yes | Deficit |  |  | 0 | 0 | 0 | 0 | 0 |  | 0 | 0 | 0 | 0 | 306.8394 | yes |  | 0 | 0 | 0 | 306.8394 | 0 | no | 0 | 0 | 0 | 306.8394 | 0
| 19278.5671 | 0 | yes | Deficit |  |  | 0 | 0 | 0 | 0 | 0 |  | 0 | 0 | 0 | 0 | 4860 | no |  | 0 | 24300 | no | 19278.5671 | 0 | no | no | 0 | 0 | 0 | 0 | 0 |  | 0 | 0 | 0 | 0 | 0 | 19278.5671 | 15551.4111 | 15622.8259 | 0 | yes | Deficit |  |  | 0 | 0 | 0 | 0 | 0 |  | 0 | 0 | 0 | 0 | 1166.9779 | yes |  | 0 | 0 | 0 | 1166.9779 | 0 | no | 0 | 0 | 0 | 1166.9779 | 0
| 18466.714 | 0 | no | Surplus | yes |  | 0 | 0 | 0 | 811.8531 | 0 | no | 0 | 0 | 0 | 811.8531 | 4860 | no | 18466.714 | 0 | 24300 |  |  | 0 |  |  | 0 | 0 | 0 | 0 | 0 |  | 0 | 0 | 0 | 0 | 0 | 18466.714 | 15001.632 | 14964.9222 | 0 | no | Surplus | yes |  | 0 | 0 | 0 | 621.1939 | 0 | no | 0 | 0 | 0 | 621.1939 | 0 |  |  | 0 | 0 | 0 | 0 | 0 |  | 0 | 0 | 0 | 0 | 0
| 20163.9711 | 0 | yes | Deficit |  |  | 0 | 0 | 0 | 0 | 0 |  | 0 | 0 | 0 | 0 | 4860 | no |  | 0 | 24300 | no | 20163.9711 | 0 | no | no | 0 | 0 | 0 | 0 | 0 |  | 0 | 0 | 0 | 0 | 0 | 20163.9711 | 15665.1871 | 16340.3331 | 0 | yes | Deficit |  |  | 0 | 0 | 0 | 0 | 0 |  | 0 | 0 | 0 | 0 | 700.2649 | yes |  | 0 | 0 | 0 | 700.2649 | 0 | no | 0 | 0 | 0 | 700.2649 | 0
| 21929.5278 | 0 | yes | Deficit |  |  | 0 | 0 | 0 | 0 | 0 |  | 0 | 0 | 0 | 0 | 4860 | no |  | 0 | 24300 | no | 21929.5278 | 0 | no | no | 0 | 0 | 0 | 0 | 0 |  | 0 | 0 | 0 | 0 | 0 | 21929.5278 | 15095.5403 | 17771.0922 | 0 | no | Surplus | yes |  | 0 | 0 | 0 | 1244.7928 | 0 | no | 0 | 0 | 0 | 1244.7928 | 0 |  |  | 0 | 0 | 0 | 0 | 0 |  | 0 | 0 | 0 | 0 | 0
| 22606.5349 | 0 | yes | Deficit |  |  | 0 | 0 | 0 | 0 | 0 |  | 0 | 0 | 0 | 0 | 4860 | no |  | 0 | 24300 | no | 22606.5349 | 0 | no | no | 0 | 0 | 0 | 0 | 0 |  | 0 | 0 | 0 | 0 | 0 | 22606.5349 | 14023.0477 | 18319.7203 | 0 | no | Surplus | yes |  | 0 | 0 | 0 | 3748.0445 | 0 | no | 0 | 0 | 0 | 3748.0445 | 0 |  |  | 0 | 0 | 0 | 0 | 0 |  | 0 | 0 | 0 | 0 | 0
| 22444.0641 | 0 | no | Surplus | yes |  | 0 | 0 | 0 | 162.4708 | 0 | no | 0 | 0 | 0 | 162.4708 | 4860 | no | 22444.0641 | 0 | 24300 |  |  | 0 |  |  | 0 | 0 | 0 | 0 | 0 |  | 0 | 0 | 0 | 0 | 0 | 22444.0641 | 14518.2493 | 18188.0584 | 0 | no | Surplus | yes |  | 0 | 0 | 0 | 3801.471 | 0 | no | 0 | 0 | 0 | 3801.471 | 0 |  |  | 0 | 0 | 0 | 0 | 0 |  | 0 | 0 | 0 | 0 | 0
| 22322.0693 | 0 | no | Surplus | yes |  | 0 | 0 | 0 | 121.9948 | 0 | no | 0 | 0 | 0 | 121.9948 | 4860 | no | 22322.0693 | 0 | 24300 |  |  | 0 |  |  | 0 | 0 | 0 | 0 | 0 |  | 0 | 0 | 0 | 0 | 0 | 22322.0693 | 14549.3298 | 18089.1971 | 0 | no | Surplus | yes |  | 0 | 0 | 0 | 3638.7287 | 0 | no | 0 | 0 | 0 | 3638.7287 | 0 |  |  | 0 | 0 | 0 | 0 | 0 |  | 0 | 0 | 0 | 0 | 0
| 21340.0225 | 0 | no | Surplus | yes |  | 0 | 0 | 0 | 982.0468 | 0 | no | 0 | 0 | 0 | 982.0468 | 4860 | no | 21340.0225 | 0 | 24300 |  |  | 0 |  |  | 0 | 0 | 0 | 0 | 0 |  | 0 | 0 | 0 | 0 | 0 | 21340.0225 | 14727.4562 | 17293.3732 | 0 | no | Surplus | yes |  | 0 | 0 | 0 | 3361.741 | 0 | no | 0 | 0 | 0 | 3361.741 | 0 |  |  | 0 | 0 | 0 | 0 | 0 |  | 0 | 0 | 0 | 0 | 0
| 18538.3611 | 0 | no | Surplus | yes |  | 0 | 0 | 0 | 2801.6614 | 0 | no | 0 | 0 | 0 | 2801.6614 | 4860 | no | 18538.3611 | 0 | 24300 |  |  | 0 |  |  | 0 | 0 | 0 | 0 | 0 |  | 0 | 0 | 0 | 0 | 0 | 18538.3611 | 14746.7305 | 15022.9831 | 0 | no | Surplus | yes |  | 0 | 0 | 0 | 2546.6427 | 0 | no | 0 | 0 | 0 | 2546.6427 | 0 |  |  | 0 | 0 | 0 | 0 | 0 |  | 0 | 0 | 0 | 0 | 0
| 19840.8819 | 0 | yes | Deficit |  |  | 0 | 0 | 0 | 0 | 0 |  | 0 | 0 | 0 | 0 | 4860 | no |  | 0 | 24300 | no | 19840.8819 | 0 | no | no | 0 | 0 | 0 | 0 | 0 |  | 0 | 0 | 0 | 0 | 0 | 19840.8819 | 14971.7854 | 16078.5105 | 0 | no | Surplus | yes |  | 0 | 0 | 0 | 51.1977 | 0 | no | 0 | 0 | 0 | 51.1977 | 0 |  |  | 0 | 0 | 0 | 0 | 0 |  | 0 | 0 | 0 | 0 | 0
| 21113.0807 | 0 | yes | Deficit |  |  | 0 | 0 | 0 | 0 | 0 |  | 0 | 0 | 0 | 0 | 4860 | no |  | 0 | 24300 | no | 21113.0807 | 0 | no | no | 0 | 0 | 0 | 0 | 0 |  | 0 | 0 | 0 | 0 | 0 | 21113.0807 | 14638.6378 | 17109.4658 | 0 | no | Surplus | yes |  | 0 | 0 | 0 | 1439.8726 | 0 | no | 0 | 0 | 0 | 1439.8726 | 0 |  |  | 0 | 0 | 0 | 0 | 0 |  | 0 | 0 | 0 | 0 | 0
| 22388.5738 | 0 | yes | Deficit |  |  | 0 | 0 | 0 | 0 | 0 |  | 0 | 0 | 0 | 0 | 4860 | no |  | 0 | 24300 | no | 22388.5738 | 0 | no | no | 0 | 0 | 0 | 0 | 0 |  | 0 | 0 | 0 | 0 | 0 | 22388.5738 | 14563.9054 | 18143.0906 | 0 | no | Surplus | yes |  | 0 | 0 | 0 | 2545.5603 | 0 | no | 0 | 0 | 0 | 2545.5603 | 0 |  |  | 0 | 0 | 0 | 0 | 0 |  | 0 | 0 | 0 | 0 | 0
| 19038.2328 | 0 | no | Surplus | yes |  | 0 | 0 | 0 | 3350.341 | 0 | no | 0 | 0 | 0 | 3350.341 | 4860 | no | 19038.2328 | 0 | 24300 |  |  | 0 |  |  | 0 | 0 | 0 | 0 | 0 |  | 0 | 0 | 0 | 0 | 0 | 19038.2328 | 15635.5097 | 15428.0655 | 0 | no | Surplus | yes |  | 0 | 0 | 0 | 2507.581 | 0 | no | 0 | 0 | 0 | 2507.581 | 0 |  |  | 0 | 0 | 0 | 0 | 0 |  | 0 | 0 | 0 | 0 | 0
| 18981.8145 | 0 | no | Surplus | yes |  | 0 | 0 | 0 | 56.4184 | 0 | no | 0 | 0 | 0 | 56.4184 | 4860 | no | 18981.8145 | 0 | 24300 |  |  | 0 |  |  | 0 | 0 | 0 | 0 | 0 |  | 0 | 0 | 0 | 0 | 0 | 18981.8145 | 14757.5587 | 15382.3456 | 0 | no | Surplus | yes |  | 0 | 0 | 0 | 670.5068 | 0 | no | 0 | 0 | 0 | 670.5068 | 0 |  |  | 0 | 0 | 0 | 0 | 0 |  | 0 | 0 | 0 | 0 | 0
| 18098.8119 | 0 | no | Surplus | yes |  | 0 | 0 | 0 | 883.0026 | 0 | no | 0 | 0 | 0 | 883.0026 | 4860 | no | 18098.8119 | 0 | 24300 |  |  | 0 |  |  | 0 | 0 | 0 | 0 | 0 |  | 0 | 0 | 0 | 0 | 0 | 18098.8119 | 14791.9803 | 14666.7843 | 0 | no | Surplus | yes |  | 0 | 0 | 0 | 590.3653 | 0 | no | 0 | 0 | 0 | 590.3653 | 0 |  |  | 0 | 0 | 0 | 0 | 0 |  | 0 | 0 | 0 | 0 | 0
| 19351.162 | 0 | yes | Deficit |  |  | 0 | 0 | 0 | 0 | 0 |  | 0 | 0 | 0 | 0 | 4860 | no |  | 0 | 24300 | no | 19351.162 | 0 | no | no | 0 | 0 | 0 | 0 | 0 |  | 0 | 0 | 0 | 0 | 0 | 19351.162 | 15215.5206 | 15681.6548 | 0 | yes | Deficit |  |  | 0 | 0 | 0 | 0 | 0 |  | 0 | 0 | 0 | 0 | 548.7363 | yes |  | 0 | 0 | 0 | 548.7363 | 0 | no | 0 | 0 | 0 | 548.7363 | 0
| 18635.1329 | 0 | no | Surplus | yes |  | 0 | 0 | 0 | 716.0291 | 0 | no | 0 | 0 | 0 | 716.0291 | 4860 | no | 18635.1329 | 0 | 24300 |  |  | 0 |  |  | 0 | 0 | 0 | 0 | 0 |  | 0 | 0 | 0 | 0 | 0 | 18635.1329 | 14849.3045 | 15101.4043 | 0 | no | Surplus | yes |  | 0 | 0 | 0 | 832.3503 | 0 | no | 0 | 0 | 0 | 832.3503 | 0 |  |  | 0 | 0 | 0 | 0 | 0 |  | 0 | 0 | 0 | 0 | 0
| 18078.3208 | 0 | no | Surplus | yes |  | 0 | 0 | 0 | 556.8121 | 0 | no | 0 | 0 | 0 | 556.8121 | 4860 | no | 18078.3208 | 0 | 24300 |  |  | 0 |  |  | 0 | 0 | 0 | 0 | 0 |  | 0 | 0 | 0 | 0 | 0 | 18078.3208 | 14129.0431 | 14650.1789 | 0 | no | Surplus | yes |  | 0 | 0 | 0 | 972.3612 | 0 | no | 0 | 0 | 0 | 972.3612 | 0 |  |  | 0 | 0 | 0 | 0 | 0 |  | 0 | 0 | 0 | 0 | 0
| 16234.2082 | 0 | no | Surplus | yes |  | 0 | 0 | 0 | 1844.1127 | 0 | no | 0 | 0 | 0 | 1844.1127 | 4860 | no | 16234.2082 | 0 | 24300 |  |  | 0 |  |  | 0 | 0 | 0 | 0 | 0 |  | 0 | 0 | 0 | 0 | 0 | 16234.2082 | 13993.586 | 13155.7603 | 0 | no | Surplus | yes |  | 0 | 0 | 0 | 656.5929 | 0 | no | 0 | 0 | 0 | 656.5929 | 0 |  |  | 0 | 0 | 0 | 0 | 0 |  | 0 | 0 | 0 | 0 | 0
| 16283.3525 | 0 | yes | Deficit |  |  | 0 | 0 | 0 | 0 | 0 |  | 0 | 0 | 0 | 0 | 4860 | no |  | 0 | 24300 | no | 16283.3525 | 0 | no | no | 0 | 0 | 0 | 0 | 0 |  | 0 | 0 | 0 | 0 | 0 | 16283.3525 | 15112.6695 | 13195.5855 | 0 | yes | Deficit |  |  | 0 | 0 | 0 | 0 | 0 |  | 0 | 0 | 0 | 0 | 1956.9092 | yes |  | 0 | 0 | 0 | 1956.9092 | 0 | no | 0 | 0 | 0 | 1956.9092 | 0
| 12808.6169 | 0 | no | Surplus | yes |  | 0 | 0 | 0 | 3474.7356 | 0 | no | 0 | 0 | 0 | 3474.7356 | 4860 | no | 12808.6169 | 0 | 24300 |  |  | 0 |  |  | 0 | 0 | 0 | 0 | 0 |  | 0 | 0 | 0 | 0 | 0 | 12808.6169 | 15584.3678 | 10379.7544 | 0 | yes | Deficit |  |  | 0 | 0 | 0 | 0 | 0 |  | 0 | 0 | 0 | 0 | 2388.7823 | yes |  | 0 | 0 | 0 | 2388.7823 | 0 | no | 0 | 0 | 0 | 2388.7823 | 0
| 14897.8152 | 0 | yes | Deficit |  |  | 0 | 0 | 0 | 0 | 0 |  | 0 | 0 | 0 | 0 | 4860 | no |  | 0 | 24300 | no | 14897.8152 | 0 | no | no | 0 | 0 | 0 | 0 | 0 |  | 0 | 0 | 0 | 0 | 0 | 14897.8152 | 15719.1514 | 12072.7838 | 0 | yes | Deficit |  |  | 0 | 0 | 0 | 0 | 0 |  | 0 | 0 | 0 | 0 | 5339.3971 | yes |  | 0 | 0 | 0 | 5339.3971 | 0 | no | 0 | 0 | 0 | 5339.3971 | 0
| 13778.7555 | 0 | no | Surplus | yes |  | 0 | 0 | 0 | 1119.0597 | 0 | no | 0 | 0 | 0 | 1119.0597 | 4860 | no | 13778.7555 | 0 | 24300 |  |  | 0 |  |  | 0 | 0 | 0 | 0 | 0 |  | 0 | 0 | 0 | 0 | 0 | 13778.7555 | 16584.7672 | 11165.9283 | 0 | yes | Deficit |  |  | 0 | 0 | 0 | 0 | 0 |  | 0 | 0 | 0 | 0 | 4511.9834 | yes |  | 0 | 0 | 0 | 4511.9834 | 0 | no | 0 | 0 | 0 | 4511.9834 | 0
| 12414.0224 | 0 | no | Surplus | yes |  | 0 | 0 | 0 | 1364.733 | 0 | no | 0 | 0 | 0 | 1364.733 | 4860 | no | 12414.0224 | 0 | 24300 |  |  | 0 |  |  | 0 | 0 | 0 | 0 | 0 |  | 0 | 0 | 0 | 0 | 0 | 12414.0224 | 17437.2964 | 10059.9858 | 0 | yes | Deficit |  |  | 0 | 0 | 0 | 0 | 0 |  | 0 | 0 | 0 | 0 | 6271.3682 | yes |  | 0 | 0 | 0 | 6271.3682 | 0 | no | 0 | 0 | 0 | 6271.3682 | 0
| 13151.4173 | 0 | yes | Deficit |  |  | 0 | 0 | 0 | 0 | 0 |  | 0 | 0 | 0 | 0 | 4860 | no |  | 0 | 24300 | no | 13151.4173 | 0 | no | no | 0 | 0 | 0 | 0 | 0 |  | 0 | 0 | 0 | 0 | 0 | 13151.4173 | 16226.0925 | 10657.5505 | 0 | yes | Deficit |  |  | 0 | 0 | 0 | 0 | 0 |  | 0 | 0 | 0 | 0 | 6166.1067 | yes |  | 0 | 0 | 0 | 6166.1067 | 0 | no | 0 | 0 | 0 | 6166.1067 | 0
| 15882.6998 | 0 | yes | Deficit |  |  | 0 | 0 | 0 | 0 | 0 |  | 0 | 0 | 0 | 0 | 4860 | no |  | 0 | 24300 | no | 15882.6998 | 0 | no | no | 0 | 0 | 0 | 0 | 0 |  | 0 | 0 | 0 | 0 | 0 | 15882.6998 | 14718.4674 | 12870.9074 | 0 | yes | Deficit |  |  | 0 | 0 | 0 | 0 | 0 |  | 0 | 0 | 0 | 0 | 4060.917 | yes |  | 0 | 0 | 0 | 4060.917 | 0 | no | 0 | 0 | 0 | 4060.917 | 0
| 19850.7052 | 0 | yes | Deficit |  |  | 0 | 0 | 0 | 0 | 0 |  | 0 | 0 | 0 | 0 | 4860 | no |  | 0 | 24300 | no | 19850.7052 | 0 | no | no | 0 | 0 | 0 | 0 | 0 |  | 0 | 0 | 0 | 0 | 0 | 19850.7052 | 15850.003 | 16086.471 | 0 | yes | Deficit |  |  | 0 | 0 | 0 | 0 | 0 |  | 0 | 0 | 0 | 0 | 2979.0956 | yes |  | 0 | 0 | 0 | 2979.0956 | 0 | no | 0 | 0 | 0 | 2979.0956 | 0
| 16968.1496 | 0 | no | Surplus | yes |  | 0 | 0 | 0 | 2882.5556 | 0 | no | 0 | 0 | 0 | 2882.5556 | 4860 | no | 16968.1496 | 0 | 24300 |  |  | 0 |  |  | 0 | 0 | 0 | 0 | 0 |  | 0 | 0 | 0 | 0 | 0 | 16968.1496 | 16102.2677 | 13750.5264 | 0 | yes | Deficit |  |  | 0 | 0 | 0 | 0 | 0 |  | 0 | 0 | 0 | 0 | 15.7967 | yes |  | 0 | 0 | 0 | 15.7967 | 0 | no | 0 | 0 | 0 | 15.7967 | 0
| 17108.1312 | 0 | yes | Deficit |  |  | 0 | 0 | 0 | 0 | 0 |  | 0 | 0 | 0 | 0 | 4860 | no |  | 0 | 24300 | no | 17108.1312 | 0 | no | no | 0 | 0 | 0 | 0 | 0 |  | 0 | 0 | 0 | 0 | 0 | 17108.1312 | 16754.4114 | 13863.9637 | 0 | yes | Deficit |  |  | 0 | 0 | 0 | 0 | 0 |  | 0 | 0 | 0 | 0 | 3003.885 | yes |  | 0 | 0 | 0 | 3003.885 | 0 | no | 0 | 0 | 0 | 3003.885 | 0
| 15852.7528 | 0 | no | Surplus | yes |  | 0 | 0 | 0 | 1255.3784 | 0 | no | 0 | 0 | 0 | 1255.3784 | 4860 | no | 15852.7528 | 0 | 24300 |  |  | 0 |  |  | 0 | 0 | 0 | 0 | 0 |  | 0 | 0 | 0 | 0 | 0 | 15852.7528 | 16606.6597 | 12846.6393 | 0 | yes | Deficit |  |  | 0 | 0 | 0 | 0 | 0 |  | 0 | 0 | 0 | 0 | 2742.696 | yes |  | 0 | 0 | 0 | 2742.696 | 0 | no | 0 | 0 | 0 | 2742.696 | 0
| 18339.5069 | 0 | yes | Deficit |  |  | 0 | 0 | 0 | 0 | 0 |  | 0 | 0 | 0 | 0 | 4860 | no |  | 0 | 24300 | no | 18339.5069 | 0 | no | no | 0 | 0 | 0 | 0 | 0 |  | 0 | 0 | 0 | 0 | 0 | 18339.5069 | 16694.192 | 14861.837 | 0 | yes | Deficit |  |  | 0 | 0 | 0 | 0 | 0 |  | 0 | 0 | 0 | 0 | 3847.5527 | yes |  | 0 | 0 | 0 | 3847.5527 | 0 | no | 0 | 0 | 0 | 3847.5527 | 0
| 19127.3463 | 0 | yes | Deficit |  |  | 0 | 0 | 0 | 0 | 0 |  | 0 | 0 | 0 | 0 | 4860 | no |  | 0 | 24300 | no | 19127.3463 | 0 | no | no | 0 | 0 | 0 | 0 | 0 |  | 0 | 0 | 0 | 0 | 0 | 19127.3463 | 14820.9773 | 15500.2806 | 0 | no | Surplus | yes |  | 0 | 0 | 0 | 40.8597 | 0 | no | 0 | 0 | 0 | 40.8597 | 0 |  |  | 0 | 0 | 0 | 0 | 0 |  | 0 | 0 | 0 | 0 | 0
| 19106.2445 | 0 | no | Surplus | yes |  | 0 | 0 | 0 | 21.1018 | 0 | no | 0 | 0 | 0 | 21.1018 | 4860 | no | 19106.2445 | 0 | 24300 |  |  | 0 |  |  | 0 | 0 | 0 | 0 | 0 |  | 0 | 0 | 0 | 0 | 0 | 19106.2445 | 15215.7037 | 15483.1803 | 0 | no | Surplus | yes |  | 0 | 0 | 0 | 284.577 | 0 | no | 0 | 0 | 0 | 284.577 | 0 |  |  | 0 | 0 | 0 | 0 | 0 |  | 0 | 0 | 0 | 0 | 0
| 17614.5218 | 0 | no | Surplus | yes |  | 0 | 0 | 0 | 1491.7228 | 0 | no | 0 | 0 | 0 | 1491.7228 | 4860 | no | 17614.5218 | 0 | 24300 |  |  | 0 |  |  | 0 | 0 | 0 | 0 | 0 |  | 0 | 0 | 0 | 0 | 0 | 17614.5218 | 14740.031 | 14274.3288 | 0 | no | Surplus | yes |  | 0 | 0 | 0 | 743.1493 | 0 | no | 0 | 0 | 0 | 743.1493 | 0 |  |  | 0 | 0 | 0 | 0 | 0 |  | 0 | 0 | 0 | 0 | 0
| 17959.5686 | 0 | yes | Deficit |  |  | 0 | 0 | 0 | 0 | 0 |  | 0 | 0 | 0 | 0 | 4860 | no |  | 0 | 24300 | no | 17959.5686 | 0 | no | no | 0 | 0 | 0 | 0 | 0 |  | 0 | 0 | 0 | 0 | 0 | 17959.5686 | 14914.0447 | 14553.9454 | 0 | yes | Deficit |  |  | 0 | 0 | 0 | 0 | 0 |  | 0 | 0 | 0 | 0 | 639.7158 | yes |  | 0 | 0 | 0 | 639.7158 | 0 | no | 0 | 0 | 0 | 639.7158 | 0
| 17356.0202 | 0 | no | Surplus | yes |  | 0 | 0 | 0 | 603.5484 | 0 | no | 0 | 0 | 0 | 603.5484 | 4860 | no | 17356.0202 | 0 | 24300 |  |  | 0 |  |  | 0 | 0 | 0 | 0 | 0 |  | 0 | 0 | 0 | 0 | 0 | 17356.0202 | 14870.3098 | 14064.8462 | 0 | yes | Deficit |  |  | 0 | 0 | 0 | 0 | 0 |  | 0 | 0 | 0 | 0 | 316.3645 | yes |  | 0 | 0 | 0 | 316.3645 | 0 | no | 0 | 0 | 0 | 316.3645 | 0
| 16524.7828 | 0 | no | Surplus | yes |  | 0 | 0 | 0 | 831.2374 | 0 | no | 0 | 0 | 0 | 831.2374 | 4860 | no | 16524.7828 | 0 | 24300 |  |  | 0 |  |  | 0 | 0 | 0 | 0 | 0 |  | 0 | 0 | 0 | 0 | 0 | 16524.7828 | 14534.7077 | 13391.234 | 0 | yes | Deficit |  |  | 0 | 0 | 0 | 0 | 0 |  | 0 | 0 | 0 | 0 | 469.8616 | yes |  | 0 | 0 | 0 | 469.8616 | 0 | no | 0 | 0 | 0 | 469.8616 | 0
| 18167.7048 | 0 | yes | Deficit |  |  | 0 | 0 | 0 | 0 | 0 |  | 0 | 0 | 0 | 0 | 4860 | no |  | 0 | 24300 | no | 18167.7048 | 0 | no | no | 0 | 0 | 0 | 0 | 0 |  | 0 | 0 | 0 | 0 | 0 | 18167.7048 | 14327.7354 | 14722.6133 | 0 | yes | Deficit |  |  | 0 | 0 | 0 | 0 | 0 |  | 0 | 0 | 0 | 0 | 936.5014 | yes |  | 0 | 0 | 0 | 936.5014 | 0 | no | 0 | 0 | 0 | 936.5014 | 0
| 20908.142 | 0 | yes | Deficit |  |  | 0 | 0 | 0 | 0 | 0 |  | 0 | 0 | 0 | 0 | 4860 | no |  | 0 | 24300 | no | 20908.142 | 0 | no | no | 0 | 0 | 0 | 0 | 0 |  | 0 | 0 | 0 | 0 | 0 | 20908.142 | 15003.057 | 16943.389 | 0 | yes | Deficit |  |  | 0 | 0 | 0 | 0 | 0 |  | 0 | 0 | 0 | 0 | 280.4437 | yes |  | 0 | 0 | 0 | 280.4437 | 0 | no | 0 | 0 | 0 | 280.4437 | 0
| 18086.4083 | 0 | no | Surplus | yes |  | 0 | 0 | 0 | 2821.7337 | 0 | no | 0 | 0 | 0 | 2821.7337 | 4860 | no | 18086.4083 | 0 | 24300 |  |  | 0 |  |  | 0 | 0 | 0 | 0 | 0 |  | 0 | 0 | 0 | 0 | 0 | 18086.4083 | 14799.9896 | 14656.7328 | 0 | no | Surplus | yes |  | 0 | 0 | 0 | 2143.3993 | 0 | no | 0 | 0 | 0 | 2143.3993 | 0 |  |  | 0 | 0 | 0 | 0 | 0 |  | 0 | 0 | 0 | 0 | 0
| 18014.2832 | 0 | no | Surplus | yes |  | 0 | 0 | 0 | 72.1251 | 0 | no | 0 | 0 | 0 | 72.1251 | 4860 | no | 18014.2832 | 0 | 24300 |  |  | 0 |  |  | 0 | 0 | 0 | 0 | 0 |  | 0 | 0 | 0 | 0 | 0 | 18014.2832 | 14986.7843 | 14598.2846 | 0 | yes | Deficit |  |  | 0 | 0 | 0 | 0 | 0 |  | 0 | 0 | 0 | 0 | 330.0515 | yes |  | 0 | 0 | 0 | 330.0515 | 0 | no | 0 | 0 | 0 | 330.0515 | 0
| 18744.7507 | 0 | yes | Deficit |  |  | 0 | 0 | 0 | 0 | 0 |  | 0 | 0 | 0 | 0 | 4860 | no |  | 0 | 24300 | no | 18744.7507 | 0 | no | no | 0 | 0 | 0 | 0 | 0 |  | 0 | 0 | 0 | 0 | 0 | 18744.7507 | 15475.5921 | 15190.2356 | 0 | yes | Deficit |  |  | 0 | 0 | 0 | 0 | 0 |  | 0 | 0 | 0 | 0 | 877.3075 | yes |  | 0 | 0 | 0 | 877.3075 | 0 | no | 0 | 0 | 0 | 877.3075 | 0
| 17632.6065 | 0 | no | Surplus | yes |  | 0 | 0 | 0 | 1112.1443 | 0 | no | 0 | 0 | 0 | 1112.1443 | 4860 | no | 17632.6065 | 0 | 24300 |  |  | 0 |  |  | 0 | 0 | 0 | 0 | 0 |  | 0 | 0 | 0 | 0 | 0 | 17632.6065 | 14874.0808 | 14288.9842 | 0 | no | Surplus | yes |  | 0 | 0 | 0 | 316.1548 | 0 | no | 0 | 0 | 0 | 316.1548 | 0 |  |  | 0 | 0 | 0 | 0 | 0 |  | 0 | 0 | 0 | 0 | 0
| 18076.5254 | 0 | yes | Deficit |  |  | 0 | 0 | 0 | 0 | 0 |  | 0 | 0 | 0 | 0 | 4860 | no |  | 0 | 24300 | no | 18076.5254 | 0 | no | no | 0 | 0 | 0 | 0 | 0 |  | 0 | 0 | 0 | 0 | 0 | 18076.5254 | 13379.977 | 14648.724 | 0 | no | Surplus | yes |  | 0 | 0 | 0 | 909.0072 | 0 | no | 0 | 0 | 0 | 909.0072 | 0 |  |  | 0 | 0 | 0 | 0 | 0 |  | 0 | 0 | 0 | 0 | 0
| 19585.7567 | 0 | yes | Deficit |  |  | 0 | 0 | 0 | 0 | 0 |  | 0 | 0 | 0 | 0 | 4860 | no |  | 0 | 24300 | no | 19585.7567 | 0 | no | no | 0 | 0 | 0 | 0 | 0 |  | 0 | 0 | 0 | 0 | 0 | 19585.7567 | 13942.121 | 15871.7639 | 0 | no | Surplus | yes |  | 0 | 0 | 0 | 706.603 | 0 | no | 0 | 0 | 0 | 706.603 | 0 |  |  | 0 | 0 | 0 | 0 | 0 |  | 0 | 0 | 0 | 0 | 0
| 21496.0343 | 0 | yes | Deficit |  |  | 0 | 0 | 0 | 0 | 0 |  | 0 | 0 | 0 | 0 | 4860 | no |  | 0 | 24300 | no | 21496.0343 | 0 | no | no | 0 | 0 | 0 | 0 | 0 |  | 0 | 0 | 0 | 0 | 0 | 21496.0343 | 14729.2539 | 17419.8009 | 0 | no | Surplus | yes |  | 0 | 0 | 0 | 1142.51 | 0 | no | 0 | 0 | 0 | 1142.51 | 0 |  |  | 0 | 0 | 0 | 0 | 0 |  | 0 | 0 | 0 | 0 | 0
| 19363.8076 | 0 | no | Surplus | yes |  | 0 | 0 | 0 | 2132.2267 | 0 | no | 0 | 0 | 0 | 2132.2267 | 4860 | no | 19363.8076 | 0 | 24300 |  |  | 0 |  |  | 0 | 0 | 0 | 0 | 0 |  | 0 | 0 | 0 | 0 | 0 | 19363.8076 | 15011.643 | 15691.9025 | 0 | no | Surplus | yes |  | 0 | 0 | 0 | 2408.1579 | 0 | no | 0 | 0 | 0 | 2408.1579 | 0 |  |  | 0 | 0 | 0 | 0 | 0 |  | 0 | 0 | 0 | 0 | 0
| 18773.5867 | 0 | no | Surplus | yes |  | 0 | 0 | 0 | 590.2209 | 0 | no | 0 | 0 | 0 | 590.2209 | 4860 | no | 18773.5867 | 0 | 24300 |  |  | 0 |  |  | 0 | 0 | 0 | 0 | 0 |  | 0 | 0 | 0 | 0 | 0 | 18773.5867 | 12182.1597 | 15213.6035 | 0 | no | Surplus | yes |  | 0 | 0 | 0 | 3509.7427 | 0 | no | 0 | 0 | 0 | 3509.7427 | 0 |  |  | 0 | 0 | 0 | 0 | 0 |  | 0 | 0 | 0 | 0 | 0
| 17955.2239 | 0 | no | Surplus | yes |  | 0 | 0 | 0 | 818.3628 | 0 | no | 0 | 0 | 0 | 818.3628 | 4860 | no | 17955.2239 | 0 | 24300 |  |  | 0 |  |  | 0 | 0 | 0 | 0 | 0 |  | 0 | 0 | 0 | 0 | 0 | 17955.2239 | 14437.9491 | 14550.4246 | 0 | no | Surplus | yes |  | 0 | 0 | 0 | 775.6544 | 0 | no | 0 | 0 | 0 | 775.6544 | 0 |  |  | 0 | 0 | 0 | 0 | 0 |  | 0 | 0 | 0 | 0 | 0
| 18481.6032 | 0 | yes | Deficit |  |  | 0 | 0 | 0 | 0 | 0 |  | 0 | 0 | 0 | 0 | 4860 | no |  | 0 | 24300 | no | 18481.6032 | 0 | no | no | 0 | 0 | 0 | 0 | 0 |  | 0 | 0 | 0 | 0 | 0 | 18481.6032 | 14755.7459 | 14976.988 | 0 | yes | Deficit |  |  | 0 | 0 | 0 | 0 | 0 |  | 0 | 0 | 0 | 0 | 205.3214 | yes |  | 0 | 0 | 0 | 205.3214 | 0 | no | 0 | 0 | 0 | 205.3214 | 0
| 18748.7774 | 0 | yes | Deficit |  |  | 0 | 0 | 0 | 0 | 0 |  | 0 | 0 | 0 | 0 | 4860 | no |  | 0 | 24300 | no | 18748.7774 | 0 | no | no | 0 | 0 | 0 | 0 | 0 |  | 0 | 0 | 0 | 0 | 0 | 18748.7774 | 14980.563 | 15193.4987 | 0 | yes | Deficit |  |  | 0 | 0 | 0 | 0 | 0 |  | 0 | 0 | 0 | 0 | 3.575 | yes |  | 0 | 0 | 0 | 3.575 | 0 | no | 0 | 0 | 0 | 3.575 | 0
| 17079.9854 | 0 | no | Surplus | yes |  | 0 | 0 | 0 | 1668.792 | 0 | no | 0 | 0 | 0 | 1668.792 | 4860 | no | 17079.9854 | 0 | 24300 |  |  | 0 |  |  | 0 | 0 | 0 | 0 | 0 |  | 0 | 0 | 0 | 0 | 0 | 17079.9854 | 15042.7378 | 13841.1551 | 0 | no | Surplus | yes |  | 0 | 0 | 0 | 150.7608 | 0 | no | 0 | 0 | 0 | 150.7608 | 0 |  |  | 0 | 0 | 0 | 0 | 0 |  | 0 | 0 | 0 | 0 | 0
| 20447.9406 | 0 | yes | Deficit |  |  | 0 | 0 | 0 | 0 | 0 |  | 0 | 0 | 0 | 0 | 4860 | no |  | 0 | 24300 | no | 20447.9406 | 0 | no | no | 0 | 0 | 0 | 0 | 0 |  | 0 | 0 | 0 | 0 | 0 | 20447.9406 | 15340.506 | 16570.4543 | 0 | yes | Deficit |  |  | 0 | 0 | 0 | 0 | 0 |  | 0 | 0 | 0 | 0 | 1499.351 | yes |  | 0 | 0 | 0 | 1499.351 | 0 | no | 0 | 0 | 0 | 1499.351 | 0
| 18846.5173 | 0 | no | Surplus | yes |  | 0 | 0 | 0 | 1601.4233 | 0 | no | 0 | 0 | 0 | 1601.4233 | 4860 | no | 18846.5173 | 0 | 24300 |  |  | 0 |  |  | 0 | 0 | 0 | 0 | 0 |  | 0 | 0 | 0 | 0 | 0 | 18846.5173 | 15008.199 | 15272.7045 | 0 | no | Surplus | yes |  | 0 | 0 | 0 | 1562.2553 | 0 | no | 0 | 0 | 0 | 1562.2553 | 0 |  |  | 0 | 0 | 0 | 0 | 0 |  | 0 | 0 | 0 | 0 | 0
| 17382.7554 | 0 | no | Surplus | yes |  | 0 | 0 | 0 | 1463.7619 | 0 | no | 0 | 0 | 0 | 1463.7619 | 4860 | no | 17382.7554 | 0 | 24300 |  |  | 0 |  |  | 0 | 0 | 0 | 0 | 0 |  | 0 | 0 | 0 | 0 | 0 | 17382.7554 | 14878.0122 | 14086.5117 | 0 | no | Surplus | yes |  | 0 | 0 | 0 | 394.6923 | 0 | no | 0 | 0 | 0 | 394.6923 | 0 |  |  | 0 | 0 | 0 | 0 | 0 |  | 0 | 0 | 0 | 0 | 0
| 17952.2593 | 0 | yes | Deficit |  |  | 0 | 0 | 0 | 0 | 0 |  | 0 | 0 | 0 | 0 | 4860 | no |  | 0 | 24300 | no | 17952.2593 | 0 | no | no | 0 | 0 | 0 | 0 | 0 |  | 0 | 0 | 0 | 0 | 0 | 17952.2593 | 15631.81 | 14548.0222 | 0 | yes | Deficit |  |  | 0 | 0 | 0 | 0 | 0 |  | 0 | 0 | 0 | 0 | 1545.2983 | yes |  | 0 | 0 | 0 | 1545.2983 | 0 | no | 0 | 0 | 0 | 1545.2983 | 0
| 18533.1133 | 0 | yes | Deficit |  |  | 0 | 0 | 0 | 0 | 0 |  | 0 | 0 | 0 | 0 | 4860 | no |  | 0 | 24300 | no | 18533.1133 | 0 | no | no | 0 | 0 | 0 | 0 | 0 |  | 0 | 0 | 0 | 0 | 0 | 18533.1133 | 15817.8977 | 15018.7304 | 0 | yes | Deficit |  |  | 0 | 0 | 0 | 0 | 0 |  | 0 | 0 | 0 | 0 | 1269.8756 | yes |  | 0 | 0 | 0 | 1269.8756 | 0 | no | 0 | 0 | 0 | 1269.8756 | 0
| 18223.6492 | 0 | no | Surplus | yes |  | 0 | 0 | 0 | 309.4641 | 0 | no | 0 | 0 | 0 | 309.4641 | 4860 | no | 18223.6492 | 0 | 24300 |  |  | 0 |  |  | 0 | 0 | 0 | 0 | 0 |  | 0 | 0 | 0 | 0 | 0 | 18223.6492 | 14297.2173 | 14767.9491 | 0 | no | Surplus | yes |  | 0 | 0 | 0 | 721.5132 | 0 | no | 0 | 0 | 0 | 721.5132 | 0 |  |  | 0 | 0 | 0 | 0 | 0 |  | 0 | 0 | 0 | 0 | 0
| 18649.876 | 0 | yes | Deficit |  |  | 0 | 0 | 0 | 0 | 0 |  | 0 | 0 | 0 | 0 | 4860 | no |  | 0 | 24300 | no | 18649.876 | 0 | no | no | 0 | 0 | 0 | 0 | 0 |  | 0 | 0 | 0 | 0 | 0 | 18649.876 | 14913.075 | 15113.3517 | 0 | yes | Deficit |  |  | 0 | 0 | 0 | 0 | 0 |  | 0 | 0 | 0 | 0 | 145.1259 | yes |  | 0 | 0 | 0 | 145.1259 | 0 | no | 0 | 0 | 0 | 145.1259 | 0
| 21616.7589 | 0 | yes | Deficit |  |  | 0 | 0 | 0 | 0 | 0 |  | 0 | 0 | 0 | 0 | 4860 | no |  | 0 | 24300 | no | 21616.7589 | 0 | no | no | 0 | 0 | 0 | 0 | 0 |  | 0 | 0 | 0 | 0 | 0 | 21616.7589 | 14321.6021 | 17517.6328 | 0 | no | Surplus | yes |  | 0 | 0 | 0 | 791.7496 | 0 | no | 0 | 0 | 0 | 791.7496 | 0 |  |  | 0 | 0 | 0 | 0 | 0 |  | 0 | 0 | 0 | 0 | 0
| 18140.0543 | 0 | no | Surplus | yes |  | 0 | 0 | 0 | 3476.7046 | 0 | no | 0 | 0 | 0 | 3476.7046 | 4860 | no | 18140.0543 | 0 | 24300 |  |  | 0 |  |  | 0 | 0 | 0 | 0 | 0 |  | 0 | 0 | 0 | 0 | 0 | 18140.0543 | 14402.5494 | 14700.2061 | 0 | no | Surplus | yes |  | 0 | 0 | 0 | 3115.0834 | 0 | no | 0 | 0 | 0 | 3115.0834 | 0 |  |  | 0 | 0 | 0 | 0 | 0 |  | 0 | 0 | 0 | 0 | 0
| 16585.9961 | 0 | no | Surplus | yes |  | 0 | 0 | 0 | 1554.0582 | 0 | no | 0 | 0 | 0 | 1554.0582 | 4860 | no | 16585.9961 | 0 | 24300 |  |  | 0 |  |  | 0 | 0 | 0 | 0 | 0 |  | 0 | 0 | 0 | 0 | 0 | 16585.9961 | 13629.0141 | 13440.8396 | 0 | no | Surplus | yes |  | 0 | 0 | 0 | 1071.192 | 0 | no | 0 | 0 | 0 | 1071.192 | 0 |  |  | 0 | 0 | 0 | 0 | 0 |  | 0 | 0 | 0 | 0 | 0
| 16818.1933 | 0 | yes | Deficit |  |  | 0 | 0 | 0 | 0 | 0 |  | 0 | 0 | 0 | 0 | 4860 | no |  | 0 | 24300 | no | 16818.1933 | 0 | no | no | 0 | 0 | 0 | 0 | 0 |  | 0 | 0 | 0 | 0 | 0 | 16818.1933 | 13478.5031 | 13629.0059 | 0 | yes | Deficit |  |  | 0 | 0 | 0 | 0 | 0 |  | 0 | 0 | 0 | 0 | 37.6634 | yes |  | 0 | 0 | 0 | 37.6634 | 0 | no | 0 | 0 | 0 | 37.6634 | 0
| 16648.9135 | 0 | no | Surplus | yes |  | 0 | 0 | 0 | 169.2798 | 0 | no | 0 | 0 | 0 | 169.2798 | 4860 | no | 16648.9135 | 0 | 24300 |  |  | 0 |  |  | 0 | 0 | 0 | 0 | 0 |  | 0 | 0 | 0 | 0 | 0 | 16648.9135 | 14273.2493 | 13491.8261 | 0 | yes | Deficit |  |  | 0 | 0 | 0 | 0 | 0 |  | 0 | 0 | 0 | 0 | 644.2434 | yes |  | 0 | 0 | 0 | 644.2434 | 0 | no | 0 | 0 | 0 | 644.2434 | 0
| 17276.7002 | 0 | yes | Deficit |  |  | 0 | 0 | 0 | 0 | 0 |  | 0 | 0 | 0 | 0 | 4860 | no |  | 0 | 24300 | no | 17276.7002 | 0 | no | no | 0 | 0 | 0 | 0 | 0 |  | 0 | 0 | 0 | 0 | 0 | 17276.7002 | 14553.8742 | 14000.5674 | 0 | yes | Deficit |  |  | 0 | 0 | 0 | 0 | 0 |  | 0 | 0 | 0 | 0 | 1062.0481 | yes |  | 0 | 0 | 0 | 1062.0481 | 0 | no | 0 | 0 | 0 | 1062.0481 | 0
| 18331.8766 | 0 | yes | Deficit |  |  | 0 | 0 | 0 | 0 | 0 |  | 0 | 0 | 0 | 0 | 4860 | no |  | 0 | 24300 | no | 18331.8766 | 0 | no | no | 0 | 0 | 0 | 0 | 0 |  | 0 | 0 | 0 | 0 | 0 | 18331.8766 | 14462.4695 | 14855.6536 | 0 | yes | Deficit |  |  | 0 | 0 | 0 | 0 | 0 |  | 0 | 0 | 0 | 0 | 461.9021 | yes |  | 0 | 0 | 0 | 461.9021 | 0 | no | 0 | 0 | 0 | 461.9021 | 0
| 16108.3102 | 0 | no | Surplus | yes |  | 0 | 0 | 0 | 2223.5663 | 0 | no | 0 | 0 | 0 | 2223.5663 | 4860 | no | 16108.3102 | 0 | 24300 |  |  | 0 |  |  | 0 | 0 | 0 | 0 | 0 |  | 0 | 0 | 0 | 0 | 0 | 16108.3102 | 15045.3814 | 13053.736 | 0 | yes | Deficit |  |  | 0 | 0 | 0 | 0 | 0 |  | 0 | 0 | 0 | 0 | 189.7277 | yes |  | 0 | 0 | 0 | 189.7277 | 0 | no | 0 | 0 | 0 | 189.7277 | 0
| 15250.3616 | 0 | no | Surplus | yes |  | 0 | 0 | 0 | 857.9487 | 0 | no | 0 | 0 | 0 | 857.9487 | 4860 | no | 15250.3616 | 0 | 24300 |  |  | 0 |  |  | 0 | 0 | 0 | 0 | 0 |  | 0 | 0 | 0 | 0 | 0 | 15250.3616 | 15220.6321 | 12358.4778 | 0 | yes | Deficit |  |  | 0 | 0 | 0 | 0 | 0 |  | 0 | 0 | 0 | 0 | 2166.896 | yes |  | 0 | 0 | 0 | 2166.896 | 0 | no | 0 | 0 | 0 | 2166.896 | 0
| 15421.0801 | 0 | yes | Deficit |  |  | 0 | 0 | 0 | 0 | 0 |  | 0 | 0 | 0 | 0 | 4860 | no |  | 0 | 24300 | no | 15421.0801 | 0 | no | no | 0 | 0 | 0 | 0 | 0 |  | 0 | 0 | 0 | 0 | 0 | 15421.0801 | 14743.7202 | 12496.8234 | 0 | yes | Deficit |  |  | 0 | 0 | 0 | 0 | 0 |  | 0 | 0 | 0 | 0 | 2385.2424 | yes |  | 0 | 0 | 0 | 2385.2424 | 0 | no | 0 | 0 | 0 | 2385.2424 | 0
| 14989.1938 | 0 | no | Surplus | yes |  | 0 | 0 | 0 | 431.8863 | 0 | no | 0 | 0 | 0 | 431.8863 | 4860 | no | 14989.1938 | 0 | 24300 |  |  | 0 |  |  | 0 | 0 | 0 | 0 | 0 |  | 0 | 0 | 0 | 0 | 0 | 14989.1938 | 13904.6319 | 12146.8345 | 0 | yes | Deficit |  |  | 0 | 0 | 0 | 0 | 0 |  | 0 | 0 | 0 | 0 | 1407.8085 | yes |  | 0 | 0 | 0 | 1407.8085 | 0 | no | 0 | 0 | 0 | 1407.8085 | 0
| 16567.4332 | 0 | yes | Deficit |  |  | 0 | 0 | 0 | 0 | 0 |  | 0 | 0 | 0 | 0 | 4860 | no |  | 0 | 24300 | no | 16567.4332 | 0 | no | no | 0 | 0 | 0 | 0 | 0 |  | 0 | 0 | 0 | 0 | 0 | 16567.4332 | 12796.1611 | 13425.7968 | 0 | yes | Deficit |  |  | 0 | 0 | 0 | 0 | 0 |  | 0 | 0 | 0 | 0 | 649.3266 | yes |  | 0 | 0 | 0 | 649.3266 | 0 | no | 0 | 0 | 0 | 649.3266 | 0
| 16424.6259 | 0 | no | Surplus | yes |  | 0 | 0 | 0 | 142.8074 | 0 | no | 0 | 0 | 0 | 142.8074 | 4860 | no | 16424.6259 | 0 | 24300 |  |  | 0 |  |  | 0 | 0 | 0 | 0 | 0 |  | 0 | 0 | 0 | 0 | 0 | 16424.6259 | 14419.2364 | 13310.0696 | 0 | yes | Deficit |  |  | 0 | 0 | 0 | 0 | 0 |  | 0 | 0 | 0 | 0 | 993.4396 | yes |  | 0 | 0 | 0 | 993.4396 | 0 | no | 0 | 0 | 0 | 993.4396 | 0
| 16448.3367 | 0 | yes | Deficit |  |  | 0 | 0 | 0 | 0 | 0 |  | 0 | 0 | 0 | 0 | 4860 | no |  | 0 | 24300 | no | 16448.3367 | 0 | no | no | 0 | 0 | 0 | 0 | 0 |  | 0 | 0 | 0 | 0 | 0 | 16448.3367 | 14210.2427 | 13329.2842 | 0 | yes | Deficit |  |  | 0 | 0 | 0 | 0 | 0 |  | 0 | 0 | 0 | 0 | 900.1731 | yes |  | 0 | 0 | 0 | 900.1731 | 0 | no | 0 | 0 | 0 | 900.1731 | 0
| 17978.0689 | 0 | yes | Deficit |  |  | 0 | 0 | 0 | 0 | 0 |  | 0 | 0 | 0 | 0 | 4860 | no |  | 0 | 24300 | no | 17978.0689 | 0 | no | no | 0 | 0 | 0 | 0 | 0 |  | 0 | 0 | 0 | 0 | 0 | 17978.0689 | 14360.9686 | 14568.9375 | 0 | yes | Deficit |  |  | 0 | 0 | 0 | 0 | 0 |  | 0 | 0 | 0 | 0 | 1031.6844 | yes |  | 0 | 0 | 0 | 1031.6844 | 0 | no | 0 | 0 | 0 | 1031.6844 | 0
| 16622.506 | 0 | no | Surplus | yes |  | 0 | 0 | 0 | 1355.5629 | 0 | no | 0 | 0 | 0 | 1355.5629 | 4860 | no | 16622.506 | 0 | 24300 |  |  | 0 |  |  | 0 | 0 | 0 | 0 | 0 |  | 0 | 0 | 0 | 0 | 0 | 16622.506 | 14558.8832 | 13470.4262 | 0 | no | Surplus | yes |  | 0 | 0 | 0 | 10.0543 | 0 | no | 0 | 0 | 0 | 10.0543 | 0 |  |  | 0 | 0 | 0 | 0 | 0 |  | 0 | 0 | 0 | 0 | 0
| 15329.2631 | 0 | no | Surplus | yes |  | 0 | 0 | 0 | 1293.2429 | 0 | no | 0 | 0 | 0 | 1293.2429 | 4860 | no | 15329.2631 | 0 | 24300 |  |  | 0 |  |  | 0 | 0 | 0 | 0 | 0 |  | 0 | 0 | 0 | 0 | 0 | 15329.2631 | 14597.2675 | 12422.4174 | 0 | yes | Deficit |  |  | 0 | 0 | 0 | 0 | 0 |  | 0 | 0 | 0 | 0 | 1126.8412 | yes |  | 0 | 0 | 0 | 1126.8412 | 0 | no | 0 | 0 | 0 | 1126.8412 | 0
| 17332.0215 | 0 | yes | Deficit |  |  | 0 | 0 | 0 | 0 | 0 |  | 0 | 0 | 0 | 0 | 4860 | no |  | 0 | 24300 | no | 17332.0215 | 0 | no | no | 0 | 0 | 0 | 0 | 0 |  | 0 | 0 | 0 | 0 | 0 | 17332.0215 | 15183.0761 | 14045.3983 | 0 | yes | Deficit |  |  | 0 | 0 | 0 | 0 | 0 |  | 0 | 0 | 0 | 0 | 2760.6587 | yes |  | 0 | 0 | 0 | 2760.6587 | 0 | no | 0 | 0 | 0 | 2760.6587 | 0
| 17817.1416 | 0 | yes | Deficit |  |  | 0 | 0 | 0 | 0 | 0 |  | 0 | 0 | 0 | 0 | 4860 | no |  | 0 | 24300 | no | 17817.1416 | 0 | no | no | 0 | 0 | 0 | 0 | 0 |  | 0 | 0 | 0 | 0 | 0 | 17817.1416 | 15124.4765 | 14438.5264 | 0 | yes | Deficit |  |  | 0 | 0 | 0 | 0 | 0 |  | 0 | 0 | 0 | 0 | 1079.0782 | yes |  | 0 | 0 | 0 | 1079.0782 | 0 | no | 0 | 0 | 0 | 1079.0782 | 0
| 19751.8483 | 0 | yes | Deficit |  |  | 0 | 0 | 0 | 0 | 0 |  | 0 | 0 | 0 | 0 | 4860 | no |  | 0 | 24300 | no | 19751.8483 | 0 | no | no | 0 | 0 | 0 | 0 | 0 |  | 0 | 0 | 0 | 0 | 0 | 19751.8483 | 15221.936 | 16006.3601 | 0 | yes | Deficit |  |  | 0 | 0 | 0 | 0 | 0 |  | 0 | 0 | 0 | 0 | 783.4096 | yes |  | 0 | 0 | 0 | 783.4096 | 0 | no | 0 | 0 | 0 | 783.4096 | 0
| 17841.044 | 0 | no | Surplus | yes |  | 0 | 0 | 0 | 1910.8043 | 0 | no | 0 | 0 | 0 | 1910.8043 | 4860 | no | 17841.044 | 0 | 24300 |  |  | 0 |  |  | 0 | 0 | 0 | 0 | 0 |  | 0 | 0 | 0 | 0 | 0 | 17841.044 | 14903.6142 | 14457.8963 | 0 | no | Surplus | yes |  | 0 | 0 | 0 | 1102.7458 | 0 | no | 0 | 0 | 0 | 1102.7458 | 0 |  |  | 0 | 0 | 0 | 0 | 0 |  | 0 | 0 | 0 | 0 | 0
| 18195.1831 | 0 | yes | Deficit |  |  | 0 | 0 | 0 | 0 | 0 |  | 0 | 0 | 0 | 0 | 4860 | no |  | 0 | 24300 | no | 18195.1831 | 0 | no | no | 0 | 0 | 0 | 0 | 0 |  | 0 | 0 | 0 | 0 | 0 | 18195.1831 | 13381.0554 | 14744.881 | 0 | no | Surplus | yes |  | 0 | 0 | 0 | 1076.8409 | 0 | no | 0 | 0 | 0 | 1076.8409 | 0 |  |  | 0 | 0 | 0 | 0 | 0 |  | 0 | 0 | 0 | 0 | 0
| 19363.6501 | 0 | yes | Deficit |  |  | 0 | 0 | 0 | 0 | 0 |  | 0 | 0 | 0 | 0 | 4860 | no |  | 0 | 24300 | no | 19363.6501 | 0 | no | no | 0 | 0 | 0 | 0 | 0 |  | 0 | 0 | 0 | 0 | 0 | 19363.6501 | 13391.1157 | 15691.7748 | 0 | no | Surplus | yes |  | 0 | 0 | 0 | 1353.7653 | 0 | no | 0 | 0 | 0 | 1353.7653 | 0 |  |  | 0 | 0 | 0 | 0 | 0 |  | 0 | 0 | 0 | 0 | 0
| 19073.3138 | 0 | no | Surplus | yes |  | 0 | 0 | 0 | 290.3363 | 0 | no | 0 | 0 | 0 | 290.3363 | 4860 | no | 19073.3138 | 0 | 24300 |  |  | 0 |  |  | 0 | 0 | 0 | 0 | 0 |  | 0 | 0 | 0 | 0 | 0 | 19073.3138 | 12495.3857 | 15456.4941 | 0 | no | Surplus | yes |  | 0 | 0 | 0 | 3196.3891 | 0 | no | 0 | 0 | 0 | 3196.3891 | 0 |  |  | 0 | 0 | 0 | 0 | 0 |  | 0 | 0 | 0 | 0 | 0
| 17792.9616 | 0 | no | Surplus | yes |  | 0 | 0 | 0 | 1280.3522 | 0 | no | 0 | 0 | 0 | 1280.3522 | 4860 | no | 17792.9616 | 0 | 24300 |  |  | 0 |  |  | 0 | 0 | 0 | 0 | 0 |  | 0 | 0 | 0 | 0 | 0 | 17792.9616 | 11513.2237 | 14418.9316 | 0 | no | Surplus | yes |  | 0 | 0 | 0 | 3943.2704 | 0 | no | 0 | 0 | 0 | 3943.2704 | 0 |  |  | 0 | 0 | 0 | 0 | 0 |  | 0 | 0 | 0 | 0 | 0
| 18734.6016 | 0 | yes | Deficit |  |  | 0 | 0 | 0 | 0 | 0 |  | 0 | 0 | 0 | 0 | 4860 | no |  | 0 | 24300 | no | 18734.6016 | 0 | no | no | 0 | 0 | 0 | 0 | 0 |  | 0 | 0 | 0 | 0 | 0 | 18734.6016 | 13072.4419 | 15182.011 | 0 | no | Surplus | yes |  | 0 | 0 | 0 | 1346.4897 | 0 | no | 0 | 0 | 0 | 1346.4897 | 0 |  |  | 0 | 0 | 0 | 0 | 0 |  | 0 | 0 | 0 | 0 | 0
| 18191.4908 | 0 | no | Surplus | yes |  | 0 | 0 | 0 | 543.1107 | 0 | no | 0 | 0 | 0 | 543.1107 | 4860 | no | 18191.4908 | 0 | 24300 |  |  | 0 |  |  | 0 | 0 | 0 | 0 | 0 |  | 0 | 0 | 0 | 0 | 0 | 18191.4908 | 10390.742 | 14741.8889 | 0 | no | Surplus | yes |  | 0 | 0 | 0 | 4791.269 | 0 | no | 0 | 0 | 0 | 4791.269 | 0 |  |  | 0 | 0 | 0 | 0 | 0 |  | 0 | 0 | 0 | 0 | 0
| 18102.8949 | 0 | no | Surplus | yes |  | 0 | 0 | 0 | 88.5959 | 0 | no | 0 | 0 | 0 | 88.5959 | 4860 | no | 18102.8949 | 0 | 24300 |  |  | 0 |  |  | 0 | 0 | 0 | 0 | 0 |  | 0 | 0 | 0 | 0 | 0 | 18102.8949 | 12161.4379 | 14670.0931 | 0 | no | Surplus | yes |  | 0 | 0 | 0 | 2580.4509 | 0 | no | 0 | 0 | 0 | 2580.4509 | 0 |  |  | 0 | 0 | 0 | 0 | 0 |  | 0 | 0 | 0 | 0 | 0
| 19621.0647 | 0 | yes | Deficit |  |  | 0 | 0 | 0 | 0 | 0 |  | 0 | 0 | 0 | 0 | 4860 | no |  | 0 | 24300 | no | 19621.0647 | 0 | no | no | 0 | 0 | 0 | 0 | 0 |  | 0 | 0 | 0 | 0 | 0 | 19621.0647 | 13726.3149 | 15900.3766 | 0 | no | Surplus | yes |  | 0 | 0 | 0 | 943.7782 | 0 | no | 0 | 0 | 0 | 943.7782 | 0 |  |  | 0 | 0 | 0 | 0 | 0 |  | 0 | 0 | 0 | 0 | 0
| 19704.3834 | 0 | yes | Deficit |  |  | 0 | 0 | 0 | 0 | 0 |  | 0 | 0 | 0 | 0 | 4860 | no |  | 0 | 24300 | no | 19704.3834 | 0 | no | no | 0 | 0 | 0 | 0 | 0 |  | 0 | 0 | 0 | 0 | 0 | 19704.3834 | 12521.499 | 15967.8958 | 0 | no | Surplus | yes |  | 0 | 0 | 0 | 3378.8776 | 0 | no | 0 | 0 | 0 | 3378.8776 | 0 |  |  | 0 | 0 | 0 | 0 | 0 |  | 0 | 0 | 0 | 0 | 0
| 20195.6069 | 0 | yes | Deficit |  |  | 0 | 0 | 0 | 0 | 0 |  | 0 | 0 | 0 | 0 | 4860 | no |  | 0 | 24300 | no | 20195.6069 | 0 | no | no | 0 | 0 | 0 | 0 | 0 |  | 0 | 0 | 0 | 0 | 0 | 20195.6069 | 11762.64 | 16365.9699 | 0 | no | Surplus | yes |  | 0 | 0 | 0 | 4205.2558 | 0 | no | 0 | 0 | 0 | 4205.2558 | 0 |  |  | 0 | 0 | 0 | 0 | 0 |  | 0 | 0 | 0 | 0 | 0
| 18659.134 | 0 | no | Surplus | yes |  | 0 | 0 | 0 | 1536.4729 | 0 | no | 0 | 0 | 0 | 1536.4729 | 4860 | no | 18659.134 | 0 | 24300 |  |  | 0 |  |  | 0 | 0 | 0 | 0 | 0 |  | 0 | 0 | 0 | 0 | 0 | 18659.134 | 11038.5664 | 15120.8542 | 0 | no | Surplus | yes |  | 0 | 0 | 0 | 5327.4035 | 0 | no | 0 | 0 | 0 | 5327.4035 | 0 |  |  | 0 | 0 | 0 | 0 | 0 |  | 0 | 0 | 0 | 0 | 0
| 18326.583 | 0 | no | Surplus | yes |  | 0 | 0 | 0 | 332.551 | 0 | no | 0 | 0 | 0 | 332.551 | 4860 | no | 18326.583 | 0 | 24300 |  |  | 0 |  |  | 0 | 0 | 0 | 0 | 0 |  | 0 | 0 | 0 | 0 | 0 | 18326.583 | 10976.4699 | 14851.3639 | 0 | no | Surplus | yes |  | 0 | 0 | 0 | 4144.3843 | 0 | no | 0 | 0 | 0 | 4144.3843 | 0 |  |  | 0 | 0 | 0 | 0 | 0 |  | 0 | 0 | 0 | 0 | 0
| 18987.1477 | 0 | yes | Deficit |  |  | 0 | 0 | 0 | 0 | 0 |  | 0 | 0 | 0 | 0 | 4860 | no |  | 0 | 24300 | no | 18987.1477 | 0 | no | no | 0 | 0 | 0 | 0 | 0 |  | 0 | 0 | 0 | 0 | 0 | 18987.1477 | 11147.2958 | 15386.6675 | 0 | no | Surplus | yes |  | 0 | 0 | 0 | 3704.0681 | 0 | no | 0 | 0 | 0 | 3704.0681 | 0 |  |  | 0 | 0 | 0 | 0 | 0 |  | 0 | 0 | 0 | 0 | 0
| 18914.6744 | 0 | no | Surplus | yes |  | 0 | 0 | 0 | 72.4733 | 0 | no | 0 | 0 | 0 | 72.4733 | 4860 | no | 18914.6744 | 0 | 24300 |  |  | 0 |  |  | 0 | 0 | 0 | 0 | 0 |  | 0 | 0 | 0 | 0 | 0 | 18914.6744 | 10359.7596 | 15327.9371 | 0 | no | Surplus | yes |  | 0 | 0 | 0 | 5026.9079 | 0 | no | 0 | 0 | 0 | 5026.9079 | 0 |  |  | 0 | 0 | 0 | 0 | 0 |  | 0 | 0 | 0 | 0 | 0
| 19238.592 | 0 | yes | Deficit |  |  | 0 | 0 | 0 | 0 | 0 |  | 0 | 0 | 0 | 0 | 4860 | no |  | 0 | 24300 | no | 19238.592 | 0 | no | no | 0 | 0 | 0 | 0 | 0 |  | 0 | 0 | 0 | 0 | 0 | 19238.592 | 10614.701 | 15590.4311 | 0 | no | Surplus | yes |  | 0 | 0 | 0 | 4713.2361 | 0 | no | 0 | 0 | 0 | 4713.2361 | 0 |  |  | 0 | 0 | 0 | 0 | 0 |  | 0 | 0 | 0 | 0 | 0
| 19032.214 | 0 | no | Surplus | yes |  | 0 | 0 | 0 | 206.3779 | 0 | no | 0 | 0 | 0 | 206.3779 | 4860 | no | 19032.214 | 0 | 24300 |  |  | 0 |  |  | 0 | 0 | 0 | 0 | 0 |  | 0 | 0 | 0 | 0 | 0 | 19032.214 | 9386.3422 | 15423.188 | 0 | no | Surplus | yes |  | 0 | 0 | 0 | 6204.0889 | 0 | no | 0 | 0 | 0 | 6204.0889 | 0 |  |  | 0 | 0 | 0 | 0 | 0 |  | 0 | 0 | 0 | 0 | 0
| 19981.4978 | 0 | yes | Deficit |  |  | 0 | 0 | 0 | 0 | 0 |  | 0 | 0 | 0 | 0 | 4860 | no |  | 0 | 24300 | no | 19981.4978 | 0 | no | no | 0 | 0 | 0 | 0 | 0 |  | 0 | 0 | 0 | 0 | 0 | 19981.4978 | 9113.2226 | 16192.4617 | 0 | no | Surplus | yes |  | 0 | 0 | 0 | 6309.9654 | 0 | no | 0 | 0 | 0 | 6309.9654 | 0 |  |  | 0 | 0 | 0 | 0 | 0 |  | 0 | 0 | 0 | 0 | 0
| 17677.394 | 0 | no | Surplus | yes |  | 0 | 0 | 0 | 2304.1038 | 0 | no | 0 | 0 | 0 | 2304.1038 | 4860 | no | 17677.394 | 0 | 24300 |  |  | 0 |  |  | 0 | 0 | 0 | 0 | 0 |  | 0 | 0 | 0 | 0 | 0 | 17677.394 | 9927.5412 | 14325.2788 | 0 | no | Surplus | yes |  | 0 | 0 | 0 | 6264.9206 | 0 | no | 0 | 0 | 0 | 6264.9206 | 0 |  |  | 0 | 0 | 0 | 0 | 0 |  | 0 | 0 | 0 | 0 | 0
| 16995.5116 | 0 | no | Surplus | yes |  | 0 | 0 | 0 | 681.8824 | 0 | no | 0 | 0 | 0 | 681.8824 | 4860 | no | 16995.5116 | 0 | 24300 |  |  | 0 |  |  | 0 | 0 | 0 | 0 | 0 |  | 0 | 0 | 0 | 0 | 0 | 16995.5116 | 9363.7852 | 13772.6998 | 0 | no | Surplus | yes |  | 0 | 0 | 0 | 4961.4935 | 0 | no | 0 | 0 | 0 | 4961.4935 | 0 |  |  | 0 | 0 | 0 | 0 | 0 |  | 0 | 0 | 0 | 0 | 0
| 17709.4952 | 0 | yes | Deficit |  |  | 0 | 0 | 0 | 0 | 0 |  | 0 | 0 | 0 | 0 | 4860 | no |  | 0 | 24300 | no | 17709.4952 | 0 | no | no | 0 | 0 | 0 | 0 | 0 |  | 0 | 0 | 0 | 0 | 0 | 17709.4952 | 8928.0073 | 14351.2927 | 0 | no | Surplus | yes |  | 0 | 0 | 0 | 4844.6926 | 0 | no | 0 | 0 | 0 | 4844.6926 | 0 |  |  | 0 | 0 | 0 | 0 | 0 |  | 0 | 0 | 0 | 0 | 0
| 18130.9423 | 0 | yes | Deficit |  |  | 0 | 0 | 0 | 0 | 0 |  | 0 | 0 | 0 | 0 | 4860 | no |  | 0 | 24300 | no | 18130.9423 | 0 | no | no | 0 | 0 | 0 | 0 | 0 |  | 0 | 0 | 0 | 0 | 0 | 18130.9423 | 8654.4417 | 14692.8219 | 0 | no | Surplus | yes |  | 0 | 0 | 0 | 5696.851 | 0 | no | 0 | 0 | 0 | 5696.851 | 0 |  |  | 0 | 0 | 0 | 0 | 0 |  | 0 | 0 | 0 | 0 | 0
| 17890.3662 | 0 | no | Surplus | yes |  | 0 | 0 | 0 | 240.5761 | 0 | no | 0 | 0 | 0 | 240.5761 | 4860 | no | 17890.3662 | 0 | 24300 |  |  | 0 |  |  | 0 | 0 | 0 | 0 | 0 |  | 0 | 0 | 0 | 0 | 0 | 17890.3662 | 12325.8429 | 14497.8656 | 0 | no | Surplus | yes |  | 0 | 0 | 0 | 2366.979 | 0 | no | 0 | 0 | 0 | 2366.979 | 0 |  |  | 0 | 0 | 0 | 0 | 0 |  | 0 | 0 | 0 | 0 | 0
| 19478.2839 | 0 | yes | Deficit |  |  | 0 | 0 | 0 | 0 | 0 |  | 0 | 0 | 0 | 0 | 4860 | no |  | 0 | 24300 | no | 19478.2839 | 0 | no | no | 0 | 0 | 0 | 0 | 0 |  | 0 | 0 | 0 | 0 | 0 | 19478.2839 | 11408.3867 | 15784.6709 | 0 | no | Surplus | yes |  | 0 | 0 | 0 | 3089.4789 | 0 | no | 0 | 0 | 0 | 3089.4789 | 0 |  |  | 0 | 0 | 0 | 0 | 0 |  | 0 | 0 | 0 | 0 | 0
| 19116.363 | 0 | no | Surplus | yes |  | 0 | 0 | 0 | 361.9209 | 0 | no | 0 | 0 | 0 | 361.9209 | 4860 | no | 19116.363 | 0 | 24300 |  |  | 0 |  |  | 0 | 0 | 0 | 0 | 0 |  | 0 | 0 | 0 | 0 | 0 | 19116.363 | 12414.0479 | 15491.3801 | 0 | no | Surplus | yes |  | 0 | 0 | 0 | 3370.623 | 0 | no | 0 | 0 | 0 | 3370.623 | 0 |  |  | 0 | 0 | 0 | 0 | 0 |  | 0 | 0 | 0 | 0 | 0
| 17721.7035 | 0 | no | Surplus | yes |  | 0 | 0 | 0 | 1394.6594 | 0 | no | 0 | 0 | 0 | 1394.6594 | 4860 | no | 17721.7035 | 0 | 24300 |  |  | 0 |  |  | 0 | 0 | 0 | 0 | 0 |  | 0 | 0 | 0 | 0 | 0 | 17721.7035 | 12736.2689 | 14361.186 | 0 | no | Surplus | yes |  | 0 | 0 | 0 | 2755.1112 | 0 | no | 0 | 0 | 0 | 2755.1112 | 0 |  |  | 0 | 0 | 0 | 0 | 0 |  | 0 | 0 | 0 | 0 | 0
| 17552.453 | 0 | no | Surplus | yes |  | 0 | 0 | 0 | 169.2506 | 0 | no | 0 | 0 | 0 | 169.2506 | 4860 | no | 17552.453 | 0 | 24300 |  |  | 0 |  |  | 0 | 0 | 0 | 0 | 0 |  | 0 | 0 | 0 | 0 | 0 | 17552.453 | 12914.8716 | 14224.03 | 0 | no | Surplus | yes |  | 0 | 0 | 0 | 1446.3144 | 0 | no | 0 | 0 | 0 | 1446.3144 | 0 |  |  | 0 | 0 | 0 | 0 | 0 |  | 0 | 0 | 0 | 0 | 0
| 18157.4752 | 0 | yes | Deficit |  |  | 0 | 0 | 0 | 0 | 0 |  | 0 | 0 | 0 | 0 | 4860 | no |  | 0 | 24300 | no | 18157.4752 | 0 | no | no | 0 | 0 | 0 | 0 | 0 |  | 0 | 0 | 0 | 0 | 0 | 18157.4752 | 13537.9162 | 14714.3235 | 0 | no | Surplus | yes |  | 0 | 0 | 0 | 686.1138 | 0 | no | 0 | 0 | 0 | 686.1138 | 0 |  |  | 0 | 0 | 0 | 0 | 0 |  | 0 | 0 | 0 | 0 | 0
| 16882.3286 | 0 | no | Surplus | yes |  | 0 | 0 | 0 | 1275.1466 | 0 | no | 0 | 0 | 0 | 1275.1466 | 4860 | no | 16882.3286 | 0 | 24300 |  |  | 0 |  |  | 0 | 0 | 0 | 0 | 0 |  | 0 | 0 | 0 | 0 | 0 | 16882.3286 | 13069.2693 | 13680.9794 | 0 | no | Surplus | yes |  | 0 | 0 | 0 | 1645.0542 | 0 | no | 0 | 0 | 0 | 1645.0542 | 0 |  |  | 0 | 0 | 0 | 0 | 0 |  | 0 | 0 | 0 | 0 | 0
| 17772.0854 | 0 | yes | Deficit |  |  | 0 | 0 | 0 | 0 | 0 |  | 0 | 0 | 0 | 0 | 4860 | no |  | 0 | 24300 | no | 17772.0854 | 0 | no | no | 0 | 0 | 0 | 0 | 0 |  | 0 | 0 | 0 | 0 | 0 | 17772.0854 | 13303.2509 | 14402.0141 | 0 | no | Surplus | yes |  | 0 | 0 | 0 | 377.7286 | 0 | no | 0 | 0 | 0 | 377.7286 | 0 |  |  | 0 | 0 | 0 | 0 | 0 |  | 0 | 0 | 0 | 0 | 0
| 21280.971 | 0 | yes | Deficit |  |  | 0 | 0 | 0 | 0 | 0 |  | 0 | 0 | 0 | 0 | 4860 | no |  | 0 | 24300 | no | 21280.971 | 0 | no | no | 0 | 0 | 0 | 0 | 0 |  | 0 | 0 | 0 | 0 | 0 | 21280.971 | 13669.7107 | 17245.5195 | 0 | no | Surplus | yes |  | 0 | 0 | 0 | 732.3033 | 0 | no | 0 | 0 | 0 | 732.3033 | 0 |  |  | 0 | 0 | 0 | 0 | 0 |  | 0 | 0 | 0 | 0 | 0
| 18790.3109 | 0 | no | Surplus | yes |  | 0 | 0 | 0 | 2490.6602 | 0 | no | 0 | 0 | 0 | 2490.6602 | 4860 | no | 18790.3109 | 0 | 24300 |  |  | 0 |  |  | 0 | 0 | 0 | 0 | 0 |  | 0 | 0 | 0 | 0 | 0 | 18790.3109 | 13536.5462 | 15227.1563 | 0 | no | Surplus | yes |  | 0 | 0 | 0 | 3708.9732 | 0 | no | 0 | 0 | 0 | 3708.9732 | 0 |  |  | 0 | 0 | 0 | 0 | 0 |  | 0 | 0 | 0 | 0 | 0
| 18425.5841 | 0 | no | Surplus | yes |  | 0 | 0 | 0 | 364.7268 | 0 | no | 0 | 0 | 0 | 364.7268 | 4860 | no | 18425.5841 | 0 | 24300 |  |  | 0 |  |  | 0 | 0 | 0 | 0 | 0 |  | 0 | 0 | 0 | 0 | 0 | 18425.5841 | 14100.4868 | 14931.5916 | 0 | no | Surplus | yes |  | 0 | 0 | 0 | 1126.6695 | 0 | no | 0 | 0 | 0 | 1126.6695 | 0 |  |  | 0 | 0 | 0 | 0 | 0 |  | 0 | 0 | 0 | 0 | 0
| 20119.8817 | 0 | yes | Deficit |  |  | 0 | 0 | 0 | 0 | 0 |  | 0 | 0 | 0 | 0 | 4860 | no |  | 0 | 24300 | no | 20119.8817 | 0 | no | no | 0 | 0 | 0 | 0 | 0 |  | 0 | 0 | 0 | 0 | 0 | 20119.8817 | 14173.8573 | 16304.6043 | 0 | no | Surplus | yes |  | 0 | 0 | 0 | 757.7343 | 0 | no | 0 | 0 | 0 | 757.7343 | 0 |  |  | 0 | 0 | 0 | 0 | 0 |  | 0 | 0 | 0 | 0 | 0
| 19126.0369 | 0 | no | Surplus | yes |  | 0 | 0 | 0 | 993.8448 | 0 | no | 0 | 0 | 0 | 993.8448 | 4860 | no | 19126.0369 | 0 | 24300 |  |  | 0 |  |  | 0 | 0 | 0 | 0 | 0 |  | 0 | 0 | 0 | 0 | 0 | 19126.0369 | 13924.2074 | 15499.2196 | 0 | no | Surplus | yes |  | 0 | 0 | 0 | 2380.3969 | 0 | no | 0 | 0 | 0 | 2380.3969 | 0 |  |  | 0 | 0 | 0 | 0 | 0 |  | 0 | 0 | 0 | 0 | 0
| 18632.9171 | 0 | no | Surplus | yes |  | 0 | 0 | 0 | 493.1198 | 0 | no | 0 | 0 | 0 | 493.1198 | 4860 | no | 18632.9171 | 0 | 24300 |  |  | 0 |  |  | 0 | 0 | 0 | 0 | 0 |  | 0 | 0 | 0 | 0 | 0 | 18632.9171 | 14375.6497 | 15099.6087 | 0 | no | Surplus | yes |  | 0 | 0 | 0 | 1123.5699 | 0 | no | 0 | 0 | 0 | 1123.5699 | 0 |  |  | 0 | 0 | 0 | 0 | 0 |  | 0 | 0 | 0 | 0 | 0
| 18446.7228 | 0 | no | Surplus | yes |  | 0 | 0 | 0 | 186.1944 | 0 | no | 0 | 0 | 0 | 186.1944 | 4860 | no | 18446.7228 | 0 | 24300 |  |  | 0 |  |  | 0 | 0 | 0 | 0 | 0 |  | 0 | 0 | 0 | 0 | 0 | 18446.7228 | 14286.1513 | 14948.7219 | 0 | no | Surplus | yes |  | 0 | 0 | 0 | 813.4574 | 0 | no | 0 | 0 | 0 | 813.4574 | 0 |  |  | 0 | 0 | 0 | 0 | 0 |  | 0 | 0 | 0 | 0 | 0
| 19090.0069 | 0 | yes | Deficit |  |  | 0 | 0 | 0 | 0 | 0 |  | 0 | 0 | 0 | 0 | 4860 | no |  | 0 | 24300 | no | 19090.0069 | 0 | no | no | 0 | 0 | 0 | 0 | 0 |  | 0 | 0 | 0 | 0 | 0 | 19090.0069 | 14705.9776 | 15470.0218 | 0 | no | Surplus | yes |  | 0 | 0 | 0 | 242.7442 | 0 | no | 0 | 0 | 0 | 242.7442 | 0 |  |  | 0 | 0 | 0 | 0 | 0 |  | 0 | 0 | 0 | 0 | 0
| 19042.1569 | 0 | no | Surplus | yes |  | 0 | 0 | 0 | 47.85 | 0 | no | 0 | 0 | 0 | 47.85 | 4860 | no | 19042.1569 | 0 | 24300 |  |  | 0 |  |  | 0 | 0 | 0 | 0 | 0 |  | 0 | 0 | 0 | 0 | 0 | 19042.1569 | 14766.1242 | 15431.2455 | 0 | no | Surplus | yes |  | 0 | 0 | 0 | 703.8976 | 0 | no | 0 | 0 | 0 | 703.8976 | 0 |  |  | 0 | 0 | 0 | 0 | 0 |  | 0 | 0 | 0 | 0 | 0
| 19568.8418 | 0 | yes | Deficit |  |  | 0 | 0 | 0 | 0 | 0 |  | 0 | 0 | 0 | 0 | 4860 | no |  | 0 | 24300 | no | 19568.8418 | 0 | no | no | 0 | 0 | 0 | 0 | 0 |  | 0 | 0 | 0 | 0 | 0 | 19568.8418 | 14725.4417 | 15858.0566 | 0 | no | Surplus | yes |  | 0 | 0 | 0 | 705.8038 | 0 | no | 0 | 0 | 0 | 705.8038 | 0 |  |  | 0 | 0 | 0 | 0 | 0 |  | 0 | 0 | 0 | 0 | 0
| 19001.7464 | 0 | no | Surplus | yes |  | 0 | 0 | 0 | 567.0954 | 0 | no | 0 | 0 | 0 | 567.0954 | 4860 | no | 19001.7464 | 0 | 24300 |  |  | 0 |  |  | 0 | 0 | 0 | 0 | 0 |  | 0 | 0 | 0 | 0 | 0 | 19001.7464 | 13378.6834 | 15398.4979 | 0 | no | Surplus | yes |  | 0 | 0 | 0 | 2479.3732 | 0 | no | 0 | 0 | 0 | 2479.3732 | 0 |  |  | 0 | 0 | 0 | 0 | 0 |  | 0 | 0 | 0 | 0 | 0
| 21009.4168 | 0 | yes | Deficit |  |  | 0 | 0 | 0 | 0 | 0 |  | 0 | 0 | 0 | 0 | 4860 | no |  | 0 | 24300 | no | 21009.4168 | 0 | no | no | 0 | 0 | 0 | 0 | 0 |  | 0 | 0 | 0 | 0 | 0 | 21009.4168 | 14111.7064 | 17025.4593 | 0 | no | Surplus | yes |  | 0 | 0 | 0 | 1286.7914 | 0 | no | 0 | 0 | 0 | 1286.7914 | 0 |  |  | 0 | 0 | 0 | 0 | 0 |  | 0 | 0 | 0 | 0 | 0
| 19258.9915 | 0 | no | Surplus | yes |  | 0 | 0 | 0 | 1750.4253 | 0 | no | 0 | 0 | 0 | 1750.4253 | 4860 | no | 19258.9915 | 0 | 24300 |  |  | 0 |  |  | 0 | 0 | 0 | 0 | 0 |  | 0 | 0 | 0 | 0 | 0 | 19258.9915 | 14513.0843 | 15606.9623 | 0 | no | Surplus | yes |  | 0 | 0 | 0 | 2512.375 | 0 | no | 0 | 0 | 0 | 2512.375 | 0 |  |  | 0 | 0 | 0 | 0 | 0 |  | 0 | 0 | 0 | 0 | 0
| 22005.6276 | 0 | yes | Deficit |  |  | 0 | 0 | 0 | 0 | 0 |  | 0 | 0 | 0 | 0 | 4860 | no |  | 0 | 24300 | no | 22005.6276 | 0 | no | no | 0 | 0 | 0 | 0 | 0 |  | 0 | 0 | 0 | 0 | 0 | 22005.6276 | 14779.292 | 17832.7614 | 0 | no | Surplus | yes |  | 0 | 0 | 0 | 827.6703 | 0 | no | 0 | 0 | 0 | 827.6703 | 0 |  |  | 0 | 0 | 0 | 0 | 0 |  | 0 | 0 | 0 | 0 | 0
| 22165.576 | 0 | yes | Deficit |  |  | 0 | 0 | 0 | 0 | 0 |  | 0 | 0 | 0 | 0 | 4860 | no |  | 0 | 24300 | no | 22165.576 | 0 | no | no | 0 | 0 | 0 | 0 | 0 |  | 0 | 0 | 0 | 0 | 0 | 22165.576 | 14914.1989 | 17962.3793 | 0 | no | Surplus | yes |  | 0 | 0 | 0 | 2918.5625 | 0 | no | 0 | 0 | 0 | 2918.5625 | 0 |  |  | 0 | 0 | 0 | 0 | 0 |  | 0 | 0 | 0 | 0 | 0
| 21100.5282 | 0 | no | Surplus | yes |  | 0 | 0 | 0 | 1065.0479 | 0 | no | 0 | 0 | 0 | 1065.0479 | 4860 | no | 21100.5282 | 0 | 24300 |  |  | 0 |  |  | 0 | 0 | 0 | 0 | 0 |  | 0 | 0 | 0 | 0 | 0 | 21100.5282 | 15010.0982 | 17099.2935 | 0 | no | Surplus | yes |  | 0 | 0 | 0 | 2952.2811 | 0 | no | 0 | 0 | 0 | 2952.2811 | 0 |  |  | 0 | 0 | 0 | 0 | 0 |  | 0 | 0 | 0 | 0 | 0
| 20940.6658 | 0 | no | Surplus | yes |  | 0 | 0 | 0 | 159.8623 | 0 | no | 0 | 0 | 0 | 159.8623 | 4860 | no | 20940.6658 | 0 | 24300 |  |  | 0 |  |  | 0 | 0 | 0 | 0 | 0 |  | 0 | 0 | 0 | 0 | 0 | 20940.6658 | 14836.4151 | 16969.7454 | 0 | no | Surplus | yes |  | 0 | 0 | 0 | 2262.8784 | 0 | no | 0 | 0 | 0 | 2262.8784 | 0 |  |  | 0 | 0 | 0 | 0 | 0 |  | 0 | 0 | 0 | 0 | 0
| 19281.3492 | 0 | no | Surplus | yes |  | 0 | 0 | 0 | 1659.3167 | 0 | no | 0 | 0 | 0 | 1659.3167 | 4860 | no | 19281.3492 | 0 | 24300 |  |  | 0 |  |  | 0 | 0 | 0 | 0 | 0 |  | 0 | 0 | 0 | 0 | 0 | 19281.3492 | 14984.0711 | 15625.0804 | 0 | no | Surplus | yes |  | 0 | 0 | 0 | 1985.6743 | 0 | no | 0 | 0 | 0 | 1985.6743 | 0 |  |  | 0 | 0 | 0 | 0 | 0 |  | 0 | 0 | 0 | 0 | 0
| 21914.7396 | 0 | yes | Deficit |  |  | 0 | 0 | 0 | 0 | 0 |  | 0 | 0 | 0 | 0 | 4860 | no |  | 0 | 24300 | no | 21914.7396 | 0 | no | no | 0 | 0 | 0 | 0 | 0 |  | 0 | 0 | 0 | 0 | 0 | 21914.7396 | 14789.4957 | 17759.1083 | 0 | no | Surplus | yes |  | 0 | 0 | 0 | 835.5846 | 0 | no | 0 | 0 | 0 | 835.5846 | 0 |  |  | 0 | 0 | 0 | 0 | 0 |  | 0 | 0 | 0 | 0 | 0
| 22312.3164 | 0 | yes | Deficit |  |  | 0 | 0 | 0 | 0 | 0 |  | 0 | 0 | 0 | 0 | 4860 | no |  | 0 | 24300 | no | 22312.3164 | 0 | no | no | 0 | 0 | 0 | 0 | 0 |  | 0 | 0 | 0 | 0 | 0 | 22312.3164 | 14648.1906 | 18081.2937 | 0 | no | Surplus | yes |  | 0 | 0 | 0 | 3110.9177 | 0 | no | 0 | 0 | 0 | 3110.9177 | 0 |  |  | 0 | 0 | 0 | 0 | 0 |  | 0 | 0 | 0 | 0 | 0
| 21456.0686 | 0 | no | Surplus | yes |  | 0 | 0 | 0 | 856.2478 | 0 | no | 0 | 0 | 0 | 856.2478 | 4860 | no | 21456.0686 | 0 | 24300 |  |  | 0 |  |  | 0 | 0 | 0 | 0 | 0 |  | 0 | 0 | 0 | 0 | 0 | 21456.0686 | 14378.7035 | 17387.4138 | 0 | no | Surplus | yes |  | 0 | 0 | 0 | 3702.5901 | 0 | no | 0 | 0 | 0 | 3702.5901 | 0 |  |  | 0 | 0 | 0 | 0 | 0 |  | 0 | 0 | 0 | 0 | 0
| 20888.2046 | 0 | no | Surplus | yes |  | 0 | 0 | 0 | 567.864 | 0 | no | 0 | 0 | 0 | 567.864 | 4860 | no | 20888.2046 | 0 | 24300 |  |  | 0 |  |  | 0 | 0 | 0 | 0 | 0 |  | 0 | 0 | 0 | 0 | 0 | 20888.2046 | 14362.0537 | 16927.2322 | 0 | no | Surplus | yes |  | 0 | 0 | 0 | 3025.3601 | 0 | no | 0 | 0 | 0 | 3025.3601 | 0 |  |  | 0 | 0 | 0 | 0 | 0 |  | 0 | 0 | 0 | 0 | 0
| 18916.4795 | 0 | no | Surplus | yes |  | 0 | 0 | 0 | 1971.7251 | 0 | no | 0 | 0 | 0 | 1971.7251 | 4860 | no | 18916.4795 | 0 | 24300 |  |  | 0 |  |  | 0 | 0 | 0 | 0 | 0 |  | 0 | 0 | 0 | 0 | 0 | 18916.4795 | 14273.989 | 15329.3999 | 0 | no | Surplus | yes |  | 0 | 0 | 0 | 2653.2432 | 0 | no | 0 | 0 | 0 | 2653.2432 | 0 |  |  | 0 | 0 | 0 | 0 | 0 |  | 0 | 0 | 0 | 0 | 0
| 19569.3039 | 0 | yes | Deficit |  |  | 0 | 0 | 0 | 0 | 0 |  | 0 | 0 | 0 | 0 | 4860 | no |  | 0 | 24300 | no | 19569.3039 | 0 | no | no | 0 | 0 | 0 | 0 | 0 |  | 0 | 0 | 0 | 0 | 0 | 19569.3039 | 14183.0263 | 15858.431 | 0 | no | Surplus | yes |  | 0 | 0 | 0 | 1146.3736 | 0 | no | 0 | 0 | 0 | 1146.3736 | 0 |  |  | 0 | 0 | 0 | 0 | 0 |  | 0 | 0 | 0 | 0 | 0
| 18251.8369 | 0 | no | Surplus | yes |  | 0 | 0 | 0 | 1317.467 | 0 | no | 0 | 0 | 0 | 1317.467 | 4860 | no | 18251.8369 | 0 | 24300 |  |  | 0 |  |  | 0 | 0 | 0 | 0 | 0 |  | 0 | 0 | 0 | 0 | 0 | 18251.8369 | 14250.8863 | 14790.7916 | 0 | no | Surplus | yes |  | 0 | 0 | 0 | 1607.5447 | 0 | no | 0 | 0 | 0 | 1607.5447 | 0 |  |  | 0 | 0 | 0 | 0 | 0 |  | 0 | 0 | 0 | 0 | 0
| 14897.9462 | 0 | no | Surplus | yes |  | 0 | 0 | 0 | 3353.8907 | 0 | no | 0 | 0 | 0 | 3353.8907 | 4860 | no | 14897.9462 | 0 | 24300 |  |  | 0 |  |  | 0 | 0 | 0 | 0 | 0 |  | 0 | 0 | 0 | 0 | 0 | 14897.9462 | 14423.2104 | 12072.8899 | 0 | no | Surplus | yes |  | 0 | 0 | 0 | 367.5812 | 0 | no | 0 | 0 | 0 | 367.5812 | 0 |  |  | 0 | 0 | 0 | 0 | 0 |  | 0 | 0 | 0 | 0 | 0
| 13893.7344 | 0 | no | Surplus | yes |  | 0 | 0 | 0 | 1004.2118 | 0 | no | 0 | 0 | 0 | 1004.2118 | 4860 | no | 13893.7344 | 0 | 24300 |  |  | 0 |  |  | 0 | 0 | 0 | 0 | 0 |  | 0 | 0 | 0 | 0 | 0 | 13893.7344 | 14675.7316 | 11259.1041 | 0 | yes | Deficit |  |  | 0 | 0 | 0 | 0 | 0 |  | 0 | 0 | 0 | 0 | 2602.8416 | yes |  | 0 | 0 | 0 | 2602.8416 | 0 | no | 0 | 0 | 0 | 2602.8416 | 0
| 14019.0221 | 0 | yes | Deficit |  |  | 0 | 0 | 0 | 0 | 0 |  | 0 | 0 | 0 | 0 | 4860 | no |  | 0 | 24300 | no | 14019.0221 | 0 | no | no | 0 | 0 | 0 | 0 | 0 |  | 0 | 0 | 0 | 0 | 0 | 14019.0221 | 14518.6793 | 11360.6338 | 0 | yes | Deficit |  |  | 0 | 0 | 0 | 0 | 0 |  | 0 | 0 | 0 | 0 | 3259.5753 | yes |  | 0 | 0 | 0 | 3259.5753 | 0 | no | 0 | 0 | 0 | 3259.5753 | 0
| 12375.2742 | 0 | no | Surplus | yes |  | 0 | 0 | 0 | 1643.7479 | 0 | no | 0 | 0 | 0 | 1643.7479 | 4860 | no | 12375.2742 | 0 | 24300 |  |  | 0 |  |  | 0 | 0 | 0 | 0 | 0 |  | 0 | 0 | 0 | 0 | 0 | 12375.2742 | 14314.7895 | 10028.5853 | 0 | yes | Deficit |  |  | 0 | 0 | 0 | 0 | 0 |  | 0 | 0 | 0 | 0 | 2954.1557 | yes |  | 0 | 0 | 0 | 2954.1557 | 0 | no | 0 | 0 | 0 | 2954.1557 | 0
| 11482.2557 | 0 | no | Surplus | yes |  | 0 | 0 | 0 | 893.0186 | 0 | no | 0 | 0 | 0 | 893.0186 | 4860 | no | 11482.2557 | 0 | 24300 |  |  | 0 |  |  | 0 | 0 | 0 | 0 | 0 |  | 0 | 0 | 0 | 0 | 0 | 11482.2557 | 14692.0934 | 9304.9073 | 0 | yes | Deficit |  |  | 0 | 0 | 0 | 0 | 0 |  | 0 | 0 | 0 | 0 | 4663.5081 | yes |  | 0 | 0 | 0 | 4663.5081 | 0 | no | 0 | 0 | 0 | 4663.5081 | 0
| 11525.2859 | 0 | yes | Deficit |  |  | 0 | 0 | 0 | 0 | 0 |  | 0 | 0 | 0 | 0 | 4860 | no |  | 0 | 22964.5113 | no | 11525.2859 | 0 | no | no | 0 | 0 | 0 | 0 | 0 |  | 0 | 0 | 0 | 0 | 0 | 11525.2859 | 14690.8779 | 9339.7779 | 0 | yes | Deficit |  |  | 0 | 0 | 0 | 0 | 0 |  | 0 | 0 | 0 | 0 | 5385.9705 | yes |  | 0 | 0 | 0 | 5385.9705 | 0 | no | 0 | 0 | 0 | 5385.9705 | 0
| 12567.1544 | 0 | yes | Deficit |  |  | 0 | 0 | 0 | 0 | 0 |  | 0 | 0 | 0 | 0 | 4860 | no |  | 0 | 23050.5718 | no | 12567.1544 | 0 | no | no | 0 | 0 | 0 | 0 | 0 |  | 0 | 0 | 0 | 0 | 0 | 12567.1544 | 14691.2555 | 10184.0797 | 0 | yes | Deficit |  |  | 0 | 0 | 0 | 0 | 0 |  | 0 | 0 | 0 | 0 | 5351.4776 | yes |  | 0 | 0 | 0 | 5351.4776 | 0 | no | 0 | 0 | 0 | 5351.4776 | 0
| 10439.987 | 0 | no | Surplus | yes |  | 0 | 0 | 0 | 2127.1674 | 0 | no | 0 | 0 | 0 | 2127.1674 | 4860 | no | 10439.987 | 0 | 24300 |  |  | 0 |  |  | 0 | 0 | 0 | 0 | 0 |  | 0 | 0 | 0 | 0 | 0 | 10439.987 | 15134.6031 | 8460.2812 | 0 | yes | Deficit |  |  | 0 | 0 | 0 | 0 | 0 |  | 0 | 0 | 0 | 0 | 4950.5233 | yes |  | 0 | 0 | 0 | 4950.5233 | 0 | no | 0 | 0 | 0 | 4950.5233 | 0
| 8597.5234 | 0 | no | Surplus | yes |  | 0 | 0 | 0 | 1842.4636 | 0 | no | 0 | 0 | 0 | 1842.4636 | 4860 | no | 8597.5234 | 0 | 20879.974 |  |  | 0 |  |  | 0 | 0 | 0 | 0 | 0 |  | 0 | 0 | 0 | 0 | 0 | 8597.5234 | 15324.5614 | 6967.1989 | 0 | yes | Deficit |  |  | 0 | 0 | 0 | 0 | 0 |  | 0 | 0 | 0 | 0 | 6864.2802 | yes |  | 0 | 0 | 0 | 6864.2802 | 0 | no | 0 | 0 | 0 | 6864.2802 | 0
| 8393.5876 | 0 | no | Surplus | yes |  | 0 | 0 | 0 | 203.9359 | 0 | no | 0 | 0 | 0 | 203.9359 | 4860 | no | 8393.5876 | 0 | 17195.0469 |  |  | 0 |  |  | 0 | 0 | 0 | 0 | 0 |  | 0 | 0 | 0 | 0 | 0 | 8393.5876 | 15348.572 | 6801.9348 | 0 | yes | Deficit |  |  | 0 | 0 | 0 | 0 | 0 |  | 0 | 0 | 0 | 0 | 8381.3731 | yes |  | 0 | 0 | 0 | 8381.3731 | 0 | no | 0 | 0 | 0 | 8381.3731 | 0
| 8580.4203 | 0 | yes | Deficit |  |  | 0 | 0 | 0 | 0 | 0 |  | 0 | 0 | 0 | 0 | 4860 | no |  | 0 | 16787.1751 | no | 8580.4203 | 0 | no | no | 0 | 0 | 0 | 0 | 0 |  | 0 | 0 | 0 | 0 | 0 | 8580.4203 | 15656.9857 | 6953.3389 | 0 | yes | Deficit |  |  | 0 | 0 | 0 | 0 | 0 |  | 0 | 0 | 0 | 0 | 8855.0509 | yes |  | 0 | 0 | 0 | 8855.0509 | 0 | no | 0 | 0 | 0 | 8855.0509 | 0
| 13679.1259 | 0 | yes | Deficit |  |  | 0 | 0 | 0 | 0 | 0 |  | 0 | 0 | 0 | 0 | 4860 | no |  | 0 | 17160.8405 | no | 13679.1259 | 0 | no | no | 0 | 0 | 0 | 0 | 0 |  | 0 | 0 | 0 | 0 | 0 | 13679.1259 | 15554.2105 | 11085.1912 | 0 | yes | Deficit |  |  | 0 | 0 | 0 | 0 | 0 |  | 0 | 0 | 0 | 0 | 8600.8716 | yes |  | 0 | 0 | 0 | 8600.8716 | 0 | no | 0 | 0 | 0 | 8600.8716 | 0
| 13653.971 | 0 | no | Surplus | yes |  | 0 | 0 | 0 | 25.1549 | 0 | no | 0 | 0 | 0 | 25.1549 | 4860 | no | 13653.971 | 0 | 24300 |  |  | 0 |  |  | 0 | 0 | 0 | 0 | 0 |  | 0 | 0 | 0 | 0 | 0 | 13653.971 | 15262.7552 | 11064.8063 | 0 | yes | Deficit |  |  | 0 | 0 | 0 | 0 | 0 |  | 0 | 0 | 0 | 0 | 4177.5641 | yes |  | 0 | 0 | 0 | 4177.5641 | 0 | no | 0 | 0 | 0 | 4177.5641 | 0
| 14010.364 | 0 | yes | Deficit |  |  | 0 | 0 | 0 | 0 | 0 |  | 0 | 0 | 0 | 0 | 4860 | no |  | 0 | 24300 | no | 14010.364 | 0 | no | no | 0 | 0 | 0 | 0 | 0 |  | 0 | 0 | 0 | 0 | 0 | 14010.364 | 15449.4586 | 11353.6175 | 0 | yes | Deficit |  |  | 0 | 0 | 0 | 0 | 0 |  | 0 | 0 | 0 | 0 | 4384.6523 | yes |  | 0 | 0 | 0 | 4384.6523 | 0 | no | 0 | 0 | 0 | 4384.6523 | 0
| 12907.7943 | 0 | no | Surplus | yes |  | 0 | 0 | 0 | 1102.5696 | 0 | no | 0 | 0 | 0 | 1102.5696 | 4860 | no | 12907.7943 | 0 | 24300 |  |  | 0 |  |  | 0 | 0 | 0 | 0 | 0 |  | 0 | 0 | 0 | 0 | 0 | 12907.7943 | 15196.501 | 10460.1251 | 0 | yes | Deficit |  |  | 0 | 0 | 0 | 0 | 0 |  | 0 | 0 | 0 | 0 | 3842.8836 | yes |  | 0 | 0 | 0 | 3842.8836 | 0 | no | 0 | 0 | 0 | 3842.8836 | 0
| 11633.416 | 0 | no | Surplus | yes |  | 0 | 0 | 0 | 1274.3783 | 0 | no | 0 | 0 | 0 | 1274.3783 | 4860 | no | 11633.416 | 0 | 24300 |  |  | 0 |  |  | 0 | 0 | 0 | 0 | 0 |  | 0 | 0 | 0 | 0 | 0 | 11633.416 | 15495.0836 | 9427.4036 | 0 | yes | Deficit |  |  | 0 | 0 | 0 | 0 | 0 |  | 0 | 0 | 0 | 0 | 5034.9586 | yes |  | 0 | 0 | 0 | 5034.9586 | 0 | no | 0 | 0 | 0 | 5034.9586 | 0
| 10733.7543 | 0 | no | Surplus | yes |  | 0 | 0 | 0 | 899.6618 | 0 | no | 0 | 0 | 0 | 899.6618 | 4860 | no | 10733.7543 | 0 | 23266.832 |  |  | 0 |  |  | 0 | 0 | 0 | 0 | 0 |  | 0 | 0 | 0 | 0 | 0 | 10733.7543 | 15841.3193 | 8698.3422 | 0 | yes | Deficit |  |  | 0 | 0 | 0 | 0 | 0 |  | 0 | 0 | 0 | 0 | 6413.9157 | yes |  | 0 | 0 | 0 | 6413.9157 | 0 | no | 0 | 0 | 0 | 6413.9157 | 0
| 9350.7268 | 0 | no | Surplus | yes |  | 0 | 0 | 0 | 1383.0274 | 0 | no | 0 | 0 | 0 | 1383.0274 | 4860 | no | 9350.7268 | 0 | 21467.5085 |  |  | 0 |  |  | 0 | 0 | 0 | 0 | 0 |  | 0 | 0 | 0 | 0 | 0 | 9350.7268 | 16183.4351 | 7577.5744 | 0 | yes | Deficit |  |  | 0 | 0 | 0 | 0 | 0 |  | 0 | 0 | 0 | 0 | 7485.0929 | yes |  | 0 | 0 | 0 | 7485.0929 | 0 | no | 0 | 0 | 0 | 7485.0929 | 0
| 10533.8038 | 0 | yes | Deficit |  |  | 0 | 0 | 0 | 0 | 0 |  | 0 | 0 | 0 | 0 | 4860 | no |  | 0 | 18701.4537 | no | 10533.8038 | 0 | no | no | 0 | 0 | 0 | 0 | 0 |  | 0 | 0 | 0 | 0 | 0 | 10533.8038 | 16391.639 | 8536.3078 | 0 | yes | Deficit |  |  | 0 | 0 | 0 | 0 | 0 |  | 0 | 0 | 0 | 0 | 8814.0646 | yes |  | 0 | 0 | 0 | 8814.0646 | 0 | no | 0 | 0 | 0 | 8814.0646 | 0
| 14270.9146 | 0 | yes | Deficit |  |  | 0 | 0 | 0 | 0 | 0 |  | 0 | 0 | 0 | 0 | 4860 | no |  | 0 | 21067.6077 | no | 14270.9146 | 0 | no | no | 0 | 0 | 0 | 0 | 0 |  | 0 | 0 | 0 | 0 | 0 | 14270.9146 | 17690.6241 | 11564.7606 | 0 | yes | Deficit |  |  | 0 | 0 | 0 | 0 | 0 |  | 0 | 0 | 0 | 0 | 9154.3163 | yes |  | 0 | 0 | 0 | 9154.3163 | 0 | no | 0 | 0 | 0 | 9154.3163 | 0
| 16255.3648 | 0 | yes | Deficit |  |  | 0 | 0 | 0 | 0 | 0 |  | 0 | 0 | 0 | 0 | 4860 | no |  | 0 | 24300 | no | 16255.3648 | 0 | no | no | 0 | 0 | 0 | 0 | 0 |  | 0 | 0 | 0 | 0 | 0 | 16255.3648 | 17110.8133 | 13172.905 | 0 | yes | Deficit |  |  | 0 | 0 | 0 | 0 | 0 |  | 0 | 0 | 0 | 0 | 5546.0527 | yes |  | 0 | 0 | 0 | 5546.0527 | 0 | no | 0 | 0 | 0 | 5546.0527 | 0
| 18566.6098 | 0 | yes | Deficit |  |  | 0 | 0 | 0 | 0 | 0 |  | 0 | 0 | 0 | 0 | 4860 | no |  | 0 | 24300 | no | 18566.6098 | 0 | no | no | 0 | 0 | 0 | 0 | 0 |  | 0 | 0 | 0 | 0 | 0 | 18566.6098 | 16800.0312 | 15045.875 | 0 | yes | Deficit |  |  | 0 | 0 | 0 | 0 | 0 |  | 0 | 0 | 0 | 0 | 3627.1262 | yes |  | 0 | 0 | 0 | 3627.1262 | 0 | no | 0 | 0 | 0 | 3627.1262 | 0
| 18126.3353 | 0 | no | Surplus | yes |  | 0 | 0 | 0 | 440.2744 | 0 | no | 0 | 0 | 0 | 440.2744 | 4860 | no | 18126.3353 | 0 | 24300 |  |  | 0 |  |  | 0 | 0 | 0 | 0 | 0 |  | 0 | 0 | 0 | 0 | 0 | 18126.3353 | 17652.2921 | 14689.0886 | 0 | yes | Deficit |  |  | 0 | 0 | 0 | 0 | 0 |  | 0 | 0 | 0 | 0 | 2606.4171 | yes |  | 0 | 0 | 0 | 2606.4171 | 0 | no | 0 | 0 | 0 | 2606.4171 | 0
| 18793.8999 | 0 | yes | Deficit |  |  | 0 | 0 | 0 | 0 | 0 |  | 0 | 0 | 0 | 0 | 4860 | no |  | 0 | 24300 | no | 18793.8999 | 0 | no | no | 0 | 0 | 0 | 0 | 0 |  | 0 | 0 | 0 | 0 | 0 | 18793.8999 | 17805.6229 | 15230.0647 | 0 | yes | Deficit |  |  | 0 | 0 | 0 | 0 | 0 |  | 0 | 0 | 0 | 0 | 3116.5343 | yes |  | 0 | 0 | 0 | 3116.5343 | 0 | no | 0 | 0 | 0 | 3116.5343 | 0
| 16617.4081 | 0 | no | Surplus | yes |  | 0 | 0 | 0 | 2176.4918 | 0 | no | 0 | 0 | 0 | 2176.4918 | 4860 | no | 16617.4081 | 0 | 24300 |  |  | 0 |  |  | 0 | 0 | 0 | 0 | 0 |  | 0 | 0 | 0 | 0 | 0 | 16617.4081 | 17557.7702 | 13466.2951 | 0 | yes | Deficit |  |  | 0 | 0 | 0 | 0 | 0 |  | 0 | 0 | 0 | 0 | 2327.7055 | yes |  | 0 | 0 | 0 | 2327.7055 | 0 | no | 0 | 0 | 0 | 2327.7055 | 0
| 17294.5865 | 0 | yes | Deficit |  |  | 0 | 0 | 0 | 0 | 0 |  | 0 | 0 | 0 | 0 | 4860 | no |  | 0 | 24300 | no | 17294.5865 | 0 | no | no | 0 | 0 | 0 | 0 | 0 |  | 0 | 0 | 0 | 0 | 0 | 17294.5865 | 16409.5366 | 14015.062 | 0 | yes | Deficit |  |  | 0 | 0 | 0 | 0 | 0 |  | 0 | 0 | 0 | 0 | 2943.2416 | yes |  | 0 | 0 | 0 | 2943.2416 | 0 | no | 0 | 0 | 0 | 2943.2416 | 0
| 16956.0618 | 0 | no | Surplus | yes |  | 0 | 0 | 0 | 338.5247 | 0 | no | 0 | 0 | 0 | 338.5247 | 4860 | no | 16956.0618 | 0 | 24300 |  |  | 0 |  |  | 0 | 0 | 0 | 0 | 0 |  | 0 | 0 | 0 | 0 | 0 | 16956.0618 | 17377.9986 | 13740.7308 | 0 | yes | Deficit |  |  | 0 | 0 | 0 | 0 | 0 |  | 0 | 0 | 0 | 0 | 3362.9366 | yes |  | 0 | 0 | 0 | 3362.9366 | 0 | no | 0 | 0 | 0 | 3362.9366 | 0
| 15181.2311 | 0 | no | Surplus | yes |  | 0 | 0 | 0 | 1774.8307 | 0 | no | 0 | 0 | 0 | 1774.8307 | 4860 | no | 15181.2311 | 0 | 24300 |  |  | 0 |  |  | 0 | 0 | 0 | 0 | 0 |  | 0 | 0 | 0 | 0 | 0 | 15181.2311 | 17787.3091 | 12302.4563 | 0 | yes | Deficit |  |  | 0 | 0 | 0 | 0 | 0 |  | 0 | 0 | 0 | 0 | 4046.5784 | yes |  | 0 | 0 | 0 | 4046.5784 | 0 | no | 0 | 0 | 0 | 4046.5784 | 0
| 14745.1779 | 0 | no | Surplus | yes |  | 0 | 0 | 0 | 436.0532 | 0 | no | 0 | 0 | 0 | 436.0532 | 4860 | no | 14745.1779 | 0 | 24300 |  |  | 0 |  |  | 0 | 0 | 0 | 0 | 0 |  | 0 | 0 | 0 | 0 | 0 | 14745.1779 | 17266.3802 | 11949.0907 | 0 | yes | Deficit |  |  | 0 | 0 | 0 | 0 | 0 |  | 0 | 0 | 0 | 0 | 4963.9239 | yes |  | 0 | 0 | 0 | 4963.9239 | 0 | no | 0 | 0 | 0 | 4963.9239 | 0
| 14221.2582 | 0 | no | Surplus | yes |  | 0 | 0 | 0 | 523.9197 | 0 | no | 0 | 0 | 0 | 523.9197 | 4860 | no | 14221.2582 | 0 | 24300 |  |  | 0 |  |  | 0 | 0 | 0 | 0 | 0 |  | 0 | 0 | 0 | 0 | 0 | 14221.2582 | 17596.1387 | 11524.5204 | 0 | yes | Deficit |  |  | 0 | 0 | 0 | 0 | 0 |  | 0 | 0 | 0 | 0 | 5647.048 | yes |  | 0 | 0 | 0 | 5647.048 | 0 | no | 0 | 0 | 0 | 5647.048 | 0
| 14548.8544 | 0 | yes | Deficit |  |  | 0 | 0 | 0 | 0 | 0 |  | 0 | 0 | 0 | 0 | 4860 | no |  | 0 | 24300 | no | 14548.8544 | 0 | no | no | 0 | 0 | 0 | 0 | 0 |  | 0 | 0 | 0 | 0 | 0 | 14548.8544 | 17723.3172 | 11789.9955 | 0 | yes | Deficit |  |  | 0 | 0 | 0 | 0 | 0 |  | 0 | 0 | 0 | 0 | 6198.7968 | yes |  | 0 | 0 | 0 | 6198.7968 | 0 | no | 0 | 0 | 0 | 6198.7968 | 0
| 14639.1726 | 0 | yes | Deficit |  |  | 0 | 0 | 0 | 0 | 0 |  | 0 | 0 | 0 | 0 | 4860 | no |  | 0 | 24300 | no | 14639.1726 | 0 | no | no | 0 | 0 | 0 | 0 | 0 |  | 0 | 0 | 0 | 0 | 0 | 14639.1726 | 15837.5338 | 11863.1869 | 0 | yes | Deficit |  |  | 0 | 0 | 0 | 0 | 0 |  | 0 | 0 | 0 | 0 | 4047.5383 | yes |  | 0 | 0 | 0 | 4047.5383 | 0 | no | 0 | 0 | 0 | 4047.5383 | 0
| 12990.6516 | 0 | no | Surplus | yes |  | 0 | 0 | 0 | 1648.521 | 0 | no | 0 | 0 | 0 | 1648.521 | 4860 | no | 12990.6516 | 0 | 24300 |  |  | 0 |  |  | 0 | 0 | 0 | 0 | 0 |  | 0 | 0 | 0 | 0 | 0 | 12990.6516 | 15117.1364 | 10527.2703 | 0 | yes | Deficit |  |  | 0 | 0 | 0 | 0 | 0 |  | 0 | 0 | 0 | 0 | 3253.9495 | yes |  | 0 | 0 | 0 | 3253.9495 | 0 | no | 0 | 0 | 0 | 3253.9495 | 0
| 13853.3978 | 0 | yes | Deficit |  |  | 0 | 0 | 0 | 0 | 0 |  | 0 | 0 | 0 | 0 | 4860 | no |  | 0 | 24300 | no | 13853.3978 | 0 | no | no | 0 | 0 | 0 | 0 | 0 |  | 0 | 0 | 0 | 0 | 0 | 13853.3978 | 17311.9009 | 11226.4164 | 0 | yes | Deficit |  |  | 0 | 0 | 0 | 0 | 0 |  | 0 | 0 | 0 | 0 | 6784.6306 | yes |  | 0 | 0 | 0 | 6784.6306 | 0 | no | 0 | 0 | 0 | 6784.6306 | 0
| 13586.0343 | 0 | no | Surplus | yes |  | 0 | 0 | 0 | 267.3635 | 0 | no | 0 | 0 | 0 | 267.3635 | 4860 | no | 13586.0343 | 0 | 24300 |  |  | 0 |  |  | 0 | 0 | 0 | 0 | 0 |  | 0 | 0 | 0 | 0 | 0 | 13586.0343 | 16757.8273 | 11009.7522 | 0 | yes | Deficit |  |  | 0 | 0 | 0 | 0 | 0 |  | 0 | 0 | 0 | 0 | 5531.4109 | yes |  | 0 | 0 | 0 | 5531.4109 | 0 | no | 0 | 0 | 0 | 5531.4109 | 0
| 14141.4817 | 0 | yes | Deficit |  |  | 0 | 0 | 0 | 0 | 0 |  | 0 | 0 | 0 | 0 | 4860 | no |  | 0 | 24300 | no | 14141.4817 | 0 | no | no | 0 | 0 | 0 | 0 | 0 |  | 0 | 0 | 0 | 0 | 0 | 14141.4817 | 17209.0155 | 11459.8717 | 0 | yes | Deficit |  |  | 0 | 0 | 0 | 0 | 0 |  | 0 | 0 | 0 | 0 | 6199.2633 | yes |  | 0 | 0 | 0 | 6199.2633 | 0 | no | 0 | 0 | 0 | 6199.2633 | 0
| 13477.8595 | 0 | no | Surplus | yes |  | 0 | 0 | 0 | 663.6222 | 0 | no | 0 | 0 | 0 | 663.6222 | 4860 | no | 13477.8595 | 0 | 24300 |  |  | 0 |  |  | 0 | 0 | 0 | 0 | 0 |  | 0 | 0 | 0 | 0 | 0 | 13477.8595 | 17323.2616 | 10922.0904 | 0 | yes | Deficit |  |  | 0 | 0 | 0 | 0 | 0 |  | 0 | 0 | 0 | 0 | 5863.3899 | yes |  | 0 | 0 | 0 | 5863.3899 | 0 | no | 0 | 0 | 0 | 5863.3899 | 0
| 13498.2068 | 0 | yes | Deficit |  |  | 0 | 0 | 0 | 0 | 0 |  | 0 | 0 | 0 | 0 | 4860 | no |  | 0 | 24300 | no | 13498.2068 | 0 | no | no | 0 | 0 | 0 | 0 | 0 |  | 0 | 0 | 0 | 0 | 0 | 13498.2068 | 17007.5456 | 10938.5793 | 0 | yes | Deficit |  |  | 0 | 0 | 0 | 0 | 0 |  | 0 | 0 | 0 | 0 | 6085.4553 | yes |  | 0 | 0 | 0 | 6085.4553 | 0 | no | 0 | 0 | 0 | 6085.4553 | 0
| 13957.8029 | 0 | yes | Deficit |  |  | 0 | 0 | 0 | 0 | 0 |  | 0 | 0 | 0 | 0 | 4860 | no |  | 0 | 24300 | no | 13957.8029 | 0 | no | no | 0 | 0 | 0 | 0 | 0 |  | 0 | 0 | 0 | 0 | 0 | 13957.8029 | 15311.8712 | 11311.0234 | 0 | yes | Deficit |  |  | 0 | 0 | 0 | 0 | 0 |  | 0 | 0 | 0 | 0 | 4373.2919 | yes |  | 0 | 0 | 0 | 4373.2919 | 0 | no | 0 | 0 | 0 | 4373.2919 | 0
| 13165.6203 | 0 | no | Surplus | yes |  | 0 | 0 | 0 | 792.1826 | 0 | no | 0 | 0 | 0 | 792.1826 | 4860 | no | 13165.6203 | 0 | 24300 |  |  | 0 |  |  | 0 | 0 | 0 | 0 | 0 |  | 0 | 0 | 0 | 0 | 0 | 13165.6203 | 15101.3749 | 10669.0602 | 0 | yes | Deficit |  |  | 0 | 0 | 0 | 0 | 0 |  | 0 | 0 | 0 | 0 | 3790.3515 | yes |  | 0 | 0 | 0 | 3790.3515 | 0 | no | 0 | 0 | 0 | 3790.3515 | 0
| 15050.729 | 0 | yes | Deficit |  |  | 0 | 0 | 0 | 0 | 0 |  | 0 | 0 | 0 | 0 | 4860 | no |  | 0 | 24300 | no | 15050.729 | 0 | no | no | 0 | 0 | 0 | 0 | 0 |  | 0 | 0 | 0 | 0 | 0 | 15050.729 | 15363.299 | 12196.701 | 0 | yes | Deficit |  |  | 0 | 0 | 0 | 0 | 0 |  | 0 | 0 | 0 | 0 | 4694.2388 | yes |  | 0 | 0 | 0 | 4694.2388 | 0 | no | 0 | 0 | 0 | 4694.2388 | 0
| 16308.1431 | 0 | yes | Deficit |  |  | 0 | 0 | 0 | 0 | 0 |  | 0 | 0 | 0 | 0 | 4860 | no |  | 0 | 24300 | no | 16308.1431 | 0 | no | no | 0 | 0 | 0 | 0 | 0 |  | 0 | 0 | 0 | 0 | 0 | 16308.1431 | 16056.3431 | 13215.6752 | 0 | yes | Deficit |  |  | 0 | 0 | 0 | 0 | 0 |  | 0 | 0 | 0 | 0 | 3859.6422 | yes |  | 0 | 0 | 0 | 3859.6422 | 0 | no | 0 | 0 | 0 | 3859.6422 | 0
| 13236.8195 | 0 | no | Surplus | yes |  | 0 | 0 | 0 | 3071.3237 | 0 | no | 0 | 0 | 0 | 3071.3237 | 4860 | no | 13236.8195 | 0 | 24300 |  |  | 0 |  |  | 0 | 0 | 0 | 0 | 0 |  | 0 | 0 | 0 | 0 | 0 | 13236.8195 | 16444.7581 | 10726.7581 | 0 | yes | Deficit |  |  | 0 | 0 | 0 | 0 | 0 |  | 0 | 0 | 0 | 0 | 3229.0829 | yes |  | 0 | 0 | 0 | 3229.0829 | 0 | no | 0 | 0 | 0 | 3229.0829 | 0
| 15530.0571 | 0 | yes | Deficit |  |  | 0 | 0 | 0 | 0 | 0 |  | 0 | 0 | 0 | 0 | 4860 | no |  | 0 | 24300 | no | 15530.0571 | 0 | no | no | 0 | 0 | 0 | 0 | 0 |  | 0 | 0 | 0 | 0 | 0 | 15530.0571 | 16299.4886 | 12585.1355 | 0 | yes | Deficit |  |  | 0 | 0 | 0 | 0 | 0 |  | 0 | 0 | 0 | 0 | 5572.7305 | yes |  | 0 | 0 | 0 | 5572.7305 | 0 | no | 0 | 0 | 0 | 5572.7305 | 0
| 13145.2377 | 0 | no | Surplus | yes |  | 0 | 0 | 0 | 2384.8195 | 0 | no | 0 | 0 | 0 | 2384.8195 | 4860 | no | 13145.2377 | 0 | 24300 |  |  | 0 |  |  | 0 | 0 | 0 | 0 | 0 |  | 0 | 0 | 0 | 0 | 0 | 13145.2377 | 16811.8628 | 10652.5427 | 0 | yes | Deficit |  |  | 0 | 0 | 0 | 0 | 0 |  | 0 | 0 | 0 | 0 | 4226.7274 | yes |  | 0 | 0 | 0 | 4226.7274 | 0 | no | 0 | 0 | 0 | 4226.7274 | 0
| 17894.7712 | 0 | yes | Deficit |  |  | 0 | 0 | 0 | 0 | 0 |  | 0 | 0 | 0 | 0 | 4860 | no |  | 0 | 24300 | no | 17894.7712 | 0 | no | no | 0 | 0 | 0 | 0 | 0 |  | 0 | 0 | 0 | 0 | 0 | 17894.7712 | 16226.4305 | 14501.4354 | 0 | yes | Deficit |  |  | 0 | 0 | 0 | 0 | 0 |  | 0 | 0 | 0 | 0 | 5573.8878 | yes |  | 0 | 0 | 0 | 5573.8878 | 0 | no | 0 | 0 | 0 | 5573.8878 | 0
| 16508.4986 | 0 | no | Surplus | yes |  | 0 | 0 | 0 | 1386.2726 | 0 | no | 0 | 0 | 0 | 1386.2726 | 4860 | no | 16508.4986 | 0 | 24300 |  |  | 0 |  |  | 0 | 0 | 0 | 0 | 0 |  | 0 | 0 | 0 | 0 | 0 | 16508.4986 | 16837.8849 | 13378.0378 | 0 | yes | Deficit |  |  | 0 | 0 | 0 | 0 | 0 |  | 0 | 0 | 0 | 0 | 2336.4496 | yes |  | 0 | 0 | 0 | 2336.4496 | 0 | no | 0 | 0 | 0 | 2336.4496 | 0
| 15944.4881 | 0 | no | Surplus | yes |  | 0 | 0 | 0 | 564.0106 | 0 | no | 0 | 0 | 0 | 564.0106 | 4860 | no | 15944.4881 | 0 | 24300 |  |  | 0 |  |  | 0 | 0 | 0 | 0 | 0 |  | 0 | 0 | 0 | 0 | 0 | 15944.4881 | 17096.1864 | 12920.979 | 0 | yes | Deficit |  |  | 0 | 0 | 0 | 0 | 0 |  | 0 | 0 | 0 | 0 | 3718.1486 | yes |  | 0 | 0 | 0 | 3718.1486 | 0 | no | 0 | 0 | 0 | 3718.1486 | 0
| 15341.1709 | 0 | no | Surplus | yes |  | 0 | 0 | 0 | 603.3171 | 0 | no | 0 | 0 | 0 | 603.3171 | 4860 | no | 15341.1709 | 0 | 24300 |  |  | 0 |  |  | 0 | 0 | 0 | 0 | 0 |  | 0 | 0 | 0 | 0 | 0 | 15341.1709 | 17525.0973 | 12432.0672 | 0 | yes | Deficit |  |  | 0 | 0 | 0 | 0 | 0 |  | 0 | 0 | 0 | 0 | 4604.1183 | yes |  | 0 | 0 | 0 | 4604.1183 | 0 | no | 0 | 0 | 0 | 4604.1183 | 0
| 14980.7171 | 0 | no | Surplus | yes |  | 0 | 0 | 0 | 360.4538 | 0 | no | 0 | 0 | 0 | 360.4538 | 4860 | no | 14980.7171 | 0 | 24300 |  |  | 0 |  |  | 0 | 0 | 0 | 0 | 0 |  | 0 | 0 | 0 | 0 | 0 | 14980.7171 | 18591.485 | 12139.9653 | 0 | yes | Deficit |  |  | 0 | 0 | 0 | 0 | 0 |  | 0 | 0 | 0 | 0 | 6159.4178 | yes |  | 0 | 0 | 0 | 6159.4178 | 0 | no | 0 | 0 | 0 | 6159.4178 | 0
| 17383.166 | 0 | yes | Deficit |  |  | 0 | 0 | 0 | 0 | 0 |  | 0 | 0 | 0 | 0 | 4860 | no |  | 0 | 24300 | no | 17383.166 | 0 | no | no | 0 | 0 | 0 | 0 | 0 |  | 0 | 0 | 0 | 0 | 0 | 17383.166 | 18286.4519 | 14086.8444 | 0 | yes | Deficit |  |  | 0 | 0 | 0 | 0 | 0 |  | 0 | 0 | 0 | 0 | 6146.4866 | yes |  | 0 | 0 | 0 | 6146.4866 | 0 | no | 0 | 0 | 0 | 6146.4866 | 0
| 16797.2867 | 0 | no | Surplus | yes |  | 0 | 0 | 0 | 585.8792 | 0 | no | 0 | 0 | 0 | 585.8792 | 4860 | no | 16797.2867 | 0 | 24300 |  |  | 0 |  |  | 0 | 0 | 0 | 0 | 0 |  | 0 | 0 | 0 | 0 | 0 | 16797.2867 | 16943.2374 | 13612.0638 | 0 | yes | Deficit |  |  | 0 | 0 | 0 | 0 | 0 |  | 0 | 0 | 0 | 0 | 2856.393 | yes |  | 0 | 0 | 0 | 2856.393 | 0 | no | 0 | 0 | 0 | 2856.393 | 0
| 17475.2338 | 0 | yes | Deficit |  |  | 0 | 0 | 0 | 0 | 0 |  | 0 | 0 | 0 | 0 | 4860 | no |  | 0 | 24300 | no | 17475.2338 | 0 | no | no | 0 | 0 | 0 | 0 | 0 |  | 0 | 0 | 0 | 0 | 0 | 17475.2338 | 17888.6112 | 14161.4537 | 0 | yes | Deficit |  |  | 0 | 0 | 0 | 0 | 0 |  | 0 | 0 | 0 | 0 | 4276.5474 | yes |  | 0 | 0 | 0 | 4276.5474 | 0 | no | 0 | 0 | 0 | 4276.5474 | 0
| 20618.089 | 0 | yes | Deficit |  |  | 0 | 0 | 0 | 0 | 0 |  | 0 | 0 | 0 | 0 | 4860 | no |  | 0 | 24300 | no | 20618.089 | 0 | no | no | 0 | 0 | 0 | 0 | 0 |  | 0 | 0 | 0 | 0 | 0 | 20618.089 | 18177.1716 | 16708.3379 | 0 | yes | Deficit |  |  | 0 | 0 | 0 | 0 | 0 |  | 0 | 0 | 0 | 0 | 4015.718 | yes |  | 0 | 0 | 0 | 4015.718 | 0 | no | 0 | 0 | 0 | 4015.718 | 0
| 19886.4963 | 0 | no | Surplus | yes |  | 0 | 0 | 0 | 731.5927 | 0 | no | 0 | 0 | 0 | 731.5927 | 4860 | no | 19886.4963 | 0 | 24300 |  |  | 0 |  |  | 0 | 0 | 0 | 0 | 0 |  | 0 | 0 | 0 | 0 | 0 | 19886.4963 | 17057.1567 | 16115.4751 | 0 | yes | Deficit |  |  | 0 | 0 | 0 | 0 | 0 |  | 0 | 0 | 0 | 0 | 348.8188 | yes |  | 0 | 0 | 0 | 348.8188 | 0 | no | 0 | 0 | 0 | 348.8188 | 0
| 17816.2919 | 0 | no | Surplus | yes |  | 0 | 0 | 0 | 2070.2044 | 0 | no | 0 | 0 | 0 | 2070.2044 | 4860 | no | 17816.2919 | 0 | 24300 |  |  | 0 |  |  | 0 | 0 | 0 | 0 | 0 |  | 0 | 0 | 0 | 0 | 0 | 17816.2919 | 18963.9023 | 14437.8378 | 0 | yes | Deficit |  |  | 0 | 0 | 0 | 0 | 0 |  | 0 | 0 | 0 | 0 | 2848.4272 | yes |  | 0 | 0 | 0 | 2848.4272 | 0 | no | 0 | 0 | 0 | 2848.4272 | 0
| 17620.4372 | 0 | no | Surplus | yes |  | 0 | 0 | 0 | 195.8546 | 0 | no | 0 | 0 | 0 | 195.8546 | 4860 | no | 17620.4372 | 0 | 24300 |  |  | 0 |  |  | 0 | 0 | 0 | 0 | 0 |  | 0 | 0 | 0 | 0 | 0 | 17620.4372 | 18015.2968 | 14279.1225 | 0 | yes | Deficit |  |  | 0 | 0 | 0 | 0 | 0 |  | 0 | 0 | 0 | 0 | 3577.459 | yes |  | 0 | 0 | 0 | 3577.459 | 0 | no | 0 | 0 | 0 | 3577.459 | 0
| 19687.2257 | 0 | yes | Deficit |  |  | 0 | 0 | 0 | 0 | 0 |  | 0 | 0 | 0 | 0 | 4860 | no |  | 0 | 24300 | no | 19687.2257 | 0 | no | no | 0 | 0 | 0 | 0 | 0 |  | 0 | 0 | 0 | 0 | 0 | 19687.2257 | 15415.3077 | 15953.9916 | 0 | yes | Deficit |  |  | 0 | 0 | 0 | 0 | 0 |  | 0 | 0 | 0 | 0 | 1136.1851 | yes |  | 0 | 0 | 0 | 1136.1851 | 0 | no | 0 | 0 | 0 | 1136.1851 | 0
| 18690.491 | 0 | no | Surplus | yes |  | 0 | 0 | 0 | 996.7347 | 0 | no | 0 | 0 | 0 | 996.7347 | 4860 | no | 18690.491 | 0 | 24300 |  |  | 0 |  |  | 0 | 0 | 0 | 0 | 0 |  | 0 | 0 | 0 | 0 | 0 | 18690.491 | 17614.9395 | 15146.265 | 0 | yes | Deficit |  |  | 0 | 0 | 0 | 0 | 0 |  | 0 | 0 | 0 | 0 | 1660.9479 | yes |  | 0 | 0 | 0 | 1660.9479 | 0 | no | 0 | 0 | 0 | 1660.9479 | 0
| 20685.7168 | 0 | yes | Deficit |  |  | 0 | 0 | 0 | 0 | 0 |  | 0 | 0 | 0 | 0 | 4860 | no |  | 0 | 24300 | no | 20685.7168 | 0 | no | no | 0 | 0 | 0 | 0 | 0 |  | 0 | 0 | 0 | 0 | 0 | 20685.7168 | 17273.7232 | 16763.1417 | 0 | yes | Deficit |  |  | 0 | 0 | 0 | 0 | 0 |  | 0 | 0 | 0 | 0 | 2127.4582 | yes |  | 0 | 0 | 0 | 2127.4582 | 0 | no | 0 | 0 | 0 | 2127.4582 | 0
| 17460.5942 | 0 | no | Surplus | yes |  | 0 | 0 | 0 | 3225.1226 | 0 | no | 0 | 0 | 0 | 3225.1226 | 4860 | no | 17460.5942 | 0 | 24300 |  |  | 0 |  |  | 0 | 0 | 0 | 0 | 0 |  | 0 | 0 | 0 | 0 | 0 | 17460.5942 | 17885.9428 | 14149.5901 | 0 | yes | Deficit |  |  | 0 | 0 | 0 | 0 | 0 |  | 0 | 0 | 0 | 0 | 1122.8012 | yes |  | 0 | 0 | 0 | 1122.8012 | 0 | no | 0 | 0 | 0 | 1122.8012 | 0
| 18166.1556 | 0 | yes | Deficit |  |  | 0 | 0 | 0 | 0 | 0 |  | 0 | 0 | 0 | 0 | 4860 | no |  | 0 | 24300 | no | 18166.1556 | 0 | no | no | 0 | 0 | 0 | 0 | 0 |  | 0 | 0 | 0 | 0 | 0 | 18166.1556 | 17478.3075 | 14721.3578 | 0 | yes | Deficit |  |  | 0 | 0 | 0 | 0 | 0 |  | 0 | 0 | 0 | 0 | 3328.7174 | yes |  | 0 | 0 | 0 | 3328.7174 | 0 | no | 0 | 0 | 0 | 3328.7174 | 0
| 21129.0486 | 0 | yes | Deficit |  |  | 0 | 0 | 0 | 0 | 0 |  | 0 | 0 | 0 | 0 | 4860 | no |  | 0 | 24300 | no | 21129.0486 | 0 | no | no | 0 | 0 | 0 | 0 | 0 |  | 0 | 0 | 0 | 0 | 0 | 21129.0486 | 19992.3795 | 17122.4056 | 0 | yes | Deficit |  |  | 0 | 0 | 0 | 0 | 0 |  | 0 | 0 | 0 | 0 | 5271.0217 | yes |  | 0 | 0 | 0 | 5271.0217 | 0 | no | 0 | 0 | 0 | 5271.0217 | 0
| 20692.8049 | 0 | no | Surplus | yes |  | 0 | 0 | 0 | 436.2437 | 0 | no | 0 | 0 | 0 | 436.2437 | 4860 | no | 20692.8049 | 0 | 24300 |  |  | 0 |  |  | 0 | 0 | 0 | 0 | 0 |  | 0 | 0 | 0 | 0 | 0 | 20692.8049 | 17673.2706 | 16768.8857 | 0 | yes | Deficit |  |  | 0 | 0 | 0 | 0 | 0 |  | 0 | 0 | 0 | 0 | 550.8649 | yes |  | 0 | 0 | 0 | 550.8649 | 0 | no | 0 | 0 | 0 | 550.8649 | 0
| 22786.436 | 0 | yes | Deficit |  |  | 0 | 0 | 0 | 0 | 0 |  | 0 | 0 | 0 | 0 | 4860 | no |  | 0 | 24300 | no | 22786.436 | 0 | no | no | 0 | 0 | 0 | 0 | 0 |  | 0 | 0 | 0 | 0 | 0 | 22786.436 | 16713.9296 | 18465.5073 | 0 | no | Surplus | yes |  | 0 | 0 | 0 | 54.956 | 0 | no | 0 | 0 | 0 | 54.956 | 0 |  |  | 0 | 0 | 0 | 0 | 0 |  | 0 | 0 | 0 | 0 | 0
| 25958.8403 | 0 | yes | Deficit |  |  | 0 | 0 | 0 | 0 | 0 |  | 0 | 0 | 0 | 0 | 4860 | no |  | 0 | 24300 | yes | 24300 | 1658.8403 | yes |  | 0 | 0 | 0 | 1658.8403 | 0 | no | 0 | 0 | 0 | 1658.8403 | 0 | 24300 | 17432.0092 | 19692.0583 | 0 | no | Surplus | yes |  | 0 | 0 | 0 | 1033.4981 | 0 | no | 0 | 0 | 0 | 1033.4981 | 0 |  |  | 0 | 0 | 0 | 0 | 0 |  | 0 | 0 | 0 | 0 | 0
| 21506.0682 | 0 | no | Surplus | yes |  | 0 | 0 | 0 | 2793.9318 | 0 | no | 0 | 0 | 0 | 2793.9318 | 4860 | no | 21506.0682 | 0 | 24300 |  |  | 0 |  |  | 0 | 0 | 0 | 0 | 0 |  | 0 | 0 | 0 | 0 | 0 | 21506.0682 | 17506.5398 | 17427.9321 | 0 | no | Surplus | yes |  | 0 | 0 | 0 | 2185.5185 | 0 | no | 0 | 0 | 0 | 2185.5185 | 0 |  |  | 0 | 0 | 0 | 0 | 0 |  | 0 | 0 | 0 | 0 | 0
| 21485.001 | 0 | no | Surplus | yes |  | 0 | 0 | 0 | 21.0672 | 0 | no | 0 | 0 | 0 | 21.0672 | 4860 | no | 21485.001 | 0 | 24300 |  |  | 0 |  |  | 0 | 0 | 0 | 0 | 0 |  | 0 | 0 | 0 | 0 | 0 | 21485.001 | 17015.4402 | 17410.8598 | 0 | no | Surplus | yes |  | 0 | 0 | 0 | 412.4918 | 0 | no | 0 | 0 | 0 | 412.4918 | 0 |  |  | 0 | 0 | 0 | 0 | 0 |  | 0 | 0 | 0 | 0 | 0
| 23196.3679 | 0 | yes | Deficit |  |  | 0 | 0 | 0 | 0 | 0 |  | 0 | 0 | 0 | 0 | 4860 | no |  | 0 | 24300 | no | 23196.3679 | 0 | no | no | 0 | 0 | 0 | 0 | 0 |  | 0 | 0 | 0 | 0 | 0 | 23196.3679 | 16258.5244 | 18797.705 | 0 | no | Surplus | yes |  | 0 | 0 | 0 | 1152.3354 | 0 | no | 0 | 0 | 0 | 1152.3354 | 0 |  |  | 0 | 0 | 0 | 0 | 0 |  | 0 | 0 | 0 | 0 | 0
| 23881.3366 | 0 | yes | Deficit |  |  | 0 | 0 | 0 | 0 | 0 |  | 0 | 0 | 0 | 0 | 4860 | no |  | 0 | 24300 | no | 23881.3366 | 0 | no | no | 0 | 0 | 0 | 0 | 0 |  | 0 | 0 | 0 | 0 | 0 | 23881.3366 | 17443.5695 | 19352.7849 | 0 | no | Surplus | yes |  | 0 | 0 | 0 | 1354.1355 | 0 | no | 0 | 0 | 0 | 1354.1355 | 0 |  |  | 0 | 0 | 0 | 0 | 0 |  | 0 | 0 | 0 | 0 | 0
| 24348.2641 | 0 | yes | Deficit |  |  | 0 | 0 | 0 | 0 | 0 |  | 0 | 0 | 0 | 0 | 4860 | no |  | 0 | 24300 | yes | 24300 | 48.2641 | yes |  | 0 | 0 | 0 | 48.2641 | 0 | no | 0 | 0 | 0 | 48.2641 | 0 | 24300 | 17582.9663 | 19692.0583 | 0 | no | Surplus | yes |  | 0 | 0 | 0 | 1769.8186 | 0 | no | 0 | 0 | 0 | 1769.8186 | 0 |  |  | 0 | 0 | 0 | 0 | 0 |  | 0 | 0 | 0 | 0 | 0
| 22236.5358 | 0 | no | Surplus | yes |  | 0 | 0 | 0 | 2063.4642 | 0 | no | 0 | 0 | 0 | 2063.4642 | 4860 | no | 22236.5358 | 0 | 24300 |  |  | 0 |  |  | 0 | 0 | 0 | 0 | 0 |  | 0 | 0 | 0 | 0 | 0 | 22236.5358 | 17527.9141 | 18019.8831 | 0 | no | Surplus | yes |  | 0 | 0 | 0 | 2164.1443 | 0 | no | 0 | 0 | 0 | 2164.1443 | 0 |  |  | 0 | 0 | 0 | 0 | 0 |  | 0 | 0 | 0 | 0 | 0
| 23297.4033 | 0 | yes | Deficit |  |  | 0 | 0 | 0 | 0 | 0 |  | 0 | 0 | 0 | 0 | 4860 | no |  | 0 | 24300 | no | 23297.4033 | 0 | no | no | 0 | 0 | 0 | 0 | 0 |  | 0 | 0 | 0 | 0 | 0 | 23297.4033 | 17742.2523 | 18879.5813 | 0 | no | Surplus | yes |  | 0 | 0 | 0 | 277.6308 | 0 | no | 0 | 0 | 0 | 277.6308 | 0 |  |  | 0 | 0 | 0 | 0 | 0 |  | 0 | 0 | 0 | 0 | 0
| 23884.4816 | 0 | yes | Deficit |  |  | 0 | 0 | 0 | 0 | 0 |  | 0 | 0 | 0 | 0 | 4860 | no |  | 0 | 24300 | no | 23884.4816 | 0 | no | no | 0 | 0 | 0 | 0 | 0 |  | 0 | 0 | 0 | 0 | 0 | 23884.4816 | 17838.7924 | 19355.3335 | 0 | no | Surplus | yes |  | 0 | 0 | 0 | 1040.7889 | 0 | no | 0 | 0 | 0 | 1040.7889 | 0 |  |  | 0 | 0 | 0 | 0 | 0 |  | 0 | 0 | 0 | 0 | 0
| 24034.3569 | 0 | yes | Deficit |  |  | 0 | 0 | 0 | 0 | 0 |  | 0 | 0 | 0 | 0 | 4860 | no |  | 0 | 24300 | no | 24034.3569 | 0 | no | no | 0 | 0 | 0 | 0 | 0 |  | 0 | 0 | 0 | 0 | 0 | 24034.3569 | 18508.9147 | 19476.7884 | 0 | no | Surplus | yes |  | 0 | 0 | 0 | 846.4188 | 0 | no | 0 | 0 | 0 | 846.4188 | 0 |  |  | 0 | 0 | 0 | 0 | 0 |  | 0 | 0 | 0 | 0 | 0
| 25307.1314 | 0 | yes | Deficit |  |  | 0 | 0 | 0 | 0 | 0 |  | 0 | 0 | 0 | 0 | 4860 | no |  | 0 | 24300 | yes | 24300 | 1007.1314 | yes |  | 0 | 0 | 0 | 1007.1314 | 0 | no | 0 | 0 | 0 | 1007.1314 | 0 | 24300 | 18139.3642 | 19692.0583 | 0 | no | Surplus | yes |  | 0 | 0 | 0 | 1337.4242 | 0 | no | 0 | 0 | 0 | 1337.4242 | 0 |  |  | 0 | 0 | 0 | 0 | 0 |  | 0 | 0 | 0 | 0 | 0
| 24321.7159 | 0 | yes | Deficit |  |  | 0 | 0 | 0 | 0 | 0 |  | 0 | 0 | 0 | 0 | 4860 | no |  | 0 | 24300 | yes | 24300 | 21.7159 | yes |  | 0 | 0 | 0 | 21.7159 | 0 | no | 0 | 0 | 0 | 21.7159 | 0 | 24300 | 18037.1315 | 19692.0583 | 0 | no | Surplus | yes |  | 0 | 0 | 0 | 1654.9268 | 0 | no | 0 | 0 | 0 | 1654.9268 | 0 |  |  | 0 | 0 | 0 | 0 | 0 |  | 0 | 0 | 0 | 0 | 0
| 23565.6224 | 0 | no | Surplus | yes |  | 0 | 0 | 0 | 734.3776 | 0 | no | 0 | 0 | 0 | 734.3776 | 4860 | no | 23565.6224 | 0 | 24300 |  |  | 0 |  |  | 0 | 0 | 0 | 0 | 0 |  | 0 | 0 | 0 | 0 | 0 | 23565.6224 | 18112.6468 | 19096.9388 | 0 | no | Surplus | yes |  | 0 | 0 | 0 | 1579.4116 | 0 | no | 0 | 0 | 0 | 1579.4116 | 0 |  |  | 0 | 0 | 0 | 0 | 0 |  | 0 | 0 | 0 | 0 | 0
| 20705.8718 | 0 | no | Surplus | yes |  | 0 | 0 | 0 | 2859.7506 | 0 | no | 0 | 0 | 0 | 2859.7506 | 4860 | no | 20705.8718 | 0 | 24300 |  |  | 0 |  |  | 0 | 0 | 0 | 0 | 0 |  | 0 | 0 | 0 | 0 | 0 | 20705.8718 | 15582.7257 | 16779.4747 | 0 | no | Surplus | yes |  | 0 | 0 | 0 | 3514.2131 | 0 | no | 0 | 0 | 0 | 3514.2131 | 0 |  |  | 0 | 0 | 0 | 0 | 0 |  | 0 | 0 | 0 | 0 | 0
| 23999.1313 | 0 | yes | Deficit |  |  | 0 | 0 | 0 | 0 | 0 |  | 0 | 0 | 0 | 0 | 4860 | no |  | 0 | 24300 | no | 23999.1313 | 0 | no | no | 0 | 0 | 0 | 0 | 0 |  | 0 | 0 | 0 | 0 | 0 | 23999.1313 | 17581.9779 | 19448.2425 | 0 | yes | Deficit |  |  | 0 | 0 | 0 | 0 | 0 |  | 0 | 0 | 0 | 0 | 802.5032 | yes |  | 0 | 0 | 0 | 802.5032 | 0 | no | 0 | 0 | 0 | 802.5032 | 0
| 23258.0893 | 0 | no | Surplus | yes |  | 0 | 0 | 0 | 741.0419 | 0 | no | 0 | 0 | 0 | 741.0419 | 4860 | no | 23258.0893 | 0 | 24300 |  |  | 0 |  |  | 0 | 0 | 0 | 0 | 0 |  | 0 | 0 | 0 | 0 | 0 | 23258.0893 | 13372.1052 | 18847.7223 | 0 | no | Surplus | yes |  | 0 | 0 | 0 | 6076.1373 | 0 | no | 0 | 0 | 0 | 6076.1373 | 0 |  |  | 0 | 0 | 0 | 0 | 0 |  | 0 | 0 | 0 | 0 | 0
| 22997.1101 | 0 | no | Surplus | yes |  | 0 | 0 | 0 | 260.9793 | 0 | no | 0 | 0 | 0 | 260.9793 | 4860 | no | 22997.1101 | 0 | 24300 |  |  | 0 |  |  | 0 | 0 | 0 | 0 | 0 |  | 0 | 0 | 0 | 0 | 0 | 22997.1101 | 14624.898 | 18636.2318 | 0 | no | Surplus | yes |  | 0 | 0 | 0 | 4222.8243 | 0 | no | 0 | 0 | 0 | 4222.8243 | 0 |  |  | 0 | 0 | 0 | 0 | 0 |  | 0 | 0 | 0 | 0 | 0
| 22621.6588 | 0 | no | Surplus | yes |  | 0 | 0 | 0 | 375.4513 | 0 | no | 0 | 0 | 0 | 375.4513 | 4860 | no | 22621.6588 | 0 | 24300 |  |  | 0 |  |  | 0 | 0 | 0 | 0 | 0 |  | 0 | 0 | 0 | 0 | 0 | 22621.6588 | 17550.3291 | 18331.9763 | 0 | no | Surplus | yes |  | 0 | 0 | 0 | 1085.9028 | 0 | no | 0 | 0 | 0 | 1085.9028 | 0 |  |  | 0 | 0 | 0 | 0 | 0 |  | 0 | 0 | 0 | 0 | 0
| 23498.3156 | 0 | yes | Deficit |  |  | 0 | 0 | 0 | 0 | 0 |  | 0 | 0 | 0 | 0 | 4860 | no |  | 0 | 24300 | no | 23498.3156 | 0 | no | no | 0 | 0 | 0 | 0 | 0 |  | 0 | 0 | 0 | 0 | 0 | 23498.3156 | 16707.7014 | 19042.3951 | 0 | no | Surplus | yes |  | 0 | 0 | 0 | 1624.2749 | 0 | no | 0 | 0 | 0 | 1624.2749 | 0 |  |  | 0 | 0 | 0 | 0 | 0 |  | 0 | 0 | 0 | 0 | 0
| 22860.985 | 0 | no | Surplus | yes |  | 0 | 0 | 0 | 637.3306 | 0 | no | 0 | 0 | 0 | 637.3306 | 4860 | no | 22860.985 | 0 | 24300 |  |  | 0 |  |  | 0 | 0 | 0 | 0 | 0 |  | 0 | 0 | 0 | 0 | 0 | 22860.985 | 17330.5639 | 18525.9198 | 0 | no | Surplus | yes |  | 0 | 0 | 0 | 1711.8312 | 0 | no | 0 | 0 | 0 | 1711.8312 | 0 |  |  | 0 | 0 | 0 | 0 | 0 |  | 0 | 0 | 0 | 0 | 0
| 23190.1374 | 0 | yes | Deficit |  |  | 0 | 0 | 0 | 0 | 0 |  | 0 | 0 | 0 | 0 | 4860 | no |  | 0 | 24300 | no | 23190.1374 | 0 | no | no | 0 | 0 | 0 | 0 | 0 |  | 0 | 0 | 0 | 0 | 0 | 23190.1374 | 16883.9651 | 18792.6559 | 0 | no | Surplus | yes |  | 0 | 0 | 0 | 1641.9547 | 0 | no | 0 | 0 | 0 | 1641.9547 | 0 |  |  | 0 | 0 | 0 | 0 | 0 |  | 0 | 0 | 0 | 0 | 0
| 23311.5815 | 0 | yes | Deficit |  |  | 0 | 0 | 0 | 0 | 0 |  | 0 | 0 | 0 | 0 | 4860 | no |  | 0 | 24300 | no | 23311.5815 | 0 | no | no | 0 | 0 | 0 | 0 | 0 |  | 0 | 0 | 0 | 0 | 0 | 23311.5815 | 17041.4181 | 18891.0709 | 0 | no | Surplus | yes |  | 0 | 0 | 0 | 1751.2378 | 0 | no | 0 | 0 | 0 | 1751.2378 | 0 |  |  | 0 | 0 | 0 | 0 | 0 |  | 0 | 0 | 0 | 0 | 0
| 21762.7037 | 0 | no | Surplus | yes |  | 0 | 0 | 0 | 1548.8778 | 0 | no | 0 | 0 | 0 | 1548.8778 | 4860 | no | 21762.7037 | 0 | 24300 |  |  | 0 |  |  | 0 | 0 | 0 | 0 | 0 |  | 0 | 0 | 0 | 0 | 0 | 21762.7037 | 17709.8999 | 17635.9025 | 0 | no | Surplus | yes |  | 0 | 0 | 0 | 1181.171 | 0 | no | 0 | 0 | 0 | 1181.171 | 0 |  |  | 0 | 0 | 0 | 0 | 0 |  | 0 | 0 | 0 | 0 | 0
| 19688.3768 | 0 | no | Surplus | yes |  | 0 | 0 | 0 | 2074.3269 | 0 | no | 0 | 0 | 0 | 2074.3269 | 4860 | no | 19688.3768 | 0 | 24300 |  |  | 0 |  |  | 0 | 0 | 0 | 0 | 0 |  | 0 | 0 | 0 | 0 | 0 | 19688.3768 | 17892.1008 | 15954.9245 | 0 | yes | Deficit |  |  | 0 | 0 | 0 | 0 | 0 |  | 0 | 0 | 0 | 0 | 256.1983 | yes |  | 0 | 0 | 0 | 256.1983 | 0 | no | 0 | 0 | 0 | 256.1983 | 0
| 20710.8836 | 0 | yes | Deficit |  |  | 0 | 0 | 0 | 0 | 0 |  | 0 | 0 | 0 | 0 | 4860 | no |  | 0 | 24300 | no | 20710.8836 | 0 | no | no | 0 | 0 | 0 | 0 | 0 |  | 0 | 0 | 0 | 0 | 0 | 20710.8836 | 17753.0067 | 16783.5362 | 0 | yes | Deficit |  |  | 0 | 0 | 0 | 0 | 0 |  | 0 | 0 | 0 | 0 | 1798.0822 | yes |  | 0 | 0 | 0 | 1798.0822 | 0 | no | 0 | 0 | 0 | 1798.0822 | 0
| 21210.006 | 0 | yes | Deficit |  |  | 0 | 0 | 0 | 0 | 0 |  | 0 | 0 | 0 | 0 | 4860 | no |  | 0 | 24300 | no | 21210.006 | 0 | no | no | 0 | 0 | 0 | 0 | 0 |  | 0 | 0 | 0 | 0 | 0 | 21210.006 | 17414.0811 | 17188.0114 | 0 | yes | Deficit |  |  | 0 | 0 | 0 | 0 | 0 |  | 0 | 0 | 0 | 0 | 630.5449 | yes |  | 0 | 0 | 0 | 630.5449 | 0 | no | 0 | 0 | 0 | 630.5449 | 0
| 23159.9302 | 0 | yes | Deficit |  |  | 0 | 0 | 0 | 0 | 0 |  | 0 | 0 | 0 | 0 | 4860 | no |  | 0 | 24300 | no | 23159.9302 | 0 | no | no | 0 | 0 | 0 | 0 | 0 |  | 0 | 0 | 0 | 0 | 0 | 23159.9302 | 17968.1547 | 18768.1768 | 0 | yes | Deficit |  |  | 0 | 0 | 0 | 0 | 0 |  | 0 | 0 | 0 | 0 | 780.1433 | yes |  | 0 | 0 | 0 | 780.1433 | 0 | no | 0 | 0 | 0 | 780.1433 | 0
| 22970.6438 | 0 | no | Surplus | yes |  | 0 | 0 | 0 | 189.2864 | 0 | no | 0 | 0 | 0 | 189.2864 | 4860 | no | 22970.6438 | 0 | 24300 |  |  | 0 |  |  | 0 | 0 | 0 | 0 | 0 |  | 0 | 0 | 0 | 0 | 0 | 22970.6438 | 17693.6137 | 18614.7843 | 0 | no | Surplus | yes |  | 0 | 0 | 0 | 1074.5631 | 0 | no | 0 | 0 | 0 | 1074.5631 | 0 |  |  | 0 | 0 | 0 | 0 | 0 |  | 0 | 0 | 0 | 0 | 0
| 25153.1099 | 0 | yes | Deficit |  |  | 0 | 0 | 0 | 0 | 0 |  | 0 | 0 | 0 | 0 | 4860 | no |  | 0 | 24300 | yes | 24300 | 853.1099 | yes |  | 0 | 0 | 0 | 853.1099 | 0 | no | 0 | 0 | 0 | 853.1099 | 0 | 24300 | 17688.8755 | 19692.0583 | 0 | no | Surplus | yes |  | 0 | 0 | 0 | 925.9088 | 0 | no | 0 | 0 | 0 | 925.9088 | 0 |  |  | 0 | 0 | 0 | 0 | 0 |  | 0 | 0 | 0 | 0 | 0
| 21848.5348 | 0 | no | Surplus | yes |  | 0 | 0 | 0 | 2451.4652 | 0 | no | 0 | 0 | 0 | 2451.4652 | 4860 | no | 21848.5348 | 0 | 24300 |  |  | 0 |  |  | 0 | 0 | 0 | 0 | 0 |  | 0 | 0 | 0 | 0 | 0 | 21848.5348 | 17570.3209 | 17705.4577 | 0 | no | Surplus | yes |  | 0 | 0 | 0 | 2121.7374 | 0 | no | 0 | 0 | 0 | 2121.7374 | 0 |  |  | 0 | 0 | 0 | 0 | 0 |  | 0 | 0 | 0 | 0 | 0
| 21392.08 | 0 | no | Surplus | yes |  | 0 | 0 | 0 | 456.4549 | 0 | no | 0 | 0 | 0 | 456.4549 | 4860 | no | 21392.08 | 0 | 24300 |  |  | 0 |  |  | 0 | 0 | 0 | 0 | 0 |  | 0 | 0 | 0 | 0 | 0 | 21392.08 | 17145.81 | 17335.5591 | 0 | no | Surplus | yes |  | 0 | 0 | 0 | 559.6478 | 0 | no | 0 | 0 | 0 | 559.6478 | 0 |  |  | 0 | 0 | 0 | 0 | 0 |  | 0 | 0 | 0 | 0 | 0
| 21913.3301 | 0 | yes | Deficit |  |  | 0 | 0 | 0 | 0 | 0 |  | 0 | 0 | 0 | 0 | 4860 | no |  | 0 | 24300 | no | 21913.3301 | 0 | no | no | 0 | 0 | 0 | 0 | 0 |  | 0 | 0 | 0 | 0 | 0 | 21913.3301 | 17110.1411 | 17757.9661 | 0 | no | Surplus | yes |  | 0 | 0 | 0 | 225.418 | 0 | no | 0 | 0 | 0 | 225.418 | 0 |  |  | 0 | 0 | 0 | 0 | 0 |  | 0 | 0 | 0 | 0 | 0
| 22181.8749 | 0 | yes | Deficit |  |  | 0 | 0 | 0 | 0 | 0 |  | 0 | 0 | 0 | 0 | 4860 | no |  | 0 | 24300 | no | 22181.8749 | 0 | no | no | 0 | 0 | 0 | 0 | 0 |  | 0 | 0 | 0 | 0 | 0 | 22181.8749 | 17336.8371 | 17975.5874 | 0 | no | Surplus | yes |  | 0 | 0 | 0 | 421.1289 | 0 | no | 0 | 0 | 0 | 421.1289 | 0 |  |  | 0 | 0 | 0 | 0 | 0 |  | 0 | 0 | 0 | 0 | 0
| 21896.9121 | 0 | no | Surplus | yes |  | 0 | 0 | 0 | 284.9628 | 0 | no | 0 | 0 | 0 | 284.9628 | 4860 | no | 21896.9121 | 0 | 24300 |  |  | 0 |  |  | 0 | 0 | 0 | 0 | 0 |  | 0 | 0 | 0 | 0 | 0 | 21896.9121 | 17223.153 | 17744.6613 | 0 | no | Surplus | yes |  | 0 | 0 | 0 | 752.4344 | 0 | no | 0 | 0 | 0 | 752.4344 | 0 |  |  | 0 | 0 | 0 | 0 | 0 |  | 0 | 0 | 0 | 0 | 0
| 21379.1471 | 0 | no | Surplus | yes |  | 0 | 0 | 0 | 517.765 | 0 | no | 0 | 0 | 0 | 517.765 | 4860 | no | 21379.1471 | 0 | 24300 |  |  | 0 |  |  | 0 | 0 | 0 | 0 | 0 |  | 0 | 0 | 0 | 0 | 0 | 21379.1471 | 17444.9346 | 17325.0787 | 0 | no | Surplus | yes |  | 0 | 0 | 0 | 299.7268 | 0 | no | 0 | 0 | 0 | 299.7268 | 0 |  |  | 0 | 0 | 0 | 0 | 0 |  | 0 | 0 | 0 | 0 | 0
| 21053.1455 | 0 | no | Surplus | yes |  | 0 | 0 | 0 | 326.0015 | 0 | no | 0 | 0 | 0 | 326.0015 | 4860 | no | 21053.1455 | 0 | 24300 |  |  | 0 |  |  | 0 | 0 | 0 | 0 | 0 |  | 0 | 0 | 0 | 0 | 0 | 21053.1455 | 17266.4101 | 17060.8959 | 0 | no | Surplus | yes |  | 0 | 0 | 0 | 58.6685 | 0 | no | 0 | 0 | 0 | 58.6685 | 0 |  |  | 0 | 0 | 0 | 0 | 0 |  | 0 | 0 | 0 | 0 | 0
| 24353.6829 | 0 | yes | Deficit |  |  | 0 | 0 | 0 | 0 | 0 |  | 0 | 0 | 0 | 0 | 4860 | no |  | 0 | 24300 | yes | 24300 | 53.6829 | yes |  | 0 | 0 | 0 | 53.6829 | 0 | no | 0 | 0 | 0 | 53.6829 | 0 | 24300 | 17828.4545 | 19692.0583 | 0 | yes | Deficit |  |  | 0 | 0 | 0 | 0 | 0 |  | 0 | 0 | 0 | 0 | 767.5586 | yes |  | 0 | 0 | 0 | 767.5586 | 0 | no | 0 | 0 | 0 | 767.5586 | 0
| 21423.6322 | 0 | no | Surplus | yes |  | 0 | 0 | 0 | 2876.3678 | 0 | no | 0 | 0 | 0 | 2876.3678 | 4860 | no | 21423.6322 | 0 | 24300 |  |  | 0 |  |  | 0 | 0 | 0 | 0 | 0 |  | 0 | 0 | 0 | 0 | 0 | 21423.6322 | 17917.7656 | 17361.1282 | 0 | no | Surplus | yes |  | 0 | 0 | 0 | 1774.2928 | 0 | no | 0 | 0 | 0 | 1774.2928 | 0 |  |  | 0 | 0 | 0 | 0 | 0 |  | 0 | 0 | 0 | 0 | 0
| 20404.2005 | 0 | no | Surplus | yes |  | 0 | 0 | 0 | 1019.4317 | 0 | no | 0 | 0 | 0 | 1019.4317 | 4860 | no | 20404.2005 | 0 | 24300 |  |  | 0 |  |  | 0 | 0 | 0 | 0 | 0 |  | 0 | 0 | 0 | 0 | 0 | 20404.2005 | 17049.1921 | 16535.0085 | 0 | no | Surplus | yes |  | 0 | 0 | 0 | 311.9361 | 0 | no | 0 | 0 | 0 | 311.9361 | 0 |  |  | 0 | 0 | 0 | 0 | 0 |  | 0 | 0 | 0 | 0 | 0
| 21084.2593 | 0 | yes | Deficit |  |  | 0 | 0 | 0 | 0 | 0 |  | 0 | 0 | 0 | 0 | 4860 | no |  | 0 | 24300 | no | 21084.2593 | 0 | no | no | 0 | 0 | 0 | 0 | 0 |  | 0 | 0 | 0 | 0 | 0 | 21084.2593 | 17813.8617 | 17086.1096 | 0 | yes | Deficit |  |  | 0 | 0 | 0 | 0 | 0 |  | 0 | 0 | 0 | 0 | 1278.8531 | yes |  | 0 | 0 | 0 | 1278.8531 | 0 | no | 0 | 0 | 0 | 1278.8531 | 0
| 25008.9393 | 0 | yes | Deficit |  |  | 0 | 0 | 0 | 0 | 0 |  | 0 | 0 | 0 | 0 | 4860 | no |  | 0 | 24300 | yes | 24300 | 708.9393 | yes |  | 0 | 0 | 0 | 708.9393 | 0 | no | 0 | 0 | 0 | 708.9393 | 0 | 24300 | 17874.8497 | 19692.0583 | 0 | yes | Deficit |  |  | 0 | 0 | 0 | 0 | 0 |  | 0 | 0 | 0 | 0 | 788.7401 | yes |  | 0 | 0 | 0 | 788.7401 | 0 | no | 0 | 0 | 0 | 788.7401 | 0
| 21461.3899 | 0 | no | Surplus | yes |  | 0 | 0 | 0 | 2838.6101 | 0 | no | 0 | 0 | 0 | 2838.6101 | 4860 | no | 21461.3899 | 0 | 24300 |  |  | 0 |  |  | 0 | 0 | 0 | 0 | 0 |  | 0 | 0 | 0 | 0 | 0 | 21461.3899 | 13433.8105 | 17391.726 | 0 | no | Surplus | yes |  | 0 | 0 | 0 | 6258.2479 | 0 | no | 0 | 0 | 0 | 6258.2479 | 0 |  |  | 0 | 0 | 0 | 0 | 0 |  | 0 | 0 | 0 | 0 | 0
| 19972.7493 | 0 | no | Surplus | yes |  | 0 | 0 | 0 | 1488.6406 | 0 | no | 0 | 0 | 0 | 1488.6406 | 4860 | no | 19972.7493 | 0 | 24300 |  |  | 0 |  |  | 0 | 0 | 0 | 0 | 0 |  | 0 | 0 | 0 | 0 | 0 | 19972.7493 | 17558.6159 | 16185.3722 | 0 | yes | Deficit |  |  | 0 | 0 | 0 | 0 | 0 |  | 0 | 0 | 0 | 0 | 166.8899 | yes |  | 0 | 0 | 0 | 166.8899 | 0 | no | 0 | 0 | 0 | 166.8899 | 0
| 22108.5299 | 0 | yes | Deficit |  |  | 0 | 0 | 0 | 0 | 0 |  | 0 | 0 | 0 | 0 | 4860 | no |  | 0 | 24300 | no | 22108.5299 | 0 | no | no | 0 | 0 | 0 | 0 | 0 |  | 0 | 0 | 0 | 0 | 0 | 22108.5299 | 17814.8694 | 17916.1506 | 0 | yes | Deficit |  |  | 0 | 0 | 0 | 0 | 0 |  | 0 | 0 | 0 | 0 | 1629.4972 | yes |  | 0 | 0 | 0 | 1629.4972 | 0 | no | 0 | 0 | 0 | 1629.4972 | 0
| 21724.7306 | 0 | no | Surplus | yes |  | 0 | 0 | 0 | 383.7992 | 0 | no | 0 | 0 | 0 | 383.7992 | 4860 | no | 21724.7306 | 0 | 24300 |  |  | 0 |  |  | 0 | 0 | 0 | 0 | 0 |  | 0 | 0 | 0 | 0 | 0 | 21724.7306 | 17710.5198 | 17605.1302 | 0 | no | Surplus | yes |  | 0 | 0 | 0 | 205.6308 | 0 | no | 0 | 0 | 0 | 205.6308 | 0 |  |  | 0 | 0 | 0 | 0 | 0 |  | 0 | 0 | 0 | 0 | 0
| 21467.5215 | 0 | no | Surplus | yes |  | 0 | 0 | 0 | 257.2091 | 0 | no | 0 | 0 | 0 | 257.2091 | 4860 | no | 21467.5215 | 0 | 24300 |  |  | 0 |  |  | 0 | 0 | 0 | 0 | 0 |  | 0 | 0 | 0 | 0 | 0 | 21467.5215 | 18068.6187 | 17396.6949 | 0 | yes | Deficit |  |  | 0 | 0 | 0 | 0 | 0 |  | 0 | 0 | 0 | 0 | 463.4885 | yes |  | 0 | 0 | 0 | 463.4885 | 0 | no | 0 | 0 | 0 | 463.4885 | 0
| 26487.5256 | 0 | yes | Deficit |  |  | 0 | 0 | 0 | 0 | 0 |  | 0 | 0 | 0 | 0 | 4860 | no |  | 0 | 24300 | yes | 24300 | 2187.5256 | yes |  | 0 | 0 | 0 | 2187.5256 | 0 | no | 0 | 0 | 0 | 2187.5256 | 0 | 24300 | 18011.019 | 19692.0583 | 0 | yes | Deficit |  |  | 0 | 0 | 0 | 0 | 0 |  | 0 | 0 | 0 | 0 | 614.3241 | yes |  | 0 | 0 | 0 | 614.3241 | 0 | no | 0 | 0 | 0 | 614.3241 | 0
| 23927.6678 | 0 | no | Surplus | yes |  | 0 | 0 | 0 | 372.3322 | 0 | no | 0 | 0 | 0 | 372.3322 | 4860 | no | 23927.6678 | 0 | 24300 |  |  | 0 |  |  | 0 | 0 | 0 | 0 | 0 |  | 0 | 0 | 0 | 0 | 0 | 23927.6678 | 17308.8488 | 19390.3305 | 0 | no | Surplus | yes |  | 0 | 0 | 0 | 2383.2096 | 0 | no | 0 | 0 | 0 | 2383.2096 | 0 |  |  | 0 | 0 | 0 | 0 | 0 |  | 0 | 0 | 0 | 0 | 0
| 23063.7706 | 0 | no | Surplus | yes |  | 0 | 0 | 0 | 863.8973 | 0 | no | 0 | 0 | 0 | 863.8973 | 4860 | no | 23063.7706 | 0 | 24300 |  |  | 0 |  |  | 0 | 0 | 0 | 0 | 0 |  | 0 | 0 | 0 | 0 | 0 | 23063.7706 | 18185.5675 | 18690.2517 | 0 | no | Surplus | yes |  | 0 | 0 | 0 | 1204.763 | 0 | no | 0 | 0 | 0 | 1204.763 | 0 |  |  | 0 | 0 | 0 | 0 | 0 |  | 0 | 0 | 0 | 0 | 0
| 20903.166 | 0 | no | Surplus | yes |  | 0 | 0 | 0 | 2160.6046 | 0 | no | 0 | 0 | 0 | 2160.6046 | 4860 | no | 20903.166 | 0 | 24300 |  |  | 0 |  |  | 0 | 0 | 0 | 0 | 0 |  | 0 | 0 | 0 | 0 | 0 | 20903.166 | 17099.1661 | 16939.3565 | 0 | no | Surplus | yes |  | 0 | 0 | 0 | 1591.0856 | 0 | no | 0 | 0 | 0 | 1591.0856 | 0 |  |  | 0 | 0 | 0 | 0 | 0 |  | 0 | 0 | 0 | 0 | 0
| 21442.1058 | 0 | yes | Deficit |  |  | 0 | 0 | 0 | 0 | 0 |  | 0 | 0 | 0 | 0 | 4860 | no |  | 0 | 24300 | no | 21442.1058 | 0 | no | no | 0 | 0 | 0 | 0 | 0 |  | 0 | 0 | 0 | 0 | 0 | 21442.1058 | 14380.147 | 17376.0987 | 0 | no | Surplus | yes |  | 0 | 0 | 0 | 2559.2095 | 0 | no | 0 | 0 | 0 | 2559.2095 | 0 |  |  | 0 | 0 | 0 | 0 | 0 |  | 0 | 0 | 0 | 0 | 0
| 22773.7806 | 0 | yes | Deficit |  |  | 0 | 0 | 0 | 0 | 0 |  | 0 | 0 | 0 | 0 | 4860 | no |  | 0 | 24300 | no | 22773.7806 | 0 | no | no | 0 | 0 | 0 | 0 | 0 |  | 0 | 0 | 0 | 0 | 0 | 22773.7806 | 16008.3629 | 18455.2517 | 0 | no | Surplus | yes |  | 0 | 0 | 0 | 1367.7358 | 0 | no | 0 | 0 | 0 | 1367.7358 | 0 |  |  | 0 | 0 | 0 | 0 | 0 |  | 0 | 0 | 0 | 0 | 0
| 18851.9392 | 0 | no | Surplus | yes |  | 0 | 0 | 0 | 3921.8414 | 0 | no | 0 | 0 | 0 | 3921.8414 | 4860 | no | 18851.9392 | 0 | 24300 |  |  | 0 |  |  | 0 | 0 | 0 | 0 | 0 |  | 0 | 0 | 0 | 0 | 0 | 18851.9392 | 15629.718 | 15277.0982 | 0 | no | Surplus | yes |  | 0 | 0 | 0 | 2825.5337 | 0 | no | 0 | 0 | 0 | 2825.5337 | 0 |  |  | 0 | 0 | 0 | 0 | 0 |  | 0 | 0 | 0 | 0 | 0
| 18312.9511 | 0 | no | Surplus | yes |  | 0 | 0 | 0 | 538.9881 | 0 | no | 0 | 0 | 0 | 538.9881 | 4860 | no | 18312.9511 | 0 | 24300 |  |  | 0 |  |  | 0 | 0 | 0 | 0 | 0 |  | 0 | 0 | 0 | 0 | 0 | 18312.9511 | 15675.4978 | 14840.317 | 0 | yes | Deficit |  |  | 0 | 0 | 0 | 0 | 0 |  | 0 | 0 | 0 | 0 | 398.3995 | yes |  | 0 | 0 | 0 | 398.3995 | 0 | no | 0 | 0 | 0 | 398.3995 | 0
| 19933.4406 | 0 | yes | Deficit |  |  | 0 | 0 | 0 | 0 | 0 |  | 0 | 0 | 0 | 0 | 4860 | no |  | 0 | 24300 | no | 19933.4406 | 0 | no | no | 0 | 0 | 0 | 0 | 0 |  | 0 | 0 | 0 | 0 | 0 | 19933.4406 | 16761.5628 | 16153.5175 | 0 | yes | Deficit |  |  | 0 | 0 | 0 | 0 | 0 |  | 0 | 0 | 0 | 0 | 1921.2458 | yes |  | 0 | 0 | 0 | 1921.2458 | 0 | no | 0 | 0 | 0 | 1921.2458 | 0
| 19065.4611 | 0 | no | Surplus | yes |  | 0 | 0 | 0 | 867.9796 | 0 | no | 0 | 0 | 0 | 867.9796 | 4860 | no | 19065.4611 | 0 | 24300 |  |  | 0 |  |  | 0 | 0 | 0 | 0 | 0 |  | 0 | 0 | 0 | 0 | 0 | 19065.4611 | 17847.9696 | 15450.1305 | 0 | yes | Deficit |  |  | 0 | 0 | 0 | 0 | 0 |  | 0 | 0 | 0 | 0 | 1694.4521 | yes |  | 0 | 0 | 0 | 1694.4521 | 0 | no | 0 | 0 | 0 | 1694.4521 | 0
| 19488.1271 | 0 | yes | Deficit |  |  | 0 | 0 | 0 | 0 | 0 |  | 0 | 0 | 0 | 0 | 4860 | no |  | 0 | 24300 | no | 19488.1271 | 0 | no | no | 0 | 0 | 0 | 0 | 0 |  | 0 | 0 | 0 | 0 | 0 | 19488.1271 | 17603.0234 | 15792.6475 | 0 | yes | Deficit |  |  | 0 | 0 | 0 | 0 | 0 |  | 0 | 0 | 0 | 0 | 2152.8929 | yes |  | 0 | 0 | 0 | 2152.8929 | 0 | no | 0 | 0 | 0 | 2152.8929 | 0
| 22497.0021 | 0 | yes | Deficit |  |  | 0 | 0 | 0 | 0 | 0 |  | 0 | 0 | 0 | 0 | 4860 | no |  | 0 | 24300 | no | 22497.0021 | 0 | no | no | 0 | 0 | 0 | 0 | 0 |  | 0 | 0 | 0 | 0 | 0 | 22497.0021 | 17286.1151 | 18230.958 | 0 | yes | Deficit |  |  | 0 | 0 | 0 | 0 | 0 |  | 0 | 0 | 0 | 0 | 1493.4675 | yes |  | 0 | 0 | 0 | 1493.4675 | 0 | no | 0 | 0 | 0 | 1493.4675 | 0
| 20173.2501 | 0 | no | Surplus | yes |  | 0 | 0 | 0 | 2323.752 | 0 | no | 0 | 0 | 0 | 2323.752 | 4860 | no | 20173.2501 | 0 | 24300 |  |  | 0 |  |  | 0 | 0 | 0 | 0 | 0 |  | 0 | 0 | 0 | 0 | 0 | 20173.2501 | 17664.0825 | 16347.8526 | 0 | no | Surplus | yes |  | 0 | 0 | 0 | 566.8755 | 0 | no | 0 | 0 | 0 | 566.8755 | 0 |  |  | 0 | 0 | 0 | 0 | 0 |  | 0 | 0 | 0 | 0 | 0
| 20060.3174 | 0 | no | Surplus | yes |  | 0 | 0 | 0 | 112.9327 | 0 | no | 0 | 0 | 0 | 112.9327 | 4860 | no | 20060.3174 | 0 | 24300 |  |  | 0 |  |  | 0 | 0 | 0 | 0 | 0 |  | 0 | 0 | 0 | 0 | 0 | 20060.3174 | 17322.8831 | 16256.335 | 0 | yes | Deficit |  |  | 0 | 0 | 0 | 0 | 0 |  | 0 | 0 | 0 | 0 | 975.0305 | yes |  | 0 | 0 | 0 | 975.0305 | 0 | no | 0 | 0 | 0 | 975.0305 | 0
| 20954.8902 | 0 | yes | Deficit |  |  | 0 | 0 | 0 | 0 | 0 |  | 0 | 0 | 0 | 0 | 4860 | no |  | 0 | 24300 | no | 20954.8902 | 0 | no | no | 0 | 0 | 0 | 0 | 0 |  | 0 | 0 | 0 | 0 | 0 | 20954.8902 | 16981.6614 | 16981.2724 | 0 | yes | Deficit |  |  | 0 | 0 | 0 | 0 | 0 |  | 0 | 0 | 0 | 0 | 725.3264 | yes |  | 0 | 0 | 0 | 725.3264 | 0 | no | 0 | 0 | 0 | 725.3264 | 0
| 21094.2296 | 0 | yes | Deficit |  |  | 0 | 0 | 0 | 0 | 0 |  | 0 | 0 | 0 | 0 | 4860 | no |  | 0 | 24300 | no | 21094.2296 | 0 | no | no | 0 | 0 | 0 | 0 | 0 |  | 0 | 0 | 0 | 0 | 0 | 21094.2296 | 16551.0652 | 17094.1893 | 0 | no | Surplus | yes |  | 0 | 0 | 0 | 430.2072 | 0 | no | 0 | 0 | 0 | 430.2072 | 0 |  |  | 0 | 0 | 0 | 0 | 0 |  | 0 | 0 | 0 | 0 | 0
| 19620.9233 | 0 | no | Surplus | yes |  | 0 | 0 | 0 | 1473.3063 | 0 | no | 0 | 0 | 0 | 1473.3063 | 4860 | no | 19620.9233 | 0 | 24300 |  |  | 0 |  |  | 0 | 0 | 0 | 0 | 0 |  | 0 | 0 | 0 | 0 | 0 | 19620.9233 | 16208.9082 | 15900.262 | 0 | no | Surplus | yes |  | 0 | 0 | 0 | 885.2812 | 0 | no | 0 | 0 | 0 | 885.2812 | 0 |  |  | 0 | 0 | 0 | 0 | 0 |  | 0 | 0 | 0 | 0 | 0
| 23257.227 | 0 | yes | Deficit |  |  | 0 | 0 | 0 | 0 | 0 |  | 0 | 0 | 0 | 0 | 4860 | no |  | 0 | 24300 | no | 23257.227 | 0 | no | no | 0 | 0 | 0 | 0 | 0 |  | 0 | 0 | 0 | 0 | 0 | 23257.227 | 16038.0689 | 18847.0235 | 0 | yes | Deficit |  |  | 0 | 0 | 0 | 0 | 0 |  | 0 | 0 | 0 | 0 | 137.8068 | yes |  | 0 | 0 | 0 | 137.8068 | 0 | no | 0 | 0 | 0 | 137.8068 | 0
| 22890.7585 | 0 | no | Surplus | yes |  | 0 | 0 | 0 | 366.4686 | 0 | no | 0 | 0 | 0 | 366.4686 | 4860 | no | 22890.7585 | 0 | 24300 |  |  | 0 |  |  | 0 | 0 | 0 | 0 | 0 |  | 0 | 0 | 0 | 0 | 0 | 22890.7585 | 17285.7884 | 18550.0474 | 0 | no | Surplus | yes |  | 0 | 0 | 0 | 1561.2351 | 0 | no | 0 | 0 | 0 | 1561.2351 | 0 |  |  | 0 | 0 | 0 | 0 | 0 |  | 0 | 0 | 0 | 0 | 0
| 19025.8539 | 0 | no | Surplus | yes |  | 0 | 0 | 0 | 3864.9046 | 0 | no | 0 | 0 | 0 | 3864.9046 | 4860 | no | 19025.8539 | 0 | 24300 |  |  | 0 |  |  | 0 | 0 | 0 | 0 | 0 |  | 0 | 0 | 0 | 0 | 0 | 19025.8539 | 17427.4005 | 15418.0339 | 0 | no | Surplus | yes |  | 0 | 0 | 0 | 1122.6468 | 0 | no | 0 | 0 | 0 | 1122.6468 | 0 |  |  | 0 | 0 | 0 | 0 | 0 |  | 0 | 0 | 0 | 0 | 0
| 20691.7694 | 0 | yes | Deficit |  |  | 0 | 0 | 0 | 0 | 0 |  | 0 | 0 | 0 | 0 | 4860 | no |  | 0 | 24300 | no | 20691.7694 | 0 | no | no | 0 | 0 | 0 | 0 | 0 |  | 0 | 0 | 0 | 0 | 0 | 20691.7694 | 16271.6355 | 16768.0465 | 0 | yes | Deficit |  |  | 0 | 0 | 0 | 0 | 0 |  | 0 | 0 | 0 | 0 | 853.6016 | yes |  | 0 | 0 | 0 | 853.6016 | 0 | no | 0 | 0 | 0 | 853.6016 | 0
| 18247.5865 | 0 | no | Surplus | yes |  | 0 | 0 | 0 | 2444.1829 | 0 | no | 0 | 0 | 0 | 2444.1829 | 4860 | no | 18247.5865 | 0 | 24300 |  |  | 0 |  |  | 0 | 0 | 0 | 0 | 0 |  | 0 | 0 | 0 | 0 | 0 | 18247.5865 | 15430.2871 | 14787.3473 | 0 | no | Surplus | yes |  | 0 | 0 | 0 | 1337.7595 | 0 | no | 0 | 0 | 0 | 1337.7595 | 0 |  |  | 0 | 0 | 0 | 0 | 0 |  | 0 | 0 | 0 | 0 | 0
| 21235.6557 | 0 | yes | Deficit |  |  | 0 | 0 | 0 | 0 | 0 |  | 0 | 0 | 0 | 0 | 4860 | no |  | 0 | 24300 | no | 21235.6557 | 0 | no | no | 0 | 0 | 0 | 0 | 0 |  | 0 | 0 | 0 | 0 | 0 | 21235.6557 | 15206.1893 | 17208.7971 | 0 | yes | Deficit |  |  | 0 | 0 | 0 | 0 | 0 |  | 0 | 0 | 0 | 0 | 418.8421 | yes |  | 0 | 0 | 0 | 418.8421 | 0 | no | 0 | 0 | 0 | 418.8421 | 0
| 22575.5143 | 0 | yes | Deficit |  |  | 0 | 0 | 0 | 0 | 0 |  | 0 | 0 | 0 | 0 | 4860 | no |  | 0 | 24300 | no | 22575.5143 | 0 | no | no | 0 | 0 | 0 | 0 | 0 |  | 0 | 0 | 0 | 0 | 0 | 22575.5143 | 16308.1934 | 18294.5821 | 0 | no | Surplus | yes |  | 0 | 0 | 0 | 900.6037 | 0 | no | 0 | 0 | 0 | 900.6037 | 0 |  |  | 0 | 0 | 0 | 0 | 0 |  | 0 | 0 | 0 | 0 | 0
| 18856.7142 | 0 | no | Surplus | yes |  | 0 | 0 | 0 | 3718.8001 | 0 | no | 0 | 0 | 0 | 3718.8001 | 4860 | no | 18856.7142 | 0 | 24300 |  |  | 0 |  |  | 0 | 0 | 0 | 0 | 0 |  | 0 | 0 | 0 | 0 | 0 | 18856.7142 | 15940.3714 | 15280.9677 | 0 | no | Surplus | yes |  | 0 | 0 | 0 | 2354.2107 | 0 | no | 0 | 0 | 0 | 2354.2107 | 0 |  |  | 0 | 0 | 0 | 0 | 0 |  | 0 | 0 | 0 | 0 | 0
| 17508.1715 | 0 | no | Surplus | yes |  | 0 | 0 | 0 | 1348.5427 | 0 | no | 0 | 0 | 0 | 1348.5427 | 4860 | no | 17508.1715 | 0 | 24300 |  |  | 0 |  |  | 0 | 0 | 0 | 0 | 0 |  | 0 | 0 | 0 | 0 | 0 | 17508.1715 | 16565.6253 | 14188.1455 | 0 | yes | Deficit |  |  | 0 | 0 | 0 | 0 | 0 |  | 0 | 0 | 0 | 0 | 1284.6576 | yes |  | 0 | 0 | 0 | 1284.6576 | 0 | no | 0 | 0 | 0 | 1284.6576 | 0
| 17996.8445 | 0 | yes | Deficit |  |  | 0 | 0 | 0 | 0 | 0 |  | 0 | 0 | 0 | 0 | 4860 | no |  | 0 | 24300 | no | 17996.8445 | 0 | no | no | 0 | 0 | 0 | 0 | 0 |  | 0 | 0 | 0 | 0 | 0 | 17996.8445 | 17143.0331 | 14584.1528 | 0 | yes | Deficit |  |  | 0 | 0 | 0 | 0 | 0 |  | 0 | 0 | 0 | 0 | 2954.8877 | yes |  | 0 | 0 | 0 | 2954.8877 | 0 | no | 0 | 0 | 0 | 2954.8877 | 0
| 18974.757 | 0 | yes | Deficit |  |  | 0 | 0 | 0 | 0 | 0 |  | 0 | 0 | 0 | 0 | 4860 | no |  | 0 | 24300 | no | 18974.757 | 0 | no | no | 0 | 0 | 0 | 0 | 0 |  | 0 | 0 | 0 | 0 | 0 | 18974.757 | 16445.8939 | 15376.6264 | 0 | yes | Deficit |  |  | 0 | 0 | 0 | 0 | 0 |  | 0 | 0 | 0 | 0 | 1861.7411 | yes |  | 0 | 0 | 0 | 1861.7411 | 0 | no | 0 | 0 | 0 | 1861.7411 | 0
| 15997.3118 | 0 | no | Surplus | yes |  | 0 | 0 | 0 | 2977.4452 | 0 | no | 0 | 0 | 0 | 2977.4452 | 4860 | no | 15997.3118 | 0 | 24300 |  |  | 0 |  |  | 0 | 0 | 0 | 0 | 0 |  | 0 | 0 | 0 | 0 | 0 | 15997.3118 | 16827.6416 | 12963.7859 | 0 | yes | Deficit |  |  | 0 | 0 | 0 | 0 | 0 |  | 0 | 0 | 0 | 0 | 1451.0152 | yes |  | 0 | 0 | 0 | 1451.0152 | 0 | no | 0 | 0 | 0 | 1451.0152 | 0
| 20772.1968 | 0 | yes | Deficit |  |  | 0 | 0 | 0 | 0 | 0 |  | 0 | 0 | 0 | 0 | 4860 | no |  | 0 | 24300 | no | 20772.1968 | 0 | no | no | 0 | 0 | 0 | 0 | 0 |  | 0 | 0 | 0 | 0 | 0 | 20772.1968 | 16938.21 | 16833.2227 | 0 | yes | Deficit |  |  | 0 | 0 | 0 | 0 | 0 |  | 0 | 0 | 0 | 0 | 3974.4242 | yes |  | 0 | 0 | 0 | 3974.4242 | 0 | no | 0 | 0 | 0 | 3974.4242 | 0
| 20693.8394 | 0 | no | Surplus | yes |  | 0 | 0 | 0 | 78.3574 | 0 | no | 0 | 0 | 0 | 78.3574 | 4860 | no | 20693.8394 | 0 | 24300 |  |  | 0 |  |  | 0 | 0 | 0 | 0 | 0 |  | 0 | 0 | 0 | 0 | 0 | 20693.8394 | 17021.239 | 16769.724 | 0 | yes | Deficit |  |  | 0 | 0 | 0 | 0 | 0 |  | 0 | 0 | 0 | 0 | 188.0163 | yes |  | 0 | 0 | 0 | 188.0163 | 0 | no | 0 | 0 | 0 | 188.0163 | 0
| 18515.7821 | 0 | no | Surplus | yes |  | 0 | 0 | 0 | 2178.0573 | 0 | no | 0 | 0 | 0 | 2178.0573 | 4860 | no | 18515.7821 | 0 | 24300 |  |  | 0 |  |  | 0 | 0 | 0 | 0 | 0 |  | 0 | 0 | 0 | 0 | 0 | 18515.7821 | 17184.7074 | 15004.6857 | 0 | yes | Deficit |  |  | 0 | 0 | 0 | 0 | 0 |  | 0 | 0 | 0 | 0 | 414.9834 | yes |  | 0 | 0 | 0 | 414.9834 | 0 | no | 0 | 0 | 0 | 414.9834 | 0
| 18996.0539 | 0 | yes | Deficit |  |  | 0 | 0 | 0 | 0 | 0 |  | 0 | 0 | 0 | 0 | 4860 | no |  | 0 | 24300 | no | 18996.0539 | 0 | no | no | 0 | 0 | 0 | 0 | 0 |  | 0 | 0 | 0 | 0 | 0 | 18996.0539 | 16956.1585 | 15393.8848 | 0 | yes | Deficit |  |  | 0 | 0 | 0 | 0 | 0 |  | 0 | 0 | 0 | 0 | 1951.4728 | yes |  | 0 | 0 | 0 | 1951.4728 | 0 | no | 0 | 0 | 0 | 1951.4728 | 0
| 18176.194 | 0 | no | Surplus | yes |  | 0 | 0 | 0 | 819.8599 | 0 | no | 0 | 0 | 0 | 819.8599 | 4860 | no | 18176.194 | 0 | 24300 |  |  | 0 |  |  | 0 | 0 | 0 | 0 | 0 |  | 0 | 0 | 0 | 0 | 0 | 18176.194 | 17329.8453 | 14729.4927 | 0 | yes | Deficit |  |  | 0 | 0 | 0 | 0 | 0 |  | 0 | 0 | 0 | 0 | 1935.9605 | yes |  | 0 | 0 | 0 | 1935.9605 | 0 | no | 0 | 0 | 0 | 1935.9605 | 0
| 16000.4519 | 0 | no | Surplus | yes |  | 0 | 0 | 0 | 2175.7421 | 0 | no | 0 | 0 | 0 | 2175.7421 | 4860 | no | 16000.4519 | 0 | 24300 |  |  | 0 |  |  | 0 | 0 | 0 | 0 | 0 |  | 0 | 0 | 0 | 0 | 0 | 16000.4519 | 15485.635 | 12966.3306 | 0 | yes | Deficit |  |  | 0 | 0 | 0 | 0 | 0 |  | 0 | 0 | 0 | 0 | 756.1422 | yes |  | 0 | 0 | 0 | 756.1422 | 0 | no | 0 | 0 | 0 | 756.1422 | 0
| 15033.4869 | 0 | no | Surplus | yes |  | 0 | 0 | 0 | 966.965 | 0 | no | 0 | 0 | 0 | 966.965 | 4860 | no | 15033.4869 | 0 | 24300 |  |  | 0 |  |  | 0 | 0 | 0 | 0 | 0 |  | 0 | 0 | 0 | 0 | 0 | 15033.4869 | 15357.1411 | 12182.7284 | 0 | yes | Deficit |  |  | 0 | 0 | 0 | 0 | 0 |  | 0 | 0 | 0 | 0 | 2390.8105 | yes |  | 0 | 0 | 0 | 2390.8105 | 0 | no | 0 | 0 | 0 | 2390.8105 | 0
| 13451.6937 | 0 | no | Surplus | yes |  | 0 | 0 | 0 | 1581.7932 | 0 | no | 0 | 0 | 0 | 1581.7932 | 4860 | no | 13451.6937 | 0 | 24300 |  |  | 0 |  |  | 0 | 0 | 0 | 0 | 0 |  | 0 | 0 | 0 | 0 | 0 | 13451.6937 | 16588.4754 | 10900.8863 | 0 | yes | Deficit |  |  | 0 | 0 | 0 | 0 | 0 |  | 0 | 0 | 0 | 0 | 4405.747 | yes |  | 0 | 0 | 0 | 4405.747 | 0 | no | 0 | 0 | 0 | 4405.747 | 0
| 12690.4018 | 0 | no | Surplus | yes |  | 0 | 0 | 0 | 761.2919 | 0 | no | 0 | 0 | 0 | 761.2919 | 4860 | no | 12690.4018 | 0 | 24300 |  |  | 0 |  |  | 0 | 0 | 0 | 0 | 0 |  | 0 | 0 | 0 | 0 | 0 | 12690.4018 | 17356.0333 | 10283.9561 | 0 | yes | Deficit |  |  | 0 | 0 | 0 | 0 | 0 |  | 0 | 0 | 0 | 0 | 6455.147 | yes |  | 0 | 0 | 0 | 6455.147 | 0 | no | 0 | 0 | 0 | 6455.147 | 0
| 7370.7382 | 0 | no | Surplus | yes |  | 0 | 0 | 0 | 5319.6637 | 0 | no | 0 | 0 | 0 | 5319.6637 | 4860 | no | 7370.7382 | 0 | 24300 |  |  | 0 |  |  | 0 | 0 | 0 | 0 | 0 |  | 0 | 0 | 0 | 0 | 0 | 7370.7382 | 17258.9852 | 5973.0455 | 0 | yes | Deficit |  |  | 0 | 0 | 0 | 0 | 0 |  | 0 | 0 | 0 | 0 | 6975.0291 | yes |  | 0 | 0 | 0 | 6975.0291 | 0 | no | 0 | 0 | 0 | 6975.0291 | 0
| 6276.4337 | 0 | no | Surplus | yes |  | 0 | 0 | 0 | 1094.3045 | 0 | no | 0 | 0 | 0 | 1094.3045 | 4860 | no | 6276.4337 | 0 | 14741.4763 |  |  | 0 |  |  | 0 | 0 | 0 | 0 | 0 |  | 0 | 0 | 0 | 0 | 0 | 6276.4337 | 16725.4975 | 5086.2509 | 0 | yes | Deficit |  |  | 0 | 0 | 0 | 0 | 0 |  | 0 | 0 | 0 | 0 | 10752.452 | yes |  | 0 | 0 | 0 | 10752.452 | 0 | no | 0 | 0 | 0 | 10752.452 | 0
| 6942.2522 | 0 | yes | Deficit |  |  | 0 | 0 | 0 | 0 | 0 |  | 0 | 0 | 0 | 0 | 4860 | no |  | 0 | 12552.8673 | no | 6942.2522 | 0 | no | no | 0 | 0 | 0 | 0 | 0 |  | 0 | 0 | 0 | 0 | 0 | 6942.2522 | 16635.5926 | 5625.8121 | 0 | yes | Deficit |  |  | 0 | 0 | 0 | 0 | 0 |  | 0 | 0 | 0 | 0 | 11549.3416 | yes |  | 0 | 0 | 0 | 11549.3416 | 0 | no | 0 | 0 | 0 | 11549.3416 | 0
| 11351.1761 | 0 | yes | Deficit |  |  | 0 | 0 | 0 | 0 | 0 |  | 0 | 0 | 0 | 0 | 4860 | no |  | 0 | 13884.5043 | no | 11351.1761 | 0 | no | no | 0 | 0 | 0 | 0 | 0 |  | 0 | 0 | 0 | 0 | 0 | 11351.1761 | 16218.6849 | 9198.684 | 0 | yes | Deficit |  |  | 0 | 0 | 0 | 0 | 0 |  | 0 | 0 | 0 | 0 | 10592.8727 | yes |  | 0 | 0 | 0 | 10592.8727 | 0 | no | 0 | 0 | 0 | 10592.8727 | 0
| 8593.5425 | 0 | no | Surplus | yes |  | 0 | 0 | 0 | 2757.6335 | 0 | no | 0 | 0 | 0 | 2757.6335 | 4860 | no | 8593.5425 | 0 | 22702.3521 |  |  | 0 |  |  | 0 | 0 | 0 | 0 | 0 |  | 0 | 0 | 0 | 0 | 0 | 8593.5425 | 16540.2434 | 6963.9729 | 0 | yes | Deficit |  |  | 0 | 0 | 0 | 0 | 0 |  | 0 | 0 | 0 | 0 | 7341.5594 | yes |  | 0 | 0 | 0 | 7341.5594 | 0 | no | 0 | 0 | 0 | 7341.5594 | 0
| 5993.4277 | 0 | no | Surplus | yes |  | 0 | 0 | 0 | 2600.1149 | 0 | no | 0 | 0 | 0 | 2600.1149 | 4860 | no | 5993.4277 | 0 | 17187.0851 |  |  | 0 |  |  | 0 | 0 | 0 | 0 | 0 |  | 0 | 0 | 0 | 0 | 0 | 5993.4277 | 12954.8911 | 4856.9106 | 0 | yes | Deficit |  |  | 0 | 0 | 0 | 0 | 0 |  | 0 | 0 | 0 | 0 | 5990.9182 | yes |  | 0 | 0 | 0 | 5990.9182 | 0 | no | 0 | 0 | 0 | 5990.9182 | 0
| 11826.3324 | 0 | yes | Deficit |  |  | 0 | 0 | 0 | 0 | 0 |  | 0 | 0 | 0 | 0 | 4860 | no |  | 0 | 11986.8554 | no | 11826.3324 | 0 | no | no | 0 | 0 | 0 | 0 | 0 |  | 0 | 0 | 0 | 0 | 0 | 11826.3324 | 17868.5184 | 9583.7377 | 0 | yes | Deficit |  |  | 0 | 0 | 0 | 0 | 0 |  | 0 | 0 | 0 | 0 | 13011.6078 | yes |  | 0 | 0 | 0 | 13011.6078 | 0 | no | 0 | 0 | 0 | 13011.6078 | 0
| 17288.6058 | 0 | yes | Deficit |  |  | 0 | 0 | 0 | 0 | 0 |  | 0 | 0 | 0 | 0 | 4860 | no |  | 0 | 23652.6647 | no | 17288.6058 | 0 | no | no | 0 | 0 | 0 | 0 | 0 |  | 0 | 0 | 0 | 0 | 0 | 17288.6058 | 18249.1689 | 14010.2154 | 0 | yes | Deficit |  |  | 0 | 0 | 0 | 0 | 0 |  | 0 | 0 | 0 | 0 | 8665.4312 | yes |  | 0 | 0 | 0 | 8665.4312 | 0 | no | 0 | 0 | 0 | 8665.4312 | 0
| 17789.2255 | 0 | yes | Deficit |  |  | 0 | 0 | 0 | 0 | 0 |  | 0 | 0 | 0 | 0 | 4860 | no |  | 0 | 24300 | no | 17789.2255 | 0 | no | no | 0 | 0 | 0 | 0 | 0 |  | 0 | 0 | 0 | 0 | 0 | 17789.2255 | 16979.3564 | 14415.904 | 0 | yes | Deficit |  |  | 0 | 0 | 0 | 0 | 0 |  | 0 | 0 | 0 | 0 | 2969.141 | yes |  | 0 | 0 | 0 | 2969.141 | 0 | no | 0 | 0 | 0 | 2969.141 | 0
| 16223.9205 | 0 | no | Surplus | yes |  | 0 | 0 | 0 | 1565.305 | 0 | no | 0 | 0 | 0 | 1565.305 | 4860 | no | 16223.9205 | 0 | 24300 |  |  | 0 |  |  | 0 | 0 | 0 | 0 | 0 |  | 0 | 0 | 0 | 0 | 0 | 16223.9205 | 17689.1603 | 13147.4234 | 0 | yes | Deficit |  |  | 0 | 0 | 0 | 0 | 0 |  | 0 | 0 | 0 | 0 | 3273.2564 | yes |  | 0 | 0 | 0 | 3273.2564 | 0 | no | 0 | 0 | 0 | 3273.2564 | 0
| 13198.7818 | 0 | no | Surplus | yes |  | 0 | 0 | 0 | 3025.1388 | 0 | no | 0 | 0 | 0 | 3025.1388 | 4860 | no | 13198.7818 | 0 | 24300 |  |  | 0 |  |  | 0 | 0 | 0 | 0 | 0 |  | 0 | 0 | 0 | 0 | 0 | 13198.7818 | 18012.0467 | 10695.9334 | 0 | yes | Deficit |  |  | 0 | 0 | 0 | 0 | 0 |  | 0 | 0 | 0 | 0 | 4864.6232 | yes |  | 0 | 0 | 0 | 4864.6232 | 0 | no | 0 | 0 | 0 | 4864.6232 | 0
| 15382.4384 | 0 | yes | Deficit |  |  | 0 | 0 | 0 | 0 | 0 |  | 0 | 0 | 0 | 0 | 4860 | no |  | 0 | 24300 | no | 15382.4384 | 0 | no | no | 0 | 0 | 0 | 0 | 0 |  | 0 | 0 | 0 | 0 | 0 | 15382.4384 | 18056.7068 | 12465.5092 | 0 | yes | Deficit |  |  | 0 | 0 | 0 | 0 | 0 |  | 0 | 0 | 0 | 0 | 7360.7735 | yes |  | 0 | 0 | 0 | 7360.7735 | 0 | no | 0 | 0 | 0 | 7360.7735 | 0
| 14122.5438 | 0 | no | Surplus | yes |  | 0 | 0 | 0 | 1259.8946 | 0 | no | 0 | 0 | 0 | 1259.8946 | 4860 | no | 14122.5438 | 0 | 24300 |  |  | 0 |  |  | 0 | 0 | 0 | 0 | 0 |  | 0 | 0 | 0 | 0 | 0 | 14122.5438 | 18159.9913 | 11444.5249 | 0 | yes | Deficit |  |  | 0 | 0 | 0 | 0 | 0 |  | 0 | 0 | 0 | 0 | 5694.4821 | yes |  | 0 | 0 | 0 | 5694.4821 | 0 | no | 0 | 0 | 0 | 5694.4821 | 0
| 14116.6884 | 0 | no | Surplus | yes |  | 0 | 0 | 0 | 5.8553 | 0 | no | 0 | 0 | 0 | 5.8553 | 4860 | no | 14116.6884 | 0 | 24300 |  |  | 0 |  |  | 0 | 0 | 0 | 0 | 0 |  | 0 | 0 | 0 | 0 | 0 | 14116.6884 | 18110.3943 | 11439.7799 | 0 | yes | Deficit |  |  | 0 | 0 | 0 | 0 | 0 |  | 0 | 0 | 0 | 0 | 6665.8694 | yes |  | 0 | 0 | 0 | 6665.8694 | 0 | no | 0 | 0 | 0 | 6665.8694 | 0
| 15055.0591 | 0 | yes | Deficit |  |  | 0 | 0 | 0 | 0 | 0 |  | 0 | 0 | 0 | 0 | 4860 | no |  | 0 | 24300 | no | 15055.0591 | 0 | no | no | 0 | 0 | 0 | 0 | 0 |  | 0 | 0 | 0 | 0 | 0 | 15055.0591 | 17929.8559 | 12200.2099 | 0 | yes | Deficit |  |  | 0 | 0 | 0 | 0 | 0 |  | 0 | 0 | 0 | 0 | 6490.076 | yes |  | 0 | 0 | 0 | 6490.076 | 0 | no | 0 | 0 | 0 | 6490.076 | 0
| 12921.472 | 0 | no | Surplus | yes |  | 0 | 0 | 0 | 2133.5871 | 0 | no | 0 | 0 | 0 | 2133.5871 | 4860 | no | 12921.472 | 0 | 24300 |  |  | 0 |  |  | 0 | 0 | 0 | 0 | 0 |  | 0 | 0 | 0 | 0 | 0 | 12921.472 | 17873.0708 | 10471.209 | 0 | yes | Deficit |  |  | 0 | 0 | 0 | 0 | 0 |  | 0 | 0 | 0 | 0 | 5672.8609 | yes |  | 0 | 0 | 0 | 5672.8609 | 0 | no | 0 | 0 | 0 | 5672.8609 | 0
| 13014.2045 | 0 | yes | Deficit |  |  | 0 | 0 | 0 | 0 | 0 |  | 0 | 0 | 0 | 0 | 4860 | no |  | 0 | 24300 | no | 13014.2045 | 0 | no | no | 0 | 0 | 0 | 0 | 0 |  | 0 | 0 | 0 | 0 | 0 | 13014.2045 | 17979.8019 | 10546.357 | 0 | yes | Deficit |  |  | 0 | 0 | 0 | 0 | 0 |  | 0 | 0 | 0 | 0 | 7508.5928 | yes |  | 0 | 0 | 0 | 7508.5928 | 0 | no | 0 | 0 | 0 | 7508.5928 | 0
| 10462.8078 | 0 | no | Surplus | yes |  | 0 | 0 | 0 | 2551.3968 | 0 | no | 0 | 0 | 0 | 2551.3968 | 4860 | no | 10462.8078 | 0 | 24300 |  |  | 0 |  |  | 0 | 0 | 0 | 0 | 0 |  | 0 | 0 | 0 | 0 | 0 | 10462.8078 | 17979.5109 | 8478.7745 | 0 | yes | Deficit |  |  | 0 | 0 | 0 | 0 | 0 |  | 0 | 0 | 0 | 0 | 7433.1539 | yes |  | 0 | 0 | 0 | 7433.1539 | 0 | no | 0 | 0 | 0 | 7433.1539 | 0
| 10904.0146 | 0 | yes | Deficit |  |  | 0 | 0 | 0 | 0 | 0 |  | 0 | 0 | 0 | 0 | 4860 | no |  | 0 | 20925.6155 | no | 10904.0146 | 0 | no | no | 0 | 0 | 0 | 0 | 0 |  | 0 | 0 | 0 | 0 | 0 | 10904.0146 | 18906.266 | 8836.3166 | 0 | yes | Deficit |  |  | 0 | 0 | 0 | 0 | 0 |  | 0 | 0 | 0 | 0 | 10427.4915 | yes |  | 0 | 0 | 0 | 10427.4915 | 0 | no | 0 | 0 | 0 | 10427.4915 | 0
| 13960.2923 | 0 | yes | Deficit |  |  | 0 | 0 | 0 | 0 | 0 |  | 0 | 0 | 0 | 0 | 4860 | no |  | 0 | 21808.0293 | no | 13960.2923 | 0 | no | no | 0 | 0 | 0 | 0 | 0 |  | 0 | 0 | 0 | 0 | 0 | 13960.2923 | 17413.4439 | 11313.0408 | 0 | yes | Deficit |  |  | 0 | 0 | 0 | 0 | 0 |  | 0 | 0 | 0 | 0 | 8577.1273 | yes |  | 0 | 0 | 0 | 8577.1273 | 0 | no | 0 | 0 | 0 | 8577.1273 | 0
| 11287.5497 | 0 | no | Surplus | yes |  | 0 | 0 | 0 | 2672.7427 | 0 | no | 0 | 0 | 0 | 2672.7427 | 4860 | no | 11287.5497 | 0 | 24300 |  |  | 0 |  |  | 0 | 0 | 0 | 0 | 0 |  | 0 | 0 | 0 | 0 | 0 | 11287.5497 | 17397.894 | 9147.1229 | 0 | yes | Deficit |  |  | 0 | 0 | 0 | 0 | 0 |  | 0 | 0 | 0 | 0 | 6084.8532 | yes |  | 0 | 0 | 0 | 6084.8532 | 0 | no | 0 | 0 | 0 | 6084.8532 | 0
| 12639.5692 | 0 | yes | Deficit |  |  | 0 | 0 | 0 | 0 | 0 |  | 0 | 0 | 0 | 0 | 4860 | no |  | 0 | 22575.0993 | no | 12639.5692 | 0 | no | no | 0 | 0 | 0 | 0 | 0 |  | 0 | 0 | 0 | 0 | 0 | 12639.5692 | 17046.2001 | 10242.7627 | 0 | yes | Deficit |  |  | 0 | 0 | 0 | 0 | 0 |  | 0 | 0 | 0 | 0 | 7899.0772 | yes |  | 0 | 0 | 0 | 7899.0772 | 0 | no | 0 | 0 | 0 | 7899.0772 | 0
| 11185.5969 | 0 | no | Surplus | yes |  | 0 | 0 | 0 | 1453.9723 | 0 | no | 0 | 0 | 0 | 1453.9723 | 4860 | no | 11185.5969 | 0 | 24300 |  |  | 0 |  |  | 0 | 0 | 0 | 0 | 0 |  | 0 | 0 | 0 | 0 | 0 | 11185.5969 | 16779.3922 | 9064.5032 | 0 | yes | Deficit |  |  | 0 | 0 | 0 | 0 | 0 |  | 0 | 0 | 0 | 0 | 6536.6295 | yes |  | 0 | 0 | 0 | 6536.6295 | 0 | no | 0 | 0 | 0 | 6536.6295 | 0
| 10431.3286 | 0 | no | Surplus | yes |  | 0 | 0 | 0 | 754.2683 | 0 | no | 0 | 0 | 0 | 754.2683 | 4860 | no | 10431.3286 | 0 | 22371.1938 |  |  | 0 |  |  | 0 | 0 | 0 | 0 | 0 |  | 0 | 0 | 0 | 0 | 0 | 10431.3286 | 17080.3895 | 8453.2647 | 0 | yes | Deficit |  |  | 0 | 0 | 0 | 0 | 0 |  | 0 | 0 | 0 | 0 | 8015.8864 | yes |  | 0 | 0 | 0 | 8015.8864 | 0 | no | 0 | 0 | 0 | 8015.8864 | 0
| 11001.1274 | 0 | yes | Deficit |  |  | 0 | 0 | 0 | 0 | 0 |  | 0 | 0 | 0 | 0 | 4860 | no |  | 0 | 20862.6573 | no | 11001.1274 | 0 | no | no | 0 | 0 | 0 | 0 | 0 |  | 0 | 0 | 0 | 0 | 0 | 11001.1274 | 17533.2477 | 8915.0141 | 0 | yes | Deficit |  |  | 0 | 0 | 0 | 0 | 0 |  | 0 | 0 | 0 | 0 | 9079.983 | yes |  | 0 | 0 | 0 | 9079.983 | 0 | no | 0 | 0 | 0 | 9079.983 | 0
| 13909.1192 | 0 | yes | Deficit |  |  | 0 | 0 | 0 | 0 | 0 |  | 0 | 0 | 0 | 0 | 4860 | no |  | 0 | 22002.2548 | no | 13909.1192 | 0 | no | no | 0 | 0 | 0 | 0 | 0 |  | 0 | 0 | 0 | 0 | 0 | 13909.1192 | 17327.6582 | 11271.5715 | 0 | yes | Deficit |  |  | 0 | 0 | 0 | 0 | 0 |  | 0 | 0 | 0 | 0 | 8412.6442 | yes |  | 0 | 0 | 0 | 8412.6442 | 0 | no | 0 | 0 | 0 | 8412.6442 | 0
| 11579.666 | 0 | no | Surplus | yes |  | 0 | 0 | 0 | 2329.4532 | 0 | no | 0 | 0 | 0 | 2329.4532 | 4860 | no | 11579.666 | 0 | 24300 |  |  | 0 |  |  | 0 | 0 | 0 | 0 | 0 |  | 0 | 0 | 0 | 0 | 0 | 11579.666 | 17149.6005 | 9383.846 | 0 | yes | Deficit |  |  | 0 | 0 | 0 | 0 | 0 |  | 0 | 0 | 0 | 0 | 5878.029 | yes |  | 0 | 0 | 0 | 5878.029 | 0 | no | 0 | 0 | 0 | 5878.029 | 0
| 13491.6513 | 0 | yes | Deficit |  |  | 0 | 0 | 0 | 0 | 0 |  | 0 | 0 | 0 | 0 | 4860 | no |  | 0 | 23159.3319 | no | 13491.6513 | 0 | no | no | 0 | 0 | 0 | 0 | 0 |  | 0 | 0 | 0 | 0 | 0 | 13491.6513 | 17263.7805 | 10933.2668 | 0 | yes | Deficit |  |  | 0 | 0 | 0 | 0 | 0 |  | 0 | 0 | 0 | 0 | 7879.9345 | yes |  | 0 | 0 | 0 | 7879.9345 | 0 | no | 0 | 0 | 0 | 7879.9345 | 0
| 14630.7367 | 0 | yes | Deficit |  |  | 0 | 0 | 0 | 0 | 0 |  | 0 | 0 | 0 | 0 | 4860 | no |  | 0 | 24300 | no | 14630.7367 | 0 | no | no | 0 | 0 | 0 | 0 | 0 |  | 0 | 0 | 0 | 0 | 0 | 14630.7367 | 16877.1642 | 11856.3506 | 0 | yes | Deficit |  |  | 0 | 0 | 0 | 0 | 0 |  | 0 | 0 | 0 | 0 | 5943.8974 | yes |  | 0 | 0 | 0 | 5943.8974 | 0 | no | 0 | 0 | 0 | 5943.8974 | 0
| 14854.0139 | 0 | yes | Deficit |  |  | 0 | 0 | 0 | 0 | 0 |  | 0 | 0 | 0 | 0 | 4860 | no |  | 0 | 24300 | no | 14854.0139 | 0 | no | no | 0 | 0 | 0 | 0 | 0 |  | 0 | 0 | 0 | 0 | 0 | 14854.0139 | 17243.3274 | 12037.2884 | 0 | yes | Deficit |  |  | 0 | 0 | 0 | 0 | 0 |  | 0 | 0 | 0 | 0 | 5386.9767 | yes |  | 0 | 0 | 0 | 5386.9767 | 0 | no | 0 | 0 | 0 | 5386.9767 | 0
| 14891.9473 | 0 | yes | Deficit |  |  | 0 | 0 | 0 | 0 | 0 |  | 0 | 0 | 0 | 0 | 4860 | no |  | 0 | 24300 | no | 14891.9473 | 0 | no | no | 0 | 0 | 0 | 0 | 0 |  | 0 | 0 | 0 | 0 | 0 | 14891.9473 | 16271.8726 | 12068.0286 | 0 | yes | Deficit |  |  | 0 | 0 | 0 | 0 | 0 |  | 0 | 0 | 0 | 0 | 4234.5842 | yes |  | 0 | 0 | 0 | 4234.5842 | 0 | no | 0 | 0 | 0 | 4234.5842 | 0
| 14942.7269 | 0 | yes | Deficit |  |  | 0 | 0 | 0 | 0 | 0 |  | 0 | 0 | 0 | 0 | 4860 | no |  | 0 | 24300 | no | 14942.7269 | 0 | no | no | 0 | 0 | 0 | 0 | 0 |  | 0 | 0 | 0 | 0 | 0 | 14942.7269 | 16207.13 | 12109.179 | 0 | yes | Deficit |  |  | 0 | 0 | 0 | 0 | 0 |  | 0 | 0 | 0 | 0 | 4139.1014 | yes |  | 0 | 0 | 0 | 4139.1014 | 0 | no | 0 | 0 | 0 | 4139.1014 | 0
| 13848.3493 | 0 | no | Surplus | yes |  | 0 | 0 | 0 | 1094.3776 | 0 | no | 0 | 0 | 0 | 1094.3776 | 4860 | no | 13848.3493 | 0 | 24300 |  |  | 0 |  |  | 0 | 0 | 0 | 0 | 0 |  | 0 | 0 | 0 | 0 | 0 | 13848.3493 | 15874.4808 | 11222.3252 | 0 | yes | Deficit |  |  | 0 | 0 | 0 | 0 | 0 |  | 0 | 0 | 0 | 0 | 3765.3018 | yes |  | 0 | 0 | 0 | 3765.3018 | 0 | no | 0 | 0 | 0 | 3765.3018 | 0
| 15662.616 | 0 | yes | Deficit |  |  | 0 | 0 | 0 | 0 | 0 |  | 0 | 0 | 0 | 0 | 4860 | no |  | 0 | 24300 | no | 15662.616 | 0 | no | no | 0 | 0 | 0 | 0 | 0 |  | 0 | 0 | 0 | 0 | 0 | 15662.616 | 15633.9694 | 12692.5575 | 0 | yes | Deficit |  |  | 0 | 0 | 0 | 0 | 0 |  | 0 | 0 | 0 | 0 | 4411.6442 | yes |  | 0 | 0 | 0 | 4411.6442 | 0 | no | 0 | 0 | 0 | 4411.6442 | 0
| 20207.1105 | 0 | yes | Deficit |  |  | 0 | 0 | 0 | 0 | 0 |  | 0 | 0 | 0 | 0 | 4860 | no |  | 0 | 24300 | no | 20207.1105 | 0 | no | no | 0 | 0 | 0 | 0 | 0 |  | 0 | 0 | 0 | 0 | 0 | 20207.1105 | 16083.716 | 16375.2922 | 0 | yes | Deficit |  |  | 0 | 0 | 0 | 0 | 0 |  | 0 | 0 | 0 | 0 | 3391.1585 | yes |  | 0 | 0 | 0 | 3391.1585 | 0 | no | 0 | 0 | 0 | 3391.1585 | 0
| 19181.3819 | 0 | no | Surplus | yes |  | 0 | 0 | 0 | 1025.7286 | 0 | no | 0 | 0 | 0 | 1025.7286 | 4860 | no | 19181.3819 | 0 | 24300 |  |  | 0 |  |  | 0 | 0 | 0 | 0 | 0 |  | 0 | 0 | 0 | 0 | 0 | 19181.3819 | 15274.8523 | 15544.0696 | 0 | no | Surplus | yes |  | 0 | 0 | 0 | 1100.4398 | 0 | no | 0 | 0 | 0 | 1100.4398 | 0 |  |  | 0 | 0 | 0 | 0 | 0 |  | 0 | 0 | 0 | 0 | 0
| 18648.5181 | 0 | no | Surplus | yes |  | 0 | 0 | 0 | 532.8638 | 0 | no | 0 | 0 | 0 | 532.8638 | 4860 | no | 18648.5181 | 0 | 24300 |  |  | 0 |  |  | 0 | 0 | 0 | 0 | 0 |  | 0 | 0 | 0 | 0 | 0 | 18648.5181 | 15314.3582 | 15112.2513 | 0 | no | Surplus | yes |  | 0 | 0 | 0 | 229.7114 | 0 | no | 0 | 0 | 0 | 229.7114 | 0 |  |  | 0 | 0 | 0 | 0 | 0 |  | 0 | 0 | 0 | 0 | 0
| 19589.3869 | 0 | yes | Deficit |  |  | 0 | 0 | 0 | 0 | 0 |  | 0 | 0 | 0 | 0 | 4860 | no |  | 0 | 24300 | no | 19589.3869 | 0 | no | no | 0 | 0 | 0 | 0 | 0 |  | 0 | 0 | 0 | 0 | 0 | 19589.3869 | 16266.8253 | 15874.7057 | 0 | yes | Deficit |  |  | 0 | 0 | 0 | 0 | 0 |  | 0 | 0 | 0 | 0 | 1154.5739 | yes |  | 0 | 0 | 0 | 1154.5739 | 0 | no | 0 | 0 | 0 | 1154.5739 | 0
| 19519.6985 | 0 | no | Surplus | yes |  | 0 | 0 | 0 | 69.6884 | 0 | no | 0 | 0 | 0 | 69.6884 | 4860 | no | 19519.6985 | 0 | 24300 |  |  | 0 |  |  | 0 | 0 | 0 | 0 | 0 |  | 0 | 0 | 0 | 0 | 0 | 19519.6985 | 16150.4938 | 15818.2321 | 0 | yes | Deficit |  |  | 0 | 0 | 0 | 0 | 0 |  | 0 | 0 | 0 | 0 | 275.788 | yes |  | 0 | 0 | 0 | 275.788 | 0 | no | 0 | 0 | 0 | 275.788 | 0
| 21272.8631 | 0 | yes | Deficit |  |  | 0 | 0 | 0 | 0 | 0 |  | 0 | 0 | 0 | 0 | 4860 | no |  | 0 | 24300 | no | 21272.8631 | 0 | no | no | 0 | 0 | 0 | 0 | 0 |  | 0 | 0 | 0 | 0 | 0 | 21272.8631 | 16753.6385 | 17238.949 | 0 | yes | Deficit |  |  | 0 | 0 | 0 | 0 | 0 |  | 0 | 0 | 0 | 0 | 935.4063 | yes |  | 0 | 0 | 0 | 935.4063 | 0 | no | 0 | 0 | 0 | 935.4063 | 0
| 19907.1586 | 0 | no | Surplus | yes |  | 0 | 0 | 0 | 1365.7045 | 0 | no | 0 | 0 | 0 | 1365.7045 | 4860 | no | 19907.1586 | 0 | 24300 |  |  | 0 |  |  | 0 | 0 | 0 | 0 | 0 |  | 0 | 0 | 0 | 0 | 0 | 19907.1586 | 13991.336 | 16132.2193 | 0 | no | Surplus | yes |  | 0 | 0 | 0 | 3247.6131 | 0 | no | 0 | 0 | 0 | 3247.6131 | 0 |  |  | 0 | 0 | 0 | 0 | 0 |  | 0 | 0 | 0 | 0 | 0
| 19654.2201 | 0 | no | Surplus | yes |  | 0 | 0 | 0 | 252.9385 | 0 | no | 0 | 0 | 0 | 252.9385 | 4860 | no | 19654.2201 | 0 | 24300 |  |  | 0 |  |  | 0 | 0 | 0 | 0 | 0 |  | 0 | 0 | 0 | 0 | 0 | 19654.2201 | 16535.1803 | 15927.2448 | 0 | yes | Deficit |  |  | 0 | 0 | 0 | 0 | 0 |  | 0 | 0 | 0 | 0 | 402.961 | yes |  | 0 | 0 | 0 | 402.961 | 0 | no | 0 | 0 | 0 | 402.961 | 0
| 19077.7396 | 0 | no | Surplus | yes |  | 0 | 0 | 0 | 576.4806 | 0 | no | 0 | 0 | 0 | 576.4806 | 4860 | no | 19077.7396 | 0 | 24300 |  |  | 0 |  |  | 0 | 0 | 0 | 0 | 0 |  | 0 | 0 | 0 | 0 | 0 | 19077.7396 | 16778.3384 | 15460.0807 | 0 | yes | Deficit |  |  | 0 | 0 | 0 | 0 | 0 |  | 0 | 0 | 0 | 0 | 851.0936 | yes |  | 0 | 0 | 0 | 851.0936 | 0 | no | 0 | 0 | 0 | 851.0936 | 0
| 22296.6141 | 0 | yes | Deficit |  |  | 0 | 0 | 0 | 0 | 0 |  | 0 | 0 | 0 | 0 | 4860 | no |  | 0 | 24300 | no | 22296.6141 | 0 | no | no | 0 | 0 | 0 | 0 | 0 |  | 0 | 0 | 0 | 0 | 0 | 22296.6141 | 16870.3904 | 18068.569 | 0 | yes | Deficit |  |  | 0 | 0 | 0 | 0 | 0 |  | 0 | 0 | 0 | 0 | 1410.3097 | yes |  | 0 | 0 | 0 | 1410.3097 | 0 | no | 0 | 0 | 0 | 1410.3097 | 0
| 20241.3307 | 0 | no | Surplus | yes |  | 0 | 0 | 0 | 2055.2834 | 0 | no | 0 | 0 | 0 | 2055.2834 | 4860 | no | 20241.3307 | 0 | 24300 |  |  | 0 |  |  | 0 | 0 | 0 | 0 | 0 |  | 0 | 0 | 0 | 0 | 0 | 20241.3307 | 15929.3376 | 16403.0233 | 0 | no | Surplus | yes |  | 0 | 0 | 0 | 2139.2313 | 0 | no | 0 | 0 | 0 | 2139.2313 | 0 |  |  | 0 | 0 | 0 | 0 | 0 |  | 0 | 0 | 0 | 0 | 0
| 20832.1773 | 0 | yes | Deficit |  |  | 0 | 0 | 0 | 0 | 0 |  | 0 | 0 | 0 | 0 | 4860 | no |  | 0 | 24300 | no | 20832.1773 | 0 | no | no | 0 | 0 | 0 | 0 | 0 |  | 0 | 0 | 0 | 0 | 0 | 20832.1773 | 15965.2998 | 16881.8293 | 0 | no | Surplus | yes |  | 0 | 0 | 0 | 437.7235 | 0 | no | 0 | 0 | 0 | 437.7235 | 0 |  |  | 0 | 0 | 0 | 0 | 0 |  | 0 | 0 | 0 | 0 | 0
| 20252.7388 | 0 | no | Surplus | yes |  | 0 | 0 | 0 | 579.4385 | 0 | no | 0 | 0 | 0 | 579.4385 | 4860 | no | 20252.7388 | 0 | 24300 |  |  | 0 |  |  | 0 | 0 | 0 | 0 | 0 |  | 0 | 0 | 0 | 0 | 0 | 20252.7388 | 16367.08 | 16412.2681 | 0 | no | Surplus | yes |  | 0 | 0 | 0 | 514.7492 | 0 | no | 0 | 0 | 0 | 514.7492 | 0 |  |  | 0 | 0 | 0 | 0 | 0 |  | 0 | 0 | 0 | 0 | 0
| 20914.7541 | 0 | yes | Deficit |  |  | 0 | 0 | 0 | 0 | 0 |  | 0 | 0 | 0 | 0 | 4860 | no |  | 0 | 24300 | no | 20914.7541 | 0 | no | no | 0 | 0 | 0 | 0 | 0 |  | 0 | 0 | 0 | 0 | 0 | 20914.7541 | 16208.6537 | 16948.7473 | 0 | no | Surplus | yes |  | 0 | 0 | 0 | 203.6144 | 0 | no | 0 | 0 | 0 | 203.6144 | 0 |  |  | 0 | 0 | 0 | 0 | 0 |  | 0 | 0 | 0 | 0 | 0
| 21133.9309 | 0 | yes | Deficit |  |  | 0 | 0 | 0 | 0 | 0 |  | 0 | 0 | 0 | 0 | 4860 | no |  | 0 | 24300 | no | 21133.9309 | 0 | no | no | 0 | 0 | 0 | 0 | 0 |  | 0 | 0 | 0 | 0 | 0 | 21133.9309 | 16597.6654 | 17126.3622 | 0 | no | Surplus | yes |  | 0 | 0 | 0 | 351.0819 | 0 | no | 0 | 0 | 0 | 351.0819 | 0 |  |  | 0 | 0 | 0 | 0 | 0 |  | 0 | 0 | 0 | 0 | 0
| 19180.7 | 0 | no | Surplus | yes |  | 0 | 0 | 0 | 1953.2309 | 0 | no | 0 | 0 | 0 | 1953.2309 | 4860 | no | 19180.7 | 0 | 24300 |  |  | 0 |  |  | 0 | 0 | 0 | 0 | 0 |  | 0 | 0 | 0 | 0 | 0 | 19180.7 | 14204.1442 | 15543.517 | 0 | no | Surplus | yes |  | 0 | 0 | 0 | 2922.2179 | 0 | no | 0 | 0 | 0 | 2922.2179 | 0 |  |  | 0 | 0 | 0 | 0 | 0 |  | 0 | 0 | 0 | 0 | 0
| 22202.3055 | 0 | yes | Deficit |  |  | 0 | 0 | 0 | 0 | 0 |  | 0 | 0 | 0 | 0 | 4860 | no |  | 0 | 24300 | no | 22202.3055 | 0 | no | no | 0 | 0 | 0 | 0 | 0 |  | 0 | 0 | 0 | 0 | 0 | 22202.3055 | 13493.4285 | 17992.1438 | 0 | no | Surplus | yes |  | 0 | 0 | 0 | 2050.0885 | 0 | no | 0 | 0 | 0 | 2050.0885 | 0 |  |  | 0 | 0 | 0 | 0 | 0 |  | 0 | 0 | 0 | 0 | 0
| 20101.7459 | 0 | no | Surplus | yes |  | 0 | 0 | 0 | 2100.5596 | 0 | no | 0 | 0 | 0 | 2100.5596 | 4860 | no | 20101.7459 | 0 | 24300 |  |  | 0 |  |  | 0 | 0 | 0 | 0 | 0 |  | 0 | 0 | 0 | 0 | 0 | 20101.7459 | 15730.0341 | 16289.9075 | 0 | no | Surplus | yes |  | 0 | 0 | 0 | 2262.1097 | 0 | no | 0 | 0 | 0 | 2262.1097 | 0 |  |  | 0 | 0 | 0 | 0 | 0 |  | 0 | 0 | 0 | 0 | 0
| 19044.2414 | 0 | no | Surplus | yes |  | 0 | 0 | 0 | 1057.5045 | 0 | no | 0 | 0 | 0 | 1057.5045 | 4860 | no | 19044.2414 | 0 | 24300 |  |  | 0 |  |  | 0 | 0 | 0 | 0 | 0 |  | 0 | 0 | 0 | 0 | 0 | 19044.2414 | 14320.0245 | 15432.9347 | 0 | no | Surplus | yes |  | 0 | 0 | 0 | 1969.883 | 0 | no | 0 | 0 | 0 | 1969.883 | 0 |  |  | 0 | 0 | 0 | 0 | 0 |  | 0 | 0 | 0 | 0 | 0
| 17597.4672 | 0 | no | Surplus | yes |  | 0 | 0 | 0 | 1446.7742 | 0 | no | 0 | 0 | 0 | 1446.7742 | 4860 | no | 17597.4672 | 0 | 24300 |  |  | 0 |  |  | 0 | 0 | 0 | 0 | 0 |  | 0 | 0 | 0 | 0 | 0 | 17597.4672 | 16376.8063 | 14260.5082 | 0 | yes | Deficit |  |  | 0 | 0 | 0 | 0 | 0 |  | 0 | 0 | 0 | 0 | 943.8716 | yes |  | 0 | 0 | 0 | 943.8716 | 0 | no | 0 | 0 | 0 | 943.8716 | 0
| 18774.3704 | 0 | yes | Deficit |  |  | 0 | 0 | 0 | 0 | 0 |  | 0 | 0 | 0 | 0 | 4860 | no |  | 0 | 24300 | no | 18774.3704 | 0 | no | no | 0 | 0 | 0 | 0 | 0 |  | 0 | 0 | 0 | 0 | 0 | 18774.3704 | 14536.3277 | 15214.2386 | 0 | yes | Deficit |  |  | 0 | 0 | 0 | 0 | 0 |  | 0 | 0 | 0 | 0 | 275.8195 | yes |  | 0 | 0 | 0 | 275.8195 | 0 | no | 0 | 0 | 0 | 275.8195 | 0
| 19108.1264 | 0 | yes | Deficit |  |  | 0 | 0 | 0 | 0 | 0 |  | 0 | 0 | 0 | 0 | 4860 | no |  | 0 | 24300 | no | 19108.1264 | 0 | no | no | 0 | 0 | 0 | 0 | 0 |  | 0 | 0 | 0 | 0 | 0 | 19108.1264 | 15175.1589 | 15484.7054 | 0 | no | Surplus | yes |  | 0 | 0 | 0 | 39.0797 | 0 | no | 0 | 0 | 0 | 39.0797 | 0 |  |  | 0 | 0 | 0 | 0 | 0 |  | 0 | 0 | 0 | 0 | 0
| 18070.5117 | 0 | no | Surplus | yes |  | 0 | 0 | 0 | 1037.6147 | 0 | no | 0 | 0 | 0 | 1037.6147 | 4860 | no | 18070.5117 | 0 | 24300 |  |  | 0 |  |  | 0 | 0 | 0 | 0 | 0 |  | 0 | 0 | 0 | 0 | 0 | 18070.5117 | 15919.176 | 14643.8507 | 0 | yes | Deficit |  |  | 0 | 0 | 0 | 0 | 0 |  | 0 | 0 | 0 | 0 | 434.4706 | yes |  | 0 | 0 | 0 | 434.4706 | 0 | no | 0 | 0 | 0 | 434.4706 | 0
| 20347.1825 | 0 | yes | Deficit |  |  | 0 | 0 | 0 | 0 | 0 |  | 0 | 0 | 0 | 0 | 4860 | no |  | 0 | 24300 | no | 20347.1825 | 0 | no | no | 0 | 0 | 0 | 0 | 0 |  | 0 | 0 | 0 | 0 | 0 | 20347.1825 | 14647.4257 | 16488.8027 | 0 | yes | Deficit |  |  | 0 | 0 | 0 | 0 | 0 |  | 0 | 0 | 0 | 0 | 3.575 | yes |  | 0 | 0 | 0 | 3.575 | 0 | no | 0 | 0 | 0 | 3.575 | 0
| 18957.5735 | 0 | no | Surplus | yes |  | 0 | 0 | 0 | 1389.609 | 0 | no | 0 | 0 | 0 | 1389.609 | 4860 | no | 18957.5735 | 0 | 24300 |  |  | 0 |  |  | 0 | 0 | 0 | 0 | 0 |  | 0 | 0 | 0 | 0 | 0 | 18957.5735 | 15669.8994 | 15362.7014 | 0 | no | Surplus | yes |  | 0 | 0 | 0 | 818.9033 | 0 | no | 0 | 0 | 0 | 818.9033 | 0 |  |  | 0 | 0 | 0 | 0 | 0 |  | 0 | 0 | 0 | 0 | 0
| 18559.8486 | 0 | no | Surplus | yes |  | 0 | 0 | 0 | 397.7249 | 0 | no | 0 | 0 | 0 | 397.7249 | 4860 | no | 18559.8486 | 0 | 24300 |  |  | 0 |  |  | 0 | 0 | 0 | 0 | 0 |  | 0 | 0 | 0 | 0 | 0 | 18559.8486 | 16193.3187 | 15040.3959 | 0 | yes | Deficit |  |  | 0 | 0 | 0 | 0 | 0 |  | 0 | 0 | 0 | 0 | 830.6173 | yes |  | 0 | 0 | 0 | 830.6173 | 0 | no | 0 | 0 | 0 | 830.6173 | 0
| 21398.5967 | 0 | yes | Deficit |  |  | 0 | 0 | 0 | 0 | 0 |  | 0 | 0 | 0 | 0 | 4860 | no |  | 0 | 24300 | no | 21398.5967 | 0 | no | no | 0 | 0 | 0 | 0 | 0 |  | 0 | 0 | 0 | 0 | 0 | 21398.5967 | 17243.2244 | 17340.8401 | 0 | yes | Deficit |  |  | 0 | 0 | 0 | 0 | 0 |  | 0 | 0 | 0 | 0 | 2202.8285 | yes |  | 0 | 0 | 0 | 2202.8285 | 0 | no | 0 | 0 | 0 | 2202.8285 | 0
| 22283.5525 | 0 | yes | Deficit |  |  | 0 | 0 | 0 | 0 | 0 |  | 0 | 0 | 0 | 0 | 4860 | no |  | 0 | 24300 | no | 22283.5525 | 0 | no | no | 0 | 0 | 0 | 0 | 0 |  | 0 | 0 | 0 | 0 | 0 | 22283.5525 | 17146.2081 | 18057.9842 | 0 | no | Surplus | yes |  | 0 | 0 | 0 | 194.632 | 0 | no | 0 | 0 | 0 | 194.632 | 0 |  |  | 0 | 0 | 0 | 0 | 0 |  | 0 | 0 | 0 | 0 | 0
| 24008.4123 | 0 | yes | Deficit |  |  | 0 | 0 | 0 | 0 | 0 |  | 0 | 0 | 0 | 0 | 4860 | no |  | 0 | 24300 | no | 24008.4123 | 0 | no | no | 0 | 0 | 0 | 0 | 0 |  | 0 | 0 | 0 | 0 | 0 | 24008.4123 | 17153.5222 | 19455.7636 | 0 | no | Surplus | yes |  | 0 | 0 | 0 | 904.462 | 0 | no | 0 | 0 | 0 | 904.462 | 0 |  |  | 0 | 0 | 0 | 0 | 0 |  | 0 | 0 | 0 | 0 | 0
| 25146.2914 | 0 | yes | Deficit |  |  | 0 | 0 | 0 | 0 | 0 |  | 0 | 0 | 0 | 0 | 4860 | no |  | 0 | 24300 | yes | 24300 | 846.2914 | yes |  | 0 | 0 | 0 | 846.2914 | 0 | no | 0 | 0 | 0 | 846.2914 | 0 | 24300 | 16632.9254 | 19692.0583 | 0 | no | Surplus | yes |  | 0 | 0 | 0 | 2822.8381 | 0 | no | 0 | 0 | 0 | 2822.8381 | 0 |  |  | 0 | 0 | 0 | 0 | 0 |  | 0 | 0 | 0 | 0 | 0
| 23094.6257 | 0 | no | Surplus | yes |  | 0 | 0 | 0 | 1205.3743 | 0 | no | 0 | 0 | 0 | 1205.3743 | 4860 | no | 23094.6257 | 0 | 24300 |  |  | 0 |  |  | 0 | 0 | 0 | 0 | 0 |  | 0 | 0 | 0 | 0 | 0 | 23094.6257 | 16200.4879 | 18715.2559 | 0 | no | Surplus | yes |  | 0 | 0 | 0 | 3491.5704 | 0 | no | 0 | 0 | 0 | 3491.5704 | 0 |  |  | 0 | 0 | 0 | 0 | 0 |  | 0 | 0 | 0 | 0 | 0
| 22239.1259 | 0 | no | Surplus | yes |  | 0 | 0 | 0 | 855.4999 | 0 | no | 0 | 0 | 0 | 855.4999 | 4860 | no | 22239.1259 | 0 | 24300 |  |  | 0 |  |  | 0 | 0 | 0 | 0 | 0 |  | 0 | 0 | 0 | 0 | 0 | 22239.1259 | 16558.9213 | 18021.9821 | 0 | no | Surplus | yes |  | 0 | 0 | 0 | 2156.3346 | 0 | no | 0 | 0 | 0 | 2156.3346 | 0 |  |  | 0 | 0 | 0 | 0 | 0 |  | 0 | 0 | 0 | 0 | 0
| 20500.4402 | 0 | no | Surplus | yes |  | 0 | 0 | 0 | 1738.6857 | 0 | no | 0 | 0 | 0 | 1738.6857 | 4860 | no | 20500.4402 | 0 | 24300 |  |  | 0 |  |  | 0 | 0 | 0 | 0 | 0 |  | 0 | 0 | 0 | 0 | 0 | 20500.4402 | 17105.7924 | 16612.9985 | 0 | no | Surplus | yes |  | 0 | 0 | 0 | 916.1897 | 0 | no | 0 | 0 | 0 | 916.1897 | 0 |  |  | 0 | 0 | 0 | 0 | 0 |  | 0 | 0 | 0 | 0 | 0
| 19593.2554 | 0 | no | Surplus | yes |  | 0 | 0 | 0 | 907.1848 | 0 | no | 0 | 0 | 0 | 907.1848 | 4860 | no | 19593.2554 | 0 | 24300 |  |  | 0 |  |  | 0 | 0 | 0 | 0 | 0 |  | 0 | 0 | 0 | 0 | 0 | 19593.2554 | 17802.5507 | 15877.8407 | 0 | yes | Deficit |  |  | 0 | 0 | 0 | 0 | 0 |  | 0 | 0 | 0 | 0 | 1189.5521 | yes |  | 0 | 0 | 0 | 1189.5521 | 0 | no | 0 | 0 | 0 | 1189.5521 | 0
| 19769.5856 | 0 | yes | Deficit |  |  | 0 | 0 | 0 | 0 | 0 |  | 0 | 0 | 0 | 0 | 4860 | no |  | 0 | 24300 | no | 19769.5856 | 0 | no | no | 0 | 0 | 0 | 0 | 0 |  | 0 | 0 | 0 | 0 | 0 | 19769.5856 | 19483.3096 | 16020.7339 | 0 | yes | Deficit |  |  | 0 | 0 | 0 | 0 | 0 |  | 0 | 0 | 0 | 0 | 3605.4689 | yes |  | 0 | 0 | 0 | 3605.4689 | 0 | no | 0 | 0 | 0 | 3605.4689 | 0
| 21134.4923 | 0 | yes | Deficit |  |  | 0 | 0 | 0 | 0 | 0 |  | 0 | 0 | 0 | 0 | 4860 | no |  | 0 | 24300 | no | 21134.4923 | 0 | no | no | 0 | 0 | 0 | 0 | 0 |  | 0 | 0 | 0 | 0 | 0 | 21134.4923 | 19331.5489 | 17126.8171 | 0 | yes | Deficit |  |  | 0 | 0 | 0 | 0 | 0 |  | 0 | 0 | 0 | 0 | 3310.815 | yes |  | 0 | 0 | 0 | 3310.815 | 0 | no | 0 | 0 | 0 | 3310.815 | 0
| 18271.5718 | 0 | no | Surplus | yes |  | 0 | 0 | 0 | 2862.9205 | 0 | no | 0 | 0 | 0 | 2862.9205 | 4860 | no | 18271.5718 | 0 | 24300 |  |  | 0 |  |  | 0 | 0 | 0 | 0 | 0 |  | 0 | 0 | 0 | 0 | 0 | 18271.5718 | 19121.3352 | 14806.7842 | 0 | yes | Deficit |  |  | 0 | 0 | 0 | 0 | 0 |  | 0 | 0 | 0 | 0 | 1994.5181 | yes |  | 0 | 0 | 0 | 1994.5181 | 0 | no | 0 | 0 | 0 | 1994.5181 | 0
| 18172.8858 | 0 | no | Surplus | yes |  | 0 | 0 | 0 | 98.6859 | 0 | no | 0 | 0 | 0 | 98.6859 | 4860 | no | 18172.8858 | 0 | 24300 |  |  | 0 |  |  | 0 | 0 | 0 | 0 | 0 |  | 0 | 0 | 0 | 0 | 0 | 18172.8858 | 19029.3203 | 14726.8118 | 0 | yes | Deficit |  |  | 0 | 0 | 0 | 0 | 0 |  | 0 | 0 | 0 | 0 | 4222.5361 | yes |  | 0 | 0 | 0 | 4222.5361 | 0 | no | 0 | 0 | 0 | 4222.5361 | 0
| 18810.7976 | 0 | yes | Deficit |  |  | 0 | 0 | 0 | 0 | 0 |  | 0 | 0 | 0 | 0 | 4860 | no |  | 0 | 24300 | no | 18810.7976 | 0 | no | no | 0 | 0 | 0 | 0 | 0 |  | 0 | 0 | 0 | 0 | 0 | 18810.7976 | 20010.7453 | 15243.7582 | 0 | yes | Deficit |  |  | 0 | 0 | 0 | 0 | 0 |  | 0 | 0 | 0 | 0 | 5283.9334 | yes |  | 0 | 0 | 0 | 5283.9334 | 0 | no | 0 | 0 | 0 | 5283.9334 | 0
| 19265.517 | 0 | yes | Deficit |  |  | 0 | 0 | 0 | 0 | 0 |  | 0 | 0 | 0 | 0 | 4860 | no |  | 0 | 24300 | no | 19265.517 | 0 | no | no | 0 | 0 | 0 | 0 | 0 |  | 0 | 0 | 0 | 0 | 0 | 19265.517 | 19619.9845 | 15612.2504 | 0 | yes | Deficit |  |  | 0 | 0 | 0 | 0 | 0 |  | 0 | 0 | 0 | 0 | 4376.2263 | yes |  | 0 | 0 | 0 | 4376.2263 | 0 | no | 0 | 0 | 0 | 4376.2263 | 0
| 18731.6072 | 0 | no | Surplus | yes |  | 0 | 0 | 0 | 533.9099 | 0 | no | 0 | 0 | 0 | 533.9099 | 4860 | no | 18731.6072 | 0 | 24300 |  |  | 0 |  |  | 0 | 0 | 0 | 0 | 0 |  | 0 | 0 | 0 | 0 | 0 | 18731.6072 | 19227.0873 | 15179.5844 | 0 | yes | Deficit |  |  | 0 | 0 | 0 | 0 | 0 |  | 0 | 0 | 0 | 0 | 3614.8369 | yes |  | 0 | 0 | 0 | 3614.8369 | 0 | no | 0 | 0 | 0 | 3614.8369 | 0
| 20403.2768 | 0 | yes | Deficit |  |  | 0 | 0 | 0 | 0 | 0 |  | 0 | 0 | 0 | 0 | 4860 | no |  | 0 | 24300 | no | 20403.2768 | 0 | no | no | 0 | 0 | 0 | 0 | 0 |  | 0 | 0 | 0 | 0 | 0 | 20403.2768 | 17038.6782 | 16534.26 | 0 | yes | Deficit |  |  | 0 | 0 | 0 | 0 | 0 |  | 0 | 0 | 0 | 0 | 1859.0938 | yes |  | 0 | 0 | 0 | 1859.0938 | 0 | no | 0 | 0 | 0 | 1859.0938 | 0
| 24271.9804 | 0 | yes | Deficit |  |  | 0 | 0 | 0 | 0 | 0 |  | 0 | 0 | 0 | 0 | 4860 | no |  | 0 | 24300 | no | 24271.9804 | 0 | no | no | 0 | 0 | 0 | 0 | 0 |  | 0 | 0 | 0 | 0 | 0 | 24271.9804 | 16381.018 | 19669.352 | 0 | no | Surplus | yes |  | 0 | 0 | 0 | 153.242 | 0 | no | 0 | 0 | 0 | 153.242 | 0 |  |  | 0 | 0 | 0 | 0 | 0 |  | 0 | 0 | 0 | 0 | 0
| 19398.0071 | 0 | no | Surplus | yes |  | 0 | 0 | 0 | 4873.9733 | 0 | no | 0 | 0 | 0 | 4873.9733 | 4860 | no | 19398.0071 | 0 | 24300 |  |  | 0 |  |  | 0 | 0 | 0 | 0 | 0 |  | 0 | 0 | 0 | 0 | 0 | 19398.0071 | 16411.7944 | 15719.6168 | 0 | no | Surplus | yes |  | 0 | 0 | 0 | 3257.5577 | 0 | no | 0 | 0 | 0 | 3257.5577 | 0 |  |  | 0 | 0 | 0 | 0 | 0 |  | 0 | 0 | 0 | 0 | 0
| 18916.706 | 0 | no | Surplus | yes |  | 0 | 0 | 0 | 481.3011 | 0 | no | 0 | 0 | 0 | 481.3011 | 4860 | no | 18916.706 | 0 | 24300 |  |  | 0 |  |  | 0 | 0 | 0 | 0 | 0 |  | 0 | 0 | 0 | 0 | 0 | 18916.706 | 16416.1195 | 15329.5835 | 0 | yes | Deficit |  |  | 0 | 0 | 0 | 0 | 0 |  | 0 | 0 | 0 | 0 | 696.5028 | yes |  | 0 | 0 | 0 | 696.5028 | 0 | no | 0 | 0 | 0 | 696.5028 | 0
| 21504.6883 | 0 | yes | Deficit |  |  | 0 | 0 | 0 | 0 | 0 |  | 0 | 0 | 0 | 0 | 4860 | no |  | 0 | 24300 | no | 21504.6883 | 0 | no | no | 0 | 0 | 0 | 0 | 0 |  | 0 | 0 | 0 | 0 | 0 | 21504.6883 | 15825.4321 | 17426.8139 | 0 | yes | Deficit |  |  | 0 | 0 | 0 | 0 | 0 |  | 0 | 0 | 0 | 0 | 495.8486 | yes |  | 0 | 0 | 0 | 495.8486 | 0 | no | 0 | 0 | 0 | 495.8486 | 0
| 22814.1873 | 0 | yes | Deficit |  |  | 0 | 0 | 0 | 0 | 0 |  | 0 | 0 | 0 | 0 | 4860 | no |  | 0 | 24300 | no | 22814.1873 | 0 | no | no | 0 | 0 | 0 | 0 | 0 |  | 0 | 0 | 0 | 0 | 0 | 22814.1873 | 16526.7529 | 18487.9962 | 0 | no | Surplus | yes |  | 0 | 0 | 0 | 900.061 | 0 | no | 0 | 0 | 0 | 900.061 | 0 |  |  | 0 | 0 | 0 | 0 | 0 |  | 0 | 0 | 0 | 0 | 0
| 20488.267 | 0 | no | Surplus | yes |  | 0 | 0 | 0 | 2325.9202 | 0 | no | 0 | 0 | 0 | 2325.9202 | 4860 | no | 20488.267 | 0 | 24300 |  |  | 0 |  |  | 0 | 0 | 0 | 0 | 0 |  | 0 | 0 | 0 | 0 | 0 | 20488.267 | 16942.1218 | 16603.1337 | 0 | no | Surplus | yes |  | 0 | 0 | 0 | 1545.8744 | 0 | no | 0 | 0 | 0 | 1545.8744 | 0 |  |  | 0 | 0 | 0 | 0 | 0 |  | 0 | 0 | 0 | 0 | 0
| 21161.928 | 0 | yes | Deficit |  |  | 0 | 0 | 0 | 0 | 0 |  | 0 | 0 | 0 | 0 | 4860 | no |  | 0 | 24300 | no | 21161.928 | 0 | no | no | 0 | 0 | 0 | 0 | 0 |  | 0 | 0 | 0 | 0 | 0 | 21161.928 | 16339.6886 | 17149.0503 | 0 | no | Surplus | yes |  | 0 | 0 | 0 | 263.4451 | 0 | no | 0 | 0 | 0 | 263.4451 | 0 |  |  | 0 | 0 | 0 | 0 | 0 |  | 0 | 0 | 0 | 0 | 0
| 20920.9123 | 0 | no | Surplus | yes |  | 0 | 0 | 0 | 241.0157 | 0 | no | 0 | 0 | 0 | 241.0157 | 4860 | no | 20920.9123 | 0 | 24300 |  |  | 0 |  |  | 0 | 0 | 0 | 0 | 0 |  | 0 | 0 | 0 | 0 | 0 | 20920.9123 | 15875.9211 | 16953.7377 | 0 | no | Surplus | yes |  | 0 | 0 | 0 | 1273.1292 | 0 | no | 0 | 0 | 0 | 1273.1292 | 0 |  |  | 0 | 0 | 0 | 0 | 0 |  | 0 | 0 | 0 | 0 | 0
| 21034.8832 | 0 | yes | Deficit |  |  | 0 | 0 | 0 | 0 | 0 |  | 0 | 0 | 0 | 0 | 4860 | no |  | 0 | 24300 | no | 21034.8832 | 0 | no | no | 0 | 0 | 0 | 0 | 0 |  | 0 | 0 | 0 | 0 | 0 | 21034.8832 | 14979.2323 | 17046.0966 | 0 | no | Surplus | yes |  | 0 | 0 | 0 | 1974.5054 | 0 | no | 0 | 0 | 0 | 1974.5054 | 0 |  |  | 0 | 0 | 0 | 0 | 0 |  | 0 | 0 | 0 | 0 | 0
| 23279.9655 | 0 | yes | Deficit |  |  | 0 | 0 | 0 | 0 | 0 |  | 0 | 0 | 0 | 0 | 4860 | no |  | 0 | 24300 | no | 23279.9655 | 0 | no | no | 0 | 0 | 0 | 0 | 0 |  | 0 | 0 | 0 | 0 | 0 | 23279.9655 | 16668.5148 | 18865.4502 | 0 | no | Surplus | yes |  | 0 | 0 | 0 | 377.5817 | 0 | no | 0 | 0 | 0 | 377.5817 | 0 |  |  | 0 | 0 | 0 | 0 | 0 |  | 0 | 0 | 0 | 0 | 0
| 22743.9269 | 0 | no | Surplus | yes |  | 0 | 0 | 0 | 536.0386 | 0 | no | 0 | 0 | 0 | 536.0386 | 4860 | no | 22743.9269 | 0 | 24300 |  |  | 0 |  |  | 0 | 0 | 0 | 0 | 0 |  | 0 | 0 | 0 | 0 | 0 | 22743.9269 | 16114.2539 | 18431.0591 | 0 | no | Surplus | yes |  | 0 | 0 | 0 | 2751.1963 | 0 | no | 0 | 0 | 0 | 2751.1963 | 0 |  |  | 0 | 0 | 0 | 0 | 0 |  | 0 | 0 | 0 | 0 | 0
| 20834.382 | 0 | no | Surplus | yes |  | 0 | 0 | 0 | 1909.5449 | 0 | no | 0 | 0 | 0 | 1909.5449 | 4860 | no | 20834.382 | 0 | 24300 |  |  | 0 |  |  | 0 | 0 | 0 | 0 | 0 |  | 0 | 0 | 0 | 0 | 0 | 20834.382 | 16186.0914 | 16883.6159 | 0 | no | Surplus | yes |  | 0 | 0 | 0 | 2244.9677 | 0 | no | 0 | 0 | 0 | 2244.9677 | 0 |  |  | 0 | 0 | 0 | 0 | 0 |  | 0 | 0 | 0 | 0 | 0
| 20928.3469 | 0 | yes | Deficit |  |  | 0 | 0 | 0 | 0 | 0 |  | 0 | 0 | 0 | 0 | 4860 | no |  | 0 | 24300 | no | 20928.3469 | 0 | no | no | 0 | 0 | 0 | 0 | 0 |  | 0 | 0 | 0 | 0 | 0 | 20928.3469 | 16364.1961 | 16959.7625 | 0 | no | Surplus | yes |  | 0 | 0 | 0 | 519.4198 | 0 | no | 0 | 0 | 0 | 519.4198 | 0 |  |  | 0 | 0 | 0 | 0 | 0 |  | 0 | 0 | 0 | 0 | 0
| 21316.3842 | 0 | yes | Deficit |  |  | 0 | 0 | 0 | 0 | 0 |  | 0 | 0 | 0 | 0 | 4860 | no |  | 0 | 24300 | no | 21316.3842 | 0 | no | no | 0 | 0 | 0 | 0 | 0 |  | 0 | 0 | 0 | 0 | 0 | 21316.3842 | 15543.9976 | 17274.2173 | 0 | no | Surplus | yes |  | 0 | 0 | 0 | 1415.7649 | 0 | no | 0 | 0 | 0 | 1415.7649 | 0 |  |  | 0 | 0 | 0 | 0 | 0 |  | 0 | 0 | 0 | 0 | 0
| 20060.4704 | 0 | no | Surplus | yes |  | 0 | 0 | 0 | 1255.9138 | 0 | no | 0 | 0 | 0 | 1255.9138 | 4860 | no | 20060.4704 | 0 | 24300 |  |  | 0 |  |  | 0 | 0 | 0 | 0 | 0 |  | 0 | 0 | 0 | 0 | 0 | 20060.4704 | 16009.1128 | 16256.459 | 0 | no | Surplus | yes |  | 0 | 0 | 0 | 1265.1045 | 0 | no | 0 | 0 | 0 | 1265.1045 | 0 |  |  | 0 | 0 | 0 | 0 | 0 |  | 0 | 0 | 0 | 0 | 0
| 18927.7704 | 0 | no | Surplus | yes |  | 0 | 0 | 0 | 1132.7001 | 0 | no | 0 | 0 | 0 | 1132.7001 | 4860 | no | 18927.7704 | 0 | 24300 |  |  | 0 |  |  | 0 | 0 | 0 | 0 | 0 |  | 0 | 0 | 0 | 0 | 0 | 18927.7704 | 15954.8167 | 15338.5497 | 0 | no | Surplus | yes |  | 0 | 0 | 0 | 301.6423 | 0 | no | 0 | 0 | 0 | 301.6423 | 0 |  |  | 0 | 0 | 0 | 0 | 0 |  | 0 | 0 | 0 | 0 | 0
| 17693.5533 | 0 | no | Surplus | yes |  | 0 | 0 | 0 | 1234.2171 | 0 | no | 0 | 0 | 0 | 1234.2171 | 4860 | no | 17693.5533 | 0 | 24300 |  |  | 0 |  |  | 0 | 0 | 0 | 0 | 0 |  | 0 | 0 | 0 | 0 | 0 | 17693.5533 | 15799.0881 | 14338.3738 | 0 | yes | Deficit |  |  | 0 | 0 | 0 | 0 | 0 |  | 0 | 0 | 0 | 0 | 460.5384 | yes |  | 0 | 0 | 0 | 460.5384 | 0 | no | 0 | 0 | 0 | 460.5384 | 0
| 17820.8285 | 0 | yes | Deficit |  |  | 0 | 0 | 0 | 0 | 0 |  | 0 | 0 | 0 | 0 | 4860 | no |  | 0 | 24300 | no | 17820.8285 | 0 | no | no | 0 | 0 | 0 | 0 | 0 |  | 0 | 0 | 0 | 0 | 0 | 17820.8285 | 15888.6404 | 14441.5141 | 0 | yes | Deficit |  |  | 0 | 0 | 0 | 0 | 0 |  | 0 | 0 | 0 | 0 | 1550.2666 | yes |  | 0 | 0 | 0 | 1550.2666 | 0 | no | 0 | 0 | 0 | 1550.2666 | 0
| 15415.6072 | 0 | no | Surplus | yes |  | 0 | 0 | 0 | 2405.2212 | 0 | no | 0 | 0 | 0 | 2405.2212 | 4860 | no | 15415.6072 | 0 | 24300 |  |  | 0 |  |  | 0 | 0 | 0 | 0 | 0 |  | 0 | 0 | 0 | 0 | 0 | 15415.6072 | 15852.3655 | 12492.3883 | 0 | yes | Deficit |  |  | 0 | 0 | 0 | 0 | 0 |  | 0 | 0 | 0 | 0 | 1410.8513 | yes |  | 0 | 0 | 0 | 1410.8513 | 0 | no | 0 | 0 | 0 | 1410.8513 | 0
| 12021.9699 | 0 | no | Surplus | yes |  | 0 | 0 | 0 | 3393.6373 | 0 | no | 0 | 0 | 0 | 3393.6373 | 4860 | no | 12021.9699 | 0 | 24300 |  |  | 0 |  |  | 0 | 0 | 0 | 0 | 0 |  | 0 | 0 | 0 | 0 | 0 | 12021.9699 | 15143.5841 | 9742.2771 | 0 | yes | Deficit |  |  | 0 | 0 | 0 | 0 | 0 |  | 0 | 0 | 0 | 0 | 2651.1957 | yes |  | 0 | 0 | 0 | 2651.1957 | 0 | no | 0 | 0 | 0 | 2651.1957 | 0
| 16030.8537 | 0 | yes | Deficit |  |  | 0 | 0 | 0 | 0 | 0 |  | 0 | 0 | 0 | 0 | 4860 | no |  | 0 | 24043.9398 | no | 16030.8537 | 0 | no | no | 0 | 0 | 0 | 0 | 0 |  | 0 | 0 | 0 | 0 | 0 | 16030.8537 | 15096.4701 | 12990.9673 | 0 | yes | Deficit |  |  | 0 | 0 | 0 | 0 | 0 |  | 0 | 0 | 0 | 0 | 5354.1931 | yes |  | 0 | 0 | 0 | 5354.1931 | 0 | no | 0 | 0 | 0 | 5354.1931 | 0
| 13782.6241 | 0 | no | Surplus | yes |  | 0 | 0 | 0 | 2248.2296 | 0 | no | 0 | 0 | 0 | 2248.2296 | 4860 | no | 13782.6241 | 0 | 24300 |  |  | 0 |  |  | 0 | 0 | 0 | 0 | 0 |  | 0 | 0 | 0 | 0 | 0 | 13782.6241 | 15642.995 | 11169.0633 | 0 | yes | Deficit |  |  | 0 | 0 | 0 | 0 | 0 |  | 0 | 0 | 0 | 0 | 2652.0277 | yes |  | 0 | 0 | 0 | 2652.0277 | 0 | no | 0 | 0 | 0 | 2652.0277 | 0
| 13121.3344 | 0 | no | Surplus | yes |  | 0 | 0 | 0 | 661.2897 | 0 | no | 0 | 0 | 0 | 661.2897 | 4860 | no | 13121.3344 | 0 | 24300 |  |  | 0 |  |  | 0 | 0 | 0 | 0 | 0 |  | 0 | 0 | 0 | 0 | 0 | 13121.3344 | 15376.8141 | 10633.1721 | 0 | yes | Deficit |  |  | 0 | 0 | 0 | 0 | 0 |  | 0 | 0 | 0 | 0 | 4207.7508 | yes |  | 0 | 0 | 0 | 4207.7508 | 0 | no | 0 | 0 | 0 | 4207.7508 | 0
| 10813.2628 | 0 | no | Surplus | yes |  | 0 | 0 | 0 | 2308.0716 | 0 | no | 0 | 0 | 0 | 2308.0716 | 4860 | no | 10813.2628 | 0 | 24300 |  |  | 0 |  |  | 0 | 0 | 0 | 0 | 0 |  | 0 | 0 | 0 | 0 | 0 | 10813.2628 | 15600.6024 | 8762.7737 | 0 | yes | Deficit |  |  | 0 | 0 | 0 | 0 | 0 |  | 0 | 0 | 0 | 0 | 4967.4303 | yes |  | 0 | 0 | 0 | 4967.4303 | 0 | no | 0 | 0 | 0 | 4967.4303 | 0
| 11122.8487 | 0 | yes | Deficit |  |  | 0 | 0 | 0 | 0 | 0 |  | 0 | 0 | 0 | 0 | 4860 | no |  | 0 | 21626.5256 | no | 11122.8487 | 0 | no | no | 0 | 0 | 0 | 0 | 0 |  | 0 | 0 | 0 | 0 | 0 | 11122.8487 | 15589.085 | 9013.6537 | 0 | yes | Deficit |  |  | 0 | 0 | 0 | 0 | 0 |  | 0 | 0 | 0 | 0 | 6826.3113 | yes |  | 0 | 0 | 0 | 6826.3113 | 0 | no | 0 | 0 | 0 | 6826.3113 | 0
| 13762.7194 | 0 | yes | Deficit |  |  | 0 | 0 | 0 | 0 | 0 |  | 0 | 0 | 0 | 0 | 4860 | no |  | 0 | 22245.6974 | no | 13762.7194 | 0 | no | no | 0 | 0 | 0 | 0 | 0 |  | 0 | 0 | 0 | 0 | 0 | 13762.7194 | 13135.6974 | 11152.9331 | 0 | yes | Deficit |  |  | 0 | 0 | 0 | 0 | 0 |  | 0 | 0 | 0 | 0 | 4122.0437 | yes |  | 0 | 0 | 0 | 4122.0437 | 0 | no | 0 | 0 | 0 | 4122.0437 | 0
| 16977.0714 | 0 | yes | Deficit |  |  | 0 | 0 | 0 | 0 | 0 |  | 0 | 0 | 0 | 0 | 4860 | no |  | 0 | 24300 | no | 16977.0714 | 0 | no | no | 0 | 0 | 0 | 0 | 0 |  | 0 | 0 | 0 | 0 | 0 | 16977.0714 | 13887.3237 | 13757.7564 | 0 | yes | Deficit |  |  | 0 | 0 | 0 | 0 | 0 |  | 0 | 0 | 0 | 0 | 2734.3906 | yes |  | 0 | 0 | 0 | 2734.3906 | 0 | no | 0 | 0 | 0 | 2734.3906 | 0
| 13453.0863 | 0 | no | Surplus | yes |  | 0 | 0 | 0 | 3523.9851 | 0 | no | 0 | 0 | 0 | 3523.9851 | 4860 | no | 13453.0863 | 0 | 24300 |  |  | 0 |  |  | 0 | 0 | 0 | 0 | 0 |  | 0 | 0 | 0 | 0 | 0 | 13453.0863 | 12783.9132 | 10902.0148 | 0 | no | Surplus | yes |  | 0 | 0 | 0 | 973.8432 | 0 | no | 0 | 0 | 0 | 973.8432 | 0 |  |  | 0 | 0 | 0 | 0 | 0 |  | 0 | 0 | 0 | 0 | 0
| 15366.184 | 0 | yes | Deficit |  |  | 0 | 0 | 0 | 0 | 0 |  | 0 | 0 | 0 | 0 | 4860 | no |  | 0 | 24300 | no | 15366.184 | 0 | no | no | 0 | 0 | 0 | 0 | 0 |  | 0 | 0 | 0 | 0 | 0 | 15366.184 | 13281.0053 | 12452.3371 | 0 | yes | Deficit |  |  | 0 | 0 | 0 | 0 | 0 |  | 0 | 0 | 0 | 0 | 2378.9905 | yes |  | 0 | 0 | 0 | 2378.9905 | 0 | no | 0 | 0 | 0 | 2378.9905 | 0
| 15439.2603 | 0 | yes | Deficit |  |  | 0 | 0 | 0 | 0 | 0 |  | 0 | 0 | 0 | 0 | 4860 | no |  | 0 | 24300 | no | 15439.2603 | 0 | no | no | 0 | 0 | 0 | 0 | 0 |  | 0 | 0 | 0 | 0 | 0 | 15439.2603 | 14884.2375 | 12511.5562 | 0 | yes | Deficit |  |  | 0 | 0 | 0 | 0 | 0 |  | 0 | 0 | 0 | 0 | 2431.9003 | yes |  | 0 | 0 | 0 | 2431.9003 | 0 | no | 0 | 0 | 0 | 2431.9003 | 0
| 14281.4883 | 0 | no | Surplus | yes |  | 0 | 0 | 0 | 1157.772 | 0 | no | 0 | 0 | 0 | 1157.772 | 4860 | no | 14281.4883 | 0 | 24300 |  |  | 0 |  |  | 0 | 0 | 0 | 0 | 0 |  | 0 | 0 | 0 | 0 | 0 | 14281.4883 | 15397.1605 | 11573.3293 | 0 | yes | Deficit |  |  | 0 | 0 | 0 | 0 | 0 |  | 0 | 0 | 0 | 0 | 2885.6043 | yes |  | 0 | 0 | 0 | 2885.6043 | 0 | no | 0 | 0 | 0 | 2885.6043 | 0
| 16581.6653 | 0 | yes | Deficit |  |  | 0 | 0 | 0 | 0 | 0 |  | 0 | 0 | 0 | 0 | 4860 | no |  | 0 | 24300 | no | 16581.6653 | 0 | no | no | 0 | 0 | 0 | 0 | 0 |  | 0 | 0 | 0 | 0 | 0 | 16581.6653 | 14802.1332 | 13437.3301 | 0 | yes | Deficit |  |  | 0 | 0 | 0 | 0 | 0 |  | 0 | 0 | 0 | 0 | 3228.8039 | yes |  | 0 | 0 | 0 | 3228.8039 | 0 | no | 0 | 0 | 0 | 3228.8039 | 0
| 17783.6342 | 0 | yes | Deficit |  |  | 0 | 0 | 0 | 0 | 0 |  | 0 | 0 | 0 | 0 | 4860 | no |  | 0 | 24300 | no | 17783.6342 | 0 | no | no | 0 | 0 | 0 | 0 | 0 |  | 0 | 0 | 0 | 0 | 0 | 17783.6342 | 15772.9702 | 14411.3729 | 0 | yes | Deficit |  |  | 0 | 0 | 0 | 0 | 0 |  | 0 | 0 | 0 | 0 | 2335.6401 | yes |  | 0 | 0 | 0 | 2335.6401 | 0 | no | 0 | 0 | 0 | 2335.6401 | 0
| 16811.1537 | 0 | no | Surplus | yes |  | 0 | 0 | 0 | 972.4805 | 0 | no | 0 | 0 | 0 | 972.4805 | 4860 | no | 16811.1537 | 0 | 24300 |  |  | 0 |  |  | 0 | 0 | 0 | 0 | 0 |  | 0 | 0 | 0 | 0 | 0 | 16811.1537 | 15975.2059 | 13623.3012 | 0 | yes | Deficit |  |  | 0 | 0 | 0 | 0 | 0 |  | 0 | 0 | 0 | 0 | 1563.833 | yes |  | 0 | 0 | 0 | 1563.833 | 0 | no | 0 | 0 | 0 | 1563.833 | 0
| 19734.6434 | 0 | yes | Deficit |  |  | 0 | 0 | 0 | 0 | 0 |  | 0 | 0 | 0 | 0 | 4860 | no |  | 0 | 24300 | no | 19734.6434 | 0 | no | no | 0 | 0 | 0 | 0 | 0 |  | 0 | 0 | 0 | 0 | 0 | 19734.6434 | 16314.1871 | 15992.4176 | 0 | yes | Deficit |  |  | 0 | 0 | 0 | 0 | 0 |  | 0 | 0 | 0 | 0 | 2690.8859 | yes |  | 0 | 0 | 0 | 2690.8859 | 0 | no | 0 | 0 | 0 | 2690.8859 | 0
| 20381.9073 | 0 | yes | Deficit |  |  | 0 | 0 | 0 | 0 | 0 |  | 0 | 0 | 0 | 0 | 4860 | no |  | 0 | 24300 | no | 20381.9073 | 0 | no | no | 0 | 0 | 0 | 0 | 0 |  | 0 | 0 | 0 | 0 | 0 | 20381.9073 | 16671.3604 | 16516.9427 | 0 | yes | Deficit |  |  | 0 | 0 | 0 | 0 | 0 |  | 0 | 0 | 0 | 0 | 678.9428 | yes |  | 0 | 0 | 0 | 678.9428 | 0 | no | 0 | 0 | 0 | 678.9428 | 0
| 22585.378 | 0 | yes | Deficit |  |  | 0 | 0 | 0 | 0 | 0 |  | 0 | 0 | 0 | 0 | 4860 | no |  | 0 | 24300 | no | 22585.378 | 0 | no | no | 0 | 0 | 0 | 0 | 0 |  | 0 | 0 | 0 | 0 | 0 | 22585.378 | 16761.3668 | 18302.5754 | 0 | yes | Deficit |  |  | 0 | 0 | 0 | 0 | 0 |  | 0 | 0 | 0 | 0 | 244.4241 | yes |  | 0 | 0 | 0 | 244.4241 | 0 | no | 0 | 0 | 0 | 244.4241 | 0
| 22988.3644 | 0 | yes | Deficit |  |  | 0 | 0 | 0 | 0 | 0 |  | 0 | 0 | 0 | 0 | 4860 | no |  | 0 | 24300 | no | 22988.3644 | 0 | no | no | 0 | 0 | 0 | 0 | 0 |  | 0 | 0 | 0 | 0 | 0 | 22988.3644 | 17002.2861 | 18629.1446 | 0 | no | Surplus | yes |  | 0 | 0 | 0 | 1300.2892 | 0 | no | 0 | 0 | 0 | 1300.2892 | 0 |  |  | 0 | 0 | 0 | 0 | 0 |  | 0 | 0 | 0 | 0 | 0
| 20462.9532 | 0 | no | Surplus | yes |  | 0 | 0 | 0 | 2525.4112 | 0 | no | 0 | 0 | 0 | 2525.4112 | 4860 | no | 20462.9532 | 0 | 24300 |  |  | 0 |  |  | 0 | 0 | 0 | 0 | 0 |  | 0 | 0 | 0 | 0 | 0 | 20462.9532 | 18524.3329 | 16582.6201 | 0 | no | Surplus | yes |  | 0 | 0 | 0 | 104.8116 | 0 | no | 0 | 0 | 0 | 104.8116 | 0 |  |  | 0 | 0 | 0 | 0 | 0 |  | 0 | 0 | 0 | 0 | 0
| 18801.5396 | 0 | no | Surplus | yes |  | 0 | 0 | 0 | 1661.4136 | 0 | no | 0 | 0 | 0 | 1661.4136 | 4860 | no | 18801.5396 | 0 | 24300 |  |  | 0 |  |  | 0 | 0 | 0 | 0 | 0 |  | 0 | 0 | 0 | 0 | 0 | 18801.5396 | 16630.9644 | 15236.2557 | 0 | yes | Deficit |  |  | 0 | 0 | 0 | 0 | 0 |  | 0 | 0 | 0 | 0 | 48.3443 | yes |  | 0 | 0 | 0 | 48.3443 | 0 | no | 0 | 0 | 0 | 48.3443 | 0
| 17807.02 | 0 | no | Surplus | yes |  | 0 | 0 | 0 | 994.5195 | 0 | no | 0 | 0 | 0 | 994.5195 | 4860 | no | 17807.02 | 0 | 24300 |  |  | 0 |  |  | 0 | 0 | 0 | 0 | 0 |  | 0 | 0 | 0 | 0 | 0 | 17807.02 | 15772.5431 | 14430.3242 | 0 | yes | Deficit |  |  | 0 | 0 | 0 | 0 | 0 |  | 0 | 0 | 0 | 0 | 536.2874 | yes |  | 0 | 0 | 0 | 536.2874 | 0 | no | 0 | 0 | 0 | 536.2874 | 0
| 19282.8859 | 0 | yes | Deficit |  |  | 0 | 0 | 0 | 0 | 0 |  | 0 | 0 | 0 | 0 | 4860 | no |  | 0 | 24300 | no | 19282.8859 | 0 | no | no | 0 | 0 | 0 | 0 | 0 |  | 0 | 0 | 0 | 0 | 0 | 19282.8859 | 15106.7468 | 15626.3257 | 0 | yes | Deficit |  |  | 0 | 0 | 0 | 0 | 0 |  | 0 | 0 | 0 | 0 | 676.4226 | yes |  | 0 | 0 | 0 | 676.4226 | 0 | no | 0 | 0 | 0 | 676.4226 | 0
| 19190.1135 | 0 | no | Surplus | yes |  | 0 | 0 | 0 | 92.7724 | 0 | no | 0 | 0 | 0 | 92.7724 | 4860 | no | 19190.1135 | 0 | 24300 |  |  | 0 |  |  | 0 | 0 | 0 | 0 | 0 |  | 0 | 0 | 0 | 0 | 0 | 19190.1135 | 15470.2229 | 15551.1455 | 0 | no | Surplus | yes |  | 0 | 0 | 0 | 156.1028 | 0 | no | 0 | 0 | 0 | 156.1028 | 0 |  |  | 0 | 0 | 0 | 0 | 0 |  | 0 | 0 | 0 | 0 | 0
| 22051.3304 | 0 | yes | Deficit |  |  | 0 | 0 | 0 | 0 | 0 |  | 0 | 0 | 0 | 0 | 4860 | no |  | 0 | 24300 | no | 22051.3304 | 0 | no | no | 0 | 0 | 0 | 0 | 0 |  | 0 | 0 | 0 | 0 | 0 | 22051.3304 | 15970.8429 | 17869.7977 | 0 | yes | Deficit |  |  | 0 | 0 | 0 | 0 | 0 |  | 0 | 0 | 0 | 0 | 419.6974 | yes |  | 0 | 0 | 0 | 419.6974 | 0 | no | 0 | 0 | 0 | 419.6974 | 0
| 20960.7582 | 0 | no | Surplus | yes |  | 0 | 0 | 0 | 1090.5721 | 0 | no | 0 | 0 | 0 | 1090.5721 | 4860 | no | 20960.7582 | 0 | 24300 |  |  | 0 |  |  | 0 | 0 | 0 | 0 | 0 |  | 0 | 0 | 0 | 0 | 0 | 20960.7582 | 15444.6459 | 16986.0278 | 0 | no | Surplus | yes |  | 0 | 0 | 0 | 2425.1518 | 0 | no | 0 | 0 | 0 | 2425.1518 | 0 |  |  | 0 | 0 | 0 | 0 | 0 |  | 0 | 0 | 0 | 0 | 0
| 20456.0008 | 0 | no | Surplus | yes |  | 0 | 0 | 0 | 504.7575 | 0 | no | 0 | 0 | 0 | 504.7575 | 4860 | no | 20456.0008 | 0 | 24300 |  |  | 0 |  |  | 0 | 0 | 0 | 0 | 0 |  | 0 | 0 | 0 | 0 | 0 | 20456.0008 | 14971.2325 | 16576.986 | 0 | no | Surplus | yes |  | 0 | 0 | 0 | 2014.7953 | 0 | no | 0 | 0 | 0 | 2014.7953 | 0 |  |  | 0 | 0 | 0 | 0 | 0 |  | 0 | 0 | 0 | 0 | 0
| 20196.0159 | 0 | no | Surplus | yes |  | 0 | 0 | 0 | 259.9848 | 0 | no | 0 | 0 | 0 | 259.9848 | 4860 | no | 20196.0159 | 0 | 24300 |  |  | 0 |  |  | 0 | 0 | 0 | 0 | 0 |  | 0 | 0 | 0 | 0 | 0 | 20196.0159 | 14645.754 | 16366.3014 | 0 | no | Surplus | yes |  | 0 | 0 | 0 | 1931.232 | 0 | no | 0 | 0 | 0 | 1931.232 | 0 |  |  | 0 | 0 | 0 | 0 | 0 |  | 0 | 0 | 0 | 0 | 0
| 20205.6996 | 0 | yes | Deficit |  |  | 0 | 0 | 0 | 0 | 0 |  | 0 | 0 | 0 | 0 | 4860 | no |  | 0 | 24300 | no | 20205.6996 | 0 | no | no | 0 | 0 | 0 | 0 | 0 |  | 0 | 0 | 0 | 0 | 0 | 20205.6996 | 14796.2344 | 16374.1488 | 0 | no | Surplus | yes |  | 0 | 0 | 0 | 1570.067 | 0 | no | 0 | 0 | 0 | 1570.067 | 0 |  |  | 0 | 0 | 0 | 0 | 0 |  | 0 | 0 | 0 | 0 | 0
| 20497.4765 | 0 | yes | Deficit |  |  | 0 | 0 | 0 | 0 | 0 |  | 0 | 0 | 0 | 0 | 4860 | no |  | 0 | 24300 | no | 20497.4765 | 0 | no | no | 0 | 0 | 0 | 0 | 0 |  | 0 | 0 | 0 | 0 | 0 | 20497.4765 | 14943.1685 | 16610.5968 | 0 | no | Surplus | yes |  | 0 | 0 | 0 | 1430.9803 | 0 | no | 0 | 0 | 0 | 1430.9803 | 0 |  |  | 0 | 0 | 0 | 0 | 0 |  | 0 | 0 | 0 | 0 | 0
| 19212.4589 | 0 | no | Surplus | yes |  | 0 | 0 | 0 | 1285.0175 | 0 | no | 0 | 0 | 0 | 1285.0175 | 4860 | no | 19212.4589 | 0 | 24300 |  |  | 0 |  |  | 0 | 0 | 0 | 0 | 0 |  | 0 | 0 | 0 | 0 | 0 | 19212.4589 | 15472.8613 | 15569.2536 | 0 | no | Surplus | yes |  | 0 | 0 | 0 | 1137.7355 | 0 | no | 0 | 0 | 0 | 1137.7355 | 0 |  |  | 0 | 0 | 0 | 0 | 0 |  | 0 | 0 | 0 | 0 | 0
| 18213.4126 | 0 | no | Surplus | yes |  | 0 | 0 | 0 | 999.0463 | 0 | no | 0 | 0 | 0 | 999.0463 | 4860 | no | 18213.4126 | 0 | 24300 |  |  | 0 |  |  | 0 | 0 | 0 | 0 | 0 |  | 0 | 0 | 0 | 0 | 0 | 18213.4126 | 15912.7212 | 14759.6536 | 0 | yes | Deficit |  |  | 0 | 0 | 0 | 0 | 0 |  | 0 | 0 | 0 | 0 | 343.4676 | yes |  | 0 | 0 | 0 | 343.4676 | 0 | no | 0 | 0 | 0 | 343.4676 | 0
| 20338.9071 | 0 | yes | Deficit |  |  | 0 | 0 | 0 | 0 | 0 |  | 0 | 0 | 0 | 0 | 4860 | no |  | 0 | 24300 | no | 20338.9071 | 0 | no | no | 0 | 0 | 0 | 0 | 0 |  | 0 | 0 | 0 | 0 | 0 | 20338.9071 | 15755.0491 | 16482.0965 | 0 | yes | Deficit |  |  | 0 | 0 | 0 | 0 | 0 |  | 0 | 0 | 0 | 0 | 995.3955 | yes |  | 0 | 0 | 0 | 995.3955 | 0 | no | 0 | 0 | 0 | 995.3955 | 0
| 21094.5811 | 0 | yes | Deficit |  |  | 0 | 0 | 0 | 0 | 0 |  | 0 | 0 | 0 | 0 | 4860 | no |  | 0 | 24300 | no | 21094.5811 | 0 | no | no | 0 | 0 | 0 | 0 | 0 |  | 0 | 0 | 0 | 0 | 0 | 21094.5811 | 15915.8203 | 17094.4742 | 0 | no | Surplus | yes |  | 0 | 0 | 0 | 566.2761 | 0 | no | 0 | 0 | 0 | 566.2761 | 0 |  |  | 0 | 0 | 0 | 0 | 0 |  | 0 | 0 | 0 | 0 | 0
| 20612.7685 | 0 | no | Surplus | yes |  | 0 | 0 | 0 | 481.8127 | 0 | no | 0 | 0 | 0 | 481.8127 | 4860 | no | 20612.7685 | 0 | 24300 |  |  | 0 |  |  | 0 | 0 | 0 | 0 | 0 |  | 0 | 0 | 0 | 0 | 0 | 20612.7685 | 15358.9731 | 16704.0263 | 0 | no | Surplus | yes |  | 0 | 0 | 0 | 1735.5011 | 0 | no | 0 | 0 | 0 | 1735.5011 | 0 |  |  | 0 | 0 | 0 | 0 | 0 |  | 0 | 0 | 0 | 0 | 0
| 22209.1046 | 0 | yes | Deficit |  |  | 0 | 0 | 0 | 0 | 0 |  | 0 | 0 | 0 | 0 | 4860 | no |  | 0 | 24300 | no | 22209.1046 | 0 | no | no | 0 | 0 | 0 | 0 | 0 |  | 0 | 0 | 0 | 0 | 0 | 22209.1046 | 15421.7938 | 17997.6537 | 0 | no | Surplus | yes |  | 0 | 0 | 0 | 1282.2325 | 0 | no | 0 | 0 | 0 | 1282.2325 | 0 |  |  | 0 | 0 | 0 | 0 | 0 |  | 0 | 0 | 0 | 0 | 0
| 20096.9472 | 0 | no | Surplus | yes |  | 0 | 0 | 0 | 2112.1574 | 0 | no | 0 | 0 | 0 | 2112.1574 | 4860 | no | 20096.9472 | 0 | 24300 |  |  | 0 |  |  | 0 | 0 | 0 | 0 | 0 |  | 0 | 0 | 0 | 0 | 0 | 20096.9472 | 15160.6302 | 16286.0188 | 0 | no | Surplus | yes |  | 0 | 0 | 0 | 2837.0235 | 0 | no | 0 | 0 | 0 | 2837.0235 | 0 |  |  | 0 | 0 | 0 | 0 | 0 |  | 0 | 0 | 0 | 0 | 0
| 19539.3014 | 0 | no | Surplus | yes |  | 0 | 0 | 0 | 557.6457 | 0 | no | 0 | 0 | 0 | 557.6457 | 4860 | no | 19539.3014 | 0 | 24300 |  |  | 0 |  |  | 0 | 0 | 0 | 0 | 0 |  | 0 | 0 | 0 | 0 | 0 | 19539.3014 | 15669.9993 | 15834.1179 | 0 | no | Surplus | yes |  | 0 | 0 | 0 | 616.0195 | 0 | no | 0 | 0 | 0 | 616.0195 | 0 |  |  | 0 | 0 | 0 | 0 | 0 |  | 0 | 0 | 0 | 0 | 0
| 19607.4422 | 0 | yes | Deficit |  |  | 0 | 0 | 0 | 0 | 0 |  | 0 | 0 | 0 | 0 | 4860 | no |  | 0 | 24300 | no | 19607.4422 | 0 | no | no | 0 | 0 | 0 | 0 | 0 |  | 0 | 0 | 0 | 0 | 0 | 19607.4422 | 15643.0796 | 15889.3373 | 0 | no | Surplus | yes |  | 0 | 0 | 0 | 191.0382 | 0 | no | 0 | 0 | 0 | 191.0382 | 0 |  |  | 0 | 0 | 0 | 0 | 0 |  | 0 | 0 | 0 | 0 | 0
| 20253.7914 | 0 | yes | Deficit |  |  | 0 | 0 | 0 | 0 | 0 |  | 0 | 0 | 0 | 0 | 4860 | no |  | 0 | 24300 | no | 20253.7914 | 0 | no | no | 0 | 0 | 0 | 0 | 0 |  | 0 | 0 | 0 | 0 | 0 | 20253.7914 | 15813.2807 | 16413.121 | 0 | no | Surplus | yes |  | 0 | 0 | 0 | 76.0566 | 0 | no | 0 | 0 | 0 | 76.0566 | 0 |  |  | 0 | 0 | 0 | 0 | 0 |  | 0 | 0 | 0 | 0 | 0
| 20007.8423 | 0 | no | Surplus | yes |  | 0 | 0 | 0 | 245.9491 | 0 | no | 0 | 0 | 0 | 245.9491 | 4860 | no | 20007.8423 | 0 | 24300 |  |  | 0 |  |  | 0 | 0 | 0 | 0 | 0 |  | 0 | 0 | 0 | 0 | 0 | 20007.8423 | 15971.7795 | 16213.8106 | 0 | no | Surplus | yes |  | 0 | 0 | 0 | 441.3415 | 0 | no | 0 | 0 | 0 | 441.3415 | 0 |  |  | 0 | 0 | 0 | 0 | 0 |  | 0 | 0 | 0 | 0 | 0
| 17795.1385 | 0 | no | Surplus | yes |  | 0 | 0 | 0 | 2212.7037 | 0 | no | 0 | 0 | 0 | 2212.7037 | 4860 | no | 17795.1385 | 0 | 24300 |  |  | 0 |  |  | 0 | 0 | 0 | 0 | 0 |  | 0 | 0 | 0 | 0 | 0 | 17795.1385 | 15669.6026 | 14420.6957 | 0 | no | Surplus | yes |  | 0 | 0 | 0 | 544.208 | 0 | no | 0 | 0 | 0 | 544.208 | 0 |  |  | 0 | 0 | 0 | 0 | 0 |  | 0 | 0 | 0 | 0 | 0
| 21280.9583 | 0 | yes | Deficit |  |  | 0 | 0 | 0 | 0 | 0 |  | 0 | 0 | 0 | 0 | 4860 | no |  | 0 | 24300 | no | 21280.9583 | 0 | no | no | 0 | 0 | 0 | 0 | 0 |  | 0 | 0 | 0 | 0 | 0 | 21280.9583 | 15977.2678 | 17245.5092 | 0 | yes | Deficit |  |  | 0 | 0 | 0 | 0 | 0 |  | 0 | 0 | 0 | 0 | 1556.5721 | yes |  | 0 | 0 | 0 | 1556.5721 | 0 | no | 0 | 0 | 0 | 1556.5721 | 0
| 16767.3024 | 0 | no | Surplus | yes |  | 0 | 0 | 0 | 4513.6559 | 0 | no | 0 | 0 | 0 | 4513.6559 | 4860 | no | 16767.3024 | 0 | 24300 |  |  | 0 |  |  | 0 | 0 | 0 | 0 | 0 |  | 0 | 0 | 0 | 0 | 0 | 16767.3024 | 16523.1355 | 13587.7653 | 0 | no | Surplus | yes |  | 0 | 0 | 0 | 722.3737 | 0 | no | 0 | 0 | 0 | 722.3737 | 0 |  |  | 0 | 0 | 0 | 0 | 0 |  | 0 | 0 | 0 | 0 | 0
| 15901.0962 | 0 | no | Surplus | yes |  | 0 | 0 | 0 | 866.2062 | 0 | no | 0 | 0 | 0 | 866.2062 | 4860 | no | 15901.0962 | 0 | 24300 |  |  | 0 |  |  | 0 | 0 | 0 | 0 | 0 |  | 0 | 0 | 0 | 0 | 0 | 15901.0962 | 16477.4083 | 12885.8154 | 0 | yes | Deficit |  |  | 0 | 0 | 0 | 0 | 0 |  | 0 | 0 | 0 | 0 | 2889.643 | yes |  | 0 | 0 | 0 | 2889.643 | 0 | no | 0 | 0 | 0 | 2889.643 | 0
| 16885.4523 | 0 | yes | Deficit |  |  | 0 | 0 | 0 | 0 | 0 |  | 0 | 0 | 0 | 0 | 4860 | no |  | 0 | 24300 | no | 16885.4523 | 0 | no | no | 0 | 0 | 0 | 0 | 0 |  | 0 | 0 | 0 | 0 | 0 | 16885.4523 | 16504.6995 | 13683.5108 | 0 | yes | Deficit |  |  | 0 | 0 | 0 | 0 | 0 |  | 0 | 0 | 0 | 0 | 3618.8841 | yes |  | 0 | 0 | 0 | 3618.8841 | 0 | no | 0 | 0 | 0 | 3618.8841 | 0
| 18397.7061 | 0 | yes | Deficit |  |  | 0 | 0 | 0 | 0 | 0 |  | 0 | 0 | 0 | 0 | 4860 | no |  | 0 | 24300 | no | 18397.7061 | 0 | no | no | 0 | 0 | 0 | 0 | 0 |  | 0 | 0 | 0 | 0 | 0 | 18397.7061 | 16512.3063 | 14909.0001 | 0 | yes | Deficit |  |  | 0 | 0 | 0 | 0 | 0 |  | 0 | 0 | 0 | 0 | 2828.7955 | yes |  | 0 | 0 | 0 | 2828.7955 | 0 | no | 0 | 0 | 0 | 2828.7955 | 0
| 19136.7801 | 0 | yes | Deficit |  |  | 0 | 0 | 0 | 0 | 0 |  | 0 | 0 | 0 | 0 | 4860 | no |  | 0 | 24300 | no | 19136.7801 | 0 | no | no | 0 | 0 | 0 | 0 | 0 |  | 0 | 0 | 0 | 0 | 0 | 19136.7801 | 16648.1161 | 15507.9255 | 0 | yes | Deficit |  |  | 0 | 0 | 0 | 0 | 0 |  | 0 | 0 | 0 | 0 | 1739.116 | yes |  | 0 | 0 | 0 | 1739.116 | 0 | no | 0 | 0 | 0 | 1739.116 | 0
| 23610.322 | 0 | yes | Deficit |  |  | 0 | 0 | 0 | 0 | 0 |  | 0 | 0 | 0 | 0 | 4860 | no |  | 0 | 24300 | no | 23610.322 | 0 | no | no | 0 | 0 | 0 | 0 | 0 |  | 0 | 0 | 0 | 0 | 0 | 23610.322 | 16516.4208 | 19133.1621 | 0 | yes | Deficit |  |  | 0 | 0 | 0 | 0 | 0 |  | 0 | 0 | 0 | 0 | 1008.4952 | yes |  | 0 | 0 | 0 | 1008.4952 | 0 | no | 0 | 0 | 0 | 1008.4952 | 0
| 19444.6281 | 0 | no | Surplus | yes |  | 0 | 0 | 0 | 4165.6939 | 0 | no | 0 | 0 | 0 | 4165.6939 | 4860 | no | 19444.6281 | 0 | 24300 |  |  | 0 |  |  | 0 | 0 | 0 | 0 | 0 |  | 0 | 0 | 0 | 0 | 0 | 19444.6281 | 16563.5411 | 15757.3972 | 0 | no | Surplus | yes |  | 0 | 0 | 0 | 2569.621 | 0 | no | 0 | 0 | 0 | 2569.621 | 0 |  |  | 0 | 0 | 0 | 0 | 0 |  | 0 | 0 | 0 | 0 | 0
| 20523.3737 | 0 | yes | Deficit |  |  | 0 | 0 | 0 | 0 | 0 |  | 0 | 0 | 0 | 0 | 4860 | no |  | 0 | 24300 | no | 20523.3737 | 0 | no | no | 0 | 0 | 0 | 0 | 0 |  | 0 | 0 | 0 | 0 | 0 | 20523.3737 | 16555.5487 | 16631.5832 | 0 | yes | Deficit |  |  | 0 | 0 | 0 | 0 | 0 |  | 0 | 0 | 0 | 0 | 798.1515 | yes |  | 0 | 0 | 0 | 798.1515 | 0 | no | 0 | 0 | 0 | 798.1515 | 0
| 21531.8764 | 0 | yes | Deficit |  |  | 0 | 0 | 0 | 0 | 0 |  | 0 | 0 | 0 | 0 | 4860 | no |  | 0 | 24300 | no | 21531.8764 | 0 | no | no | 0 | 0 | 0 | 0 | 0 |  | 0 | 0 | 0 | 0 | 0 | 21531.8764 | 16624.1123 | 17448.8464 | 0 | no | Surplus | yes |  | 0 | 0 | 0 | 7.4709 | 0 | no | 0 | 0 | 0 | 7.4709 | 0 |  |  | 0 | 0 | 0 | 0 | 0 |  | 0 | 0 | 0 | 0 | 0
| 23105.2086 | 0 | yes | Deficit |  |  | 0 | 0 | 0 | 0 | 0 |  | 0 | 0 | 0 | 0 | 4860 | no |  | 0 | 24300 | no | 23105.2086 | 0 | no | no | 0 | 0 | 0 | 0 | 0 |  | 0 | 0 | 0 | 0 | 0 | 23105.2086 | 16365.7178 | 18723.8319 | 0 | no | Surplus | yes |  | 0 | 0 | 0 | 1083.1286 | 0 | no | 0 | 0 | 0 | 1083.1286 | 0 |  |  | 0 | 0 | 0 | 0 | 0 |  | 0 | 0 | 0 | 0 | 0
| 24751.2209 | 0 | yes | Deficit |  |  | 0 | 0 | 0 | 0 | 0 |  | 0 | 0 | 0 | 0 | 4860 | no |  | 0 | 24300 | yes | 24300 | 451.2209 | yes |  | 0 | 0 | 0 | 451.2209 | 0 | no | 0 | 0 | 0 | 451.2209 | 0 | 24300 | 16397.5876 | 19692.0583 | 0 | no | Surplus | yes |  | 0 | 0 | 0 | 2326.2443 | 0 | no | 0 | 0 | 0 | 2326.2443 | 0 |  |  | 0 | 0 | 0 | 0 | 0 |  | 0 | 0 | 0 | 0 | 0
| 25750.493 | 0 | yes | Deficit |  |  | 0 | 0 | 0 | 0 | 0 |  | 0 | 0 | 0 | 0 | 4860 | no |  | 0 | 24300 | yes | 24300 | 1450.493 | yes |  | 0 | 0 | 0 | 1450.493 | 0 | no | 0 | 0 | 0 | 1450.493 | 0 | 24300 | 16136.0572 | 19692.0583 | 0 | no | Surplus | yes |  | 0 | 0 | 0 | 3556.0012 | 0 | no | 0 | 0 | 0 | 3556.0012 | 0 |  |  | 0 | 0 | 0 | 0 | 0 |  | 0 | 0 | 0 | 0 | 0
| 23351.2712 | 0 | no | Surplus | yes |  | 0 | 0 | 0 | 948.7288 | 0 | no | 0 | 0 | 0 | 948.7288 | 4860 | no | 23351.2712 | 0 | 24300 |  |  | 0 |  |  | 0 | 0 | 0 | 0 | 0 |  | 0 | 0 | 0 | 0 | 0 | 23351.2712 | 15870.3404 | 18923.2343 | 0 | no | Surplus | yes |  | 0 | 0 | 0 | 3821.7179 | 0 | no | 0 | 0 | 0 | 3821.7179 | 0 |  |  | 0 | 0 | 0 | 0 | 0 |  | 0 | 0 | 0 | 0 | 0
| 21315.4275 | 0 | no | Surplus | yes |  | 0 | 0 | 0 | 2035.8437 | 0 | no | 0 | 0 | 0 | 2035.8437 | 4860 | no | 21315.4275 | 0 | 24300 |  |  | 0 |  |  | 0 | 0 | 0 | 0 | 0 |  | 0 | 0 | 0 | 0 | 0 | 21315.4275 | 15664.0137 | 17273.442 | 0 | no | Surplus | yes |  | 0 | 0 | 0 | 3259.2206 | 0 | no | 0 | 0 | 0 | 3259.2206 | 0 |  |  | 0 | 0 | 0 | 0 | 0 |  | 0 | 0 | 0 | 0 | 0
| 19337.5166 | 0 | no | Surplus | yes |  | 0 | 0 | 0 | 1977.9108 | 0 | no | 0 | 0 | 0 | 1977.9108 | 4860 | no | 19337.5166 | 0 | 24300 |  |  | 0 |  |  | 0 | 0 | 0 | 0 | 0 |  | 0 | 0 | 0 | 0 | 0 | 19337.5166 | 16598.4719 | 15670.597 | 0 | no | Surplus | yes |  | 0 | 0 | 0 | 674.9702 | 0 | no | 0 | 0 | 0 | 674.9702 | 0 |  |  | 0 | 0 | 0 | 0 | 0 |  | 0 | 0 | 0 | 0 | 0
| 19135.9599 | 0 | no | Surplus | yes |  | 0 | 0 | 0 | 201.5567 | 0 | no | 0 | 0 | 0 | 201.5567 | 4860 | no | 19135.9599 | 0 | 24300 |  |  | 0 |  |  | 0 | 0 | 0 | 0 | 0 |  | 0 | 0 | 0 | 0 | 0 | 19135.9599 | 16184.8606 | 15507.2609 | 0 | yes | Deficit |  |  | 0 | 0 | 0 | 0 | 0 |  | 0 | 0 | 0 | 0 | 514.2637 | yes |  | 0 | 0 | 0 | 514.2637 | 0 | no | 0 | 0 | 0 | 514.2637 | 0
| 19585.3588 | 0 | yes | Deficit |  |  | 0 | 0 | 0 | 0 | 0 |  | 0 | 0 | 0 | 0 | 4860 | no |  | 0 | 24300 | no | 19585.3588 | 0 | no | no | 0 | 0 | 0 | 0 | 0 |  | 0 | 0 | 0 | 0 | 0 | 19585.3588 | 15263.8726 | 15871.4415 | 0 | no | Surplus | yes |  | 0 | 0 | 0 | 243.3882 | 0 | no | 0 | 0 | 0 | 243.3882 | 0 |  |  | 0 | 0 | 0 | 0 | 0 |  | 0 | 0 | 0 | 0 | 0
| 21059.1422 | 0 | yes | Deficit |  |  | 0 | 0 | 0 | 0 | 0 |  | 0 | 0 | 0 | 0 | 4860 | no |  | 0 | 24300 | no | 21059.1422 | 0 | no | no | 0 | 0 | 0 | 0 | 0 |  | 0 | 0 | 0 | 0 | 0 | 21059.1422 | 14305.9389 | 17065.7554 | 0 | no | Surplus | yes |  | 0 | 0 | 0 | 1565.5026 | 0 | no | 0 | 0 | 0 | 1565.5026 | 0 |  |  | 0 | 0 | 0 | 0 | 0 |  | 0 | 0 | 0 | 0 | 0
| 20905.2152 | 0 | no | Surplus | yes |  | 0 | 0 | 0 | 153.9269 | 0 | no | 0 | 0 | 0 | 153.9269 | 4860 | no | 20905.2152 | 0 | 24300 |  |  | 0 |  |  | 0 | 0 | 0 | 0 | 0 |  | 0 | 0 | 0 | 0 | 0 | 20905.2152 | 13693.9529 | 16941.0172 | 0 | no | Surplus | yes |  | 0 | 0 | 0 | 3371.8025 | 0 | no | 0 | 0 | 0 | 3371.8025 | 0 |  |  | 0 | 0 | 0 | 0 | 0 |  | 0 | 0 | 0 | 0 | 0
| 21372.0174 | 0 | yes | Deficit |  |  | 0 | 0 | 0 | 0 | 0 |  | 0 | 0 | 0 | 0 | 4860 | no |  | 0 | 24300 | no | 21372.0174 | 0 | no | no | 0 | 0 | 0 | 0 | 0 |  | 0 | 0 | 0 | 0 | 0 | 21372.0174 | 13042.804 | 17319.301 | 0 | no | Surplus | yes |  | 0 | 0 | 0 | 3898.2132 | 0 | no | 0 | 0 | 0 | 3898.2132 | 0 |  |  | 0 | 0 | 0 | 0 | 0 |  | 0 | 0 | 0 | 0 | 0
| 22414.2518 | 0 | yes | Deficit |  |  | 0 | 0 | 0 | 0 | 0 |  | 0 | 0 | 0 | 0 | 4860 | no |  | 0 | 24300 | no | 22414.2518 | 0 | no | no | 0 | 0 | 0 | 0 | 0 |  | 0 | 0 | 0 | 0 | 0 | 22414.2518 | 12760.1443 | 18163.8993 | 0 | no | Surplus | yes |  | 0 | 0 | 0 | 4559.1566 | 0 | no | 0 | 0 | 0 | 4559.1566 | 0 |  |  | 0 | 0 | 0 | 0 | 0 |  | 0 | 0 | 0 | 0 | 0
| 22548.6512 | 0 | yes | Deficit |  |  | 0 | 0 | 0 | 0 | 0 |  | 0 | 0 | 0 | 0 | 4860 | no |  | 0 | 24300 | no | 22548.6512 | 0 | no | no | 0 | 0 | 0 | 0 | 0 |  | 0 | 0 | 0 | 0 | 0 | 22548.6512 | 12910.5514 | 18272.8129 | 0 | no | Surplus | yes |  | 0 | 0 | 0 | 5253.3479 | 0 | no | 0 | 0 | 0 | 5253.3479 | 0 |  |  | 0 | 0 | 0 | 0 | 0 |  | 0 | 0 | 0 | 0 | 0
| 23536.6465 | 0 | yes | Deficit |  |  | 0 | 0 | 0 | 0 | 0 |  | 0 | 0 | 0 | 0 | 4860 | no |  | 0 | 24300 | no | 23536.6465 | 0 | no | no | 0 | 0 | 0 | 0 | 0 |  | 0 | 0 | 0 | 0 | 0 | 23536.6465 | 13487.9064 | 19073.4574 | 0 | no | Surplus | yes |  | 0 | 0 | 0 | 4784.9065 | 0 | no | 0 | 0 | 0 | 4784.9065 | 0 |  |  | 0 | 0 | 0 | 0 | 0 |  | 0 | 0 | 0 | 0 | 0
| 21040.7276 | 0 | no | Surplus | yes |  | 0 | 0 | 0 | 2495.9189 | 0 | no | 0 | 0 | 0 | 2495.9189 | 4860 | no | 21040.7276 | 0 | 24300 |  |  | 0 |  |  | 0 | 0 | 0 | 0 | 0 |  | 0 | 0 | 0 | 0 | 0 | 21040.7276 | 12780.2833 | 17050.8327 | 0 | no | Surplus | yes |  | 0 | 0 | 0 | 6293.1741 | 0 | no | 0 | 0 | 0 | 6293.1741 | 0 |  |  | 0 | 0 | 0 | 0 | 0 |  | 0 | 0 | 0 | 0 | 0
| 19540.0161 | 0 | no | Surplus | yes |  | 0 | 0 | 0 | 1500.7114 | 0 | no | 0 | 0 | 0 | 1500.7114 | 4860 | no | 19540.0161 | 0 | 24300 |  |  | 0 |  |  | 0 | 0 | 0 | 0 | 0 |  | 0 | 0 | 0 | 0 | 0 | 19540.0161 | 14260.2941 | 15834.697 | 0 | no | Surplus | yes |  | 0 | 0 | 0 | 2790.5386 | 0 | no | 0 | 0 | 0 | 2790.5386 | 0 |  |  | 0 | 0 | 0 | 0 | 0 |  | 0 | 0 | 0 | 0 | 0
| 20094.6477 | 0 | yes | Deficit |  |  | 0 | 0 | 0 | 0 | 0 |  | 0 | 0 | 0 | 0 | 4860 | no |  | 0 | 24300 | no | 20094.6477 | 0 | no | no | 0 | 0 | 0 | 0 | 0 |  | 0 | 0 | 0 | 0 | 0 | 20094.6477 | 13917.9344 | 16284.1553 | 0 | no | Surplus | yes |  | 0 | 0 | 0 | 1916.7626 | 0 | no | 0 | 0 | 0 | 1916.7626 | 0 |  |  | 0 | 0 | 0 | 0 | 0 |  | 0 | 0 | 0 | 0 | 0
| 19513.1731 | 0 | no | Surplus | yes |  | 0 | 0 | 0 | 581.4746 | 0 | no | 0 | 0 | 0 | 581.4746 | 4860 | no | 19513.1731 | 0 | 24300 |  |  | 0 |  |  | 0 | 0 | 0 | 0 | 0 |  | 0 | 0 | 0 | 0 | 0 | 19513.1731 | 14554.6137 | 15812.9442 | 0 | no | Surplus | yes |  | 0 | 0 | 0 | 1729.5416 | 0 | no | 0 | 0 | 0 | 1729.5416 | 0 |  |  | 0 | 0 | 0 | 0 | 0 |  | 0 | 0 | 0 | 0 | 0
| 21981.2543 | 0 | yes | Deficit |  |  | 0 | 0 | 0 | 0 | 0 |  | 0 | 0 | 0 | 0 | 4860 | no |  | 0 | 24300 | no | 21981.2543 | 0 | no | no | 0 | 0 | 0 | 0 | 0 |  | 0 | 0 | 0 | 0 | 0 | 21981.2543 | 14027.1958 | 17813.01 | 0 | no | Surplus | yes |  | 0 | 0 | 0 | 1785.7484 | 0 | no | 0 | 0 | 0 | 1785.7484 | 0 |  |  | 0 | 0 | 0 | 0 | 0 |  | 0 | 0 | 0 | 0 | 0
| 25109.7711 | 0 | yes | Deficit |  |  | 0 | 0 | 0 | 0 | 0 |  | 0 | 0 | 0 | 0 | 4860 | no |  | 0 | 24300 | yes | 24300 | 809.7711 | yes |  | 0 | 0 | 0 | 809.7711 | 0 | no | 0 | 0 | 0 | 809.7711 | 0 | 24300 | 14861.4516 | 19692.0583 | 0 | no | Surplus | yes |  | 0 | 0 | 0 | 2951.5584 | 0 | no | 0 | 0 | 0 | 2951.5584 | 0 |  |  | 0 | 0 | 0 | 0 | 0 |  | 0 | 0 | 0 | 0 | 0
| 21706.0843 | 0 | no | Surplus | yes |  | 0 | 0 | 0 | 2593.9157 | 0 | no | 0 | 0 | 0 | 2593.9157 | 4860 | no | 21706.0843 | 0 | 24300 |  |  | 0 |  |  | 0 | 0 | 0 | 0 | 0 |  | 0 | 0 | 0 | 0 | 0 | 21706.0843 | 16656.2107 | 17590.0197 | 0 | no | Surplus | yes |  | 0 | 0 | 0 | 3035.8476 | 0 | no | 0 | 0 | 0 | 3035.8476 | 0 |  |  | 0 | 0 | 0 | 0 | 0 |  | 0 | 0 | 0 | 0 | 0
| 23459.7845 | 0 | yes | Deficit |  |  | 0 | 0 | 0 | 0 | 0 |  | 0 | 0 | 0 | 0 | 4860 | no |  | 0 | 24300 | no | 23459.7845 | 0 | no | no | 0 | 0 | 0 | 0 | 0 |  | 0 | 0 | 0 | 0 | 0 | 23459.7845 | 17628.5713 | 19011.1706 | 0 | yes | Deficit |  |  | 0 | 0 | 0 | 0 | 0 |  | 0 | 0 | 0 | 0 | 38.5516 | yes |  | 0 | 0 | 0 | 38.5516 | 0 | no | 0 | 0 | 0 | 38.5516 | 0
| 24662.364 | 0 | yes | Deficit |  |  | 0 | 0 | 0 | 0 | 0 |  | 0 | 0 | 0 | 0 | 4860 | no |  | 0 | 24300 | yes | 24300 | 362.364 | yes |  | 0 | 0 | 0 | 362.364 | 0 | no | 0 | 0 | 0 | 362.364 | 0 | 24300 | 15564.6419 | 19692.0583 | 0 | no | Surplus | yes |  | 0 | 0 | 0 | 3446.5287 | 0 | no | 0 | 0 | 0 | 3446.5287 | 0 |  |  | 0 | 0 | 0 | 0 | 0 |  | 0 | 0 | 0 | 0 | 0
| 23458.9532 | 0 | no | Surplus | yes |  | 0 | 0 | 0 | 841.0468 | 0 | no | 0 | 0 | 0 | 841.0468 | 4860 | no | 23458.9532 | 0 | 24300 |  |  | 0 |  |  | 0 | 0 | 0 | 0 | 0 |  | 0 | 0 | 0 | 0 | 0 | 23458.9532 | 12926.8974 | 19010.4969 | 0 | no | Surplus | yes |  | 0 | 0 | 0 | 6765.161 | 0 | no | 0 | 0 | 0 | 6765.161 | 0 |  |  | 0 | 0 | 0 | 0 | 0 |  | 0 | 0 | 0 | 0 | 0
| 22444.2257 | 0 | no | Surplus | yes |  | 0 | 0 | 0 | 1014.7275 | 0 | no | 0 | 0 | 0 | 1014.7275 | 4860 | no | 22444.2257 | 0 | 24300 |  |  | 0 |  |  | 0 | 0 | 0 | 0 | 0 |  | 0 | 0 | 0 | 0 | 0 | 22444.2257 | 12715.9938 | 18188.1894 | 0 | no | Surplus | yes |  | 0 | 0 | 0 | 6294.5031 | 0 | no | 0 | 0 | 0 | 6294.5031 | 0 |  |  | 0 | 0 | 0 | 0 | 0 |  | 0 | 0 | 0 | 0 | 0
| 22506.6423 | 0 | yes | Deficit |  |  | 0 | 0 | 0 | 0 | 0 |  | 0 | 0 | 0 | 0 | 4860 | no |  | 0 | 24300 | no | 22506.6423 | 0 | no | no | 0 | 0 | 0 | 0 | 0 |  | 0 | 0 | 0 | 0 | 0 | 22506.6423 | 12501.6468 | 18238.7701 | 0 | no | Surplus | yes |  | 0 | 0 | 0 | 5686.5426 | 0 | no | 0 | 0 | 0 | 5686.5426 | 0 |  |  | 0 | 0 | 0 | 0 | 0 |  | 0 | 0 | 0 | 0 | 0
| 24497.4111 | 0 | yes | Deficit |  |  | 0 | 0 | 0 | 0 | 0 |  | 0 | 0 | 0 | 0 | 4860 | no |  | 0 | 24300 | yes | 24300 | 197.4111 | yes |  | 0 | 0 | 0 | 197.4111 | 0 | no | 0 | 0 | 0 | 197.4111 | 0 | 24300 | 14370.3538 | 19692.0583 | 0 | no | Surplus | yes |  | 0 | 0 | 0 | 3868.4163 | 0 | no | 0 | 0 | 0 | 3868.4163 | 0 |  |  | 0 | 0 | 0 | 0 | 0 |  | 0 | 0 | 0 | 0 | 0
| 23046.6436 | 0 | no | Surplus | yes |  | 0 | 0 | 0 | 1253.3564 | 0 | no | 0 | 0 | 0 | 1253.3564 | 4860 | no | 23046.6436 | 0 | 24300 |  |  | 0 |  |  | 0 | 0 | 0 | 0 | 0 |  | 0 | 0 | 0 | 0 | 0 | 23046.6436 | 13283.7837 | 18676.3725 | 0 | no | Surplus | yes |  | 0 | 0 | 0 | 6408.2747 | 0 | no | 0 | 0 | 0 | 6408.2747 | 0 |  |  | 0 | 0 | 0 | 0 | 0 |  | 0 | 0 | 0 | 0 | 0
| 24004.361 | 0 | yes | Deficit |  |  | 0 | 0 | 0 | 0 | 0 |  | 0 | 0 | 0 | 0 | 4860 | no |  | 0 | 24300 | no | 24004.361 | 0 | no | no | 0 | 0 | 0 | 0 | 0 |  | 0 | 0 | 0 | 0 | 0 | 24004.361 | 12472.9189 | 19452.4805 | 0 | no | Surplus | yes |  | 0 | 0 | 0 | 6203.4536 | 0 | no | 0 | 0 | 0 | 6203.4536 | 0 |  |  | 0 | 0 | 0 | 0 | 0 |  | 0 | 0 | 0 | 0 | 0
| 24212.273 | 0 | yes | Deficit |  |  | 0 | 0 | 0 | 0 | 0 |  | 0 | 0 | 0 | 0 | 4860 | no |  | 0 | 24300 | no | 24212.273 | 0 | no | no | 0 | 0 | 0 | 0 | 0 |  | 0 | 0 | 0 | 0 | 0 | 24212.273 | 13835.6704 | 19620.9668 | 0 | no | Surplus | yes |  | 0 | 0 | 0 | 5616.8101 | 0 | no | 0 | 0 | 0 | 5616.8101 | 0 |  |  | 0 | 0 | 0 | 0 | 0 |  | 0 | 0 | 0 | 0 | 0
| 23282.2143 | 0 | no | Surplus | yes |  | 0 | 0 | 0 | 930.0588 | 0 | no | 0 | 0 | 0 | 930.0588 | 4860 | no | 23282.2143 | 0 | 24300 |  |  | 0 |  |  | 0 | 0 | 0 | 0 | 0 |  | 0 | 0 | 0 | 0 | 0 | 23282.2143 | 13657.8476 | 18867.2725 | 0 | no | Surplus | yes |  | 0 | 0 | 0 | 5963.1192 | 0 | no | 0 | 0 | 0 | 5963.1192 | 0 |  |  | 0 | 0 | 0 | 0 | 0 |  | 0 | 0 | 0 | 0 | 0
| 23292.6743 | 0 | yes | Deficit |  |  | 0 | 0 | 0 | 0 | 0 |  | 0 | 0 | 0 | 0 | 4860 | no |  | 0 | 24300 | no | 23292.6743 | 0 | no | no | 0 | 0 | 0 | 0 | 0 |  | 0 | 0 | 0 | 0 | 0 | 23292.6743 | 13810.5712 | 18875.7491 | 0 | no | Surplus | yes |  | 0 | 0 | 0 | 5056.7013 | 0 | no | 0 | 0 | 0 | 5056.7013 | 0 |  |  | 0 | 0 | 0 | 0 | 0 |  | 0 | 0 | 0 | 0 | 0
| 21767.416 | 0 | no | Surplus | yes |  | 0 | 0 | 0 | 1525.2583 | 0 | no | 0 | 0 | 0 | 1525.2583 | 4860 | no | 21767.416 | 0 | 24300 |  |  | 0 |  |  | 0 | 0 | 0 | 0 | 0 |  | 0 | 0 | 0 | 0 | 0 | 21767.416 | 14227.082 | 17639.7212 | 0 | no | Surplus | yes |  | 0 | 0 | 0 | 4648.6671 | 0 | no | 0 | 0 | 0 | 4648.6671 | 0 |  |  | 0 | 0 | 0 | 0 | 0 |  | 0 | 0 | 0 | 0 | 0
| 22500.1486 | 0 | yes | Deficit |  |  | 0 | 0 | 0 | 0 | 0 |  | 0 | 0 | 0 | 0 | 4860 | no |  | 0 | 24300 | no | 22500.1486 | 0 | no | no | 0 | 0 | 0 | 0 | 0 |  | 0 | 0 | 0 | 0 | 0 | 22500.1486 | 14842.2147 | 18233.5078 | 0 | no | Surplus | yes |  | 0 | 0 | 0 | 2797.5066 | 0 | no | 0 | 0 | 0 | 2797.5066 | 0 |  |  | 0 | 0 | 0 | 0 | 0 |  | 0 | 0 | 0 | 0 | 0
| 21899.7374 | 0 | no | Surplus | yes |  | 0 | 0 | 0 | 600.4113 | 0 | no | 0 | 0 | 0 | 600.4113 | 4860 | no | 21899.7374 | 0 | 24300 |  |  | 0 |  |  | 0 | 0 | 0 | 0 | 0 |  | 0 | 0 | 0 | 0 | 0 | 21899.7374 | 14456.4392 | 17746.9509 | 0 | no | Surplus | yes |  | 0 | 0 | 0 | 3777.0686 | 0 | no | 0 | 0 | 0 | 3777.0686 | 0 |  |  | 0 | 0 | 0 | 0 | 0 |  | 0 | 0 | 0 | 0 | 0
| 22482.993 | 0 | yes | Deficit |  |  | 0 | 0 | 0 | 0 | 0 |  | 0 | 0 | 0 | 0 | 4860 | no |  | 0 | 24300 | no | 22482.993 | 0 | no | no | 0 | 0 | 0 | 0 | 0 |  | 0 | 0 | 0 | 0 | 0 | 22482.993 | 15008.1765 | 18219.6053 | 0 | no | Surplus | yes |  | 0 | 0 | 0 | 2738.7744 | 0 | no | 0 | 0 | 0 | 2738.7744 | 0 |  |  | 0 | 0 | 0 | 0 | 0 |  | 0 | 0 | 0 | 0 | 0
| 21665.3084 | 0 | no | Surplus | yes |  | 0 | 0 | 0 | 817.6846 | 0 | no | 0 | 0 | 0 | 817.6846 | 4860 | no | 21665.3084 | 0 | 24300 |  |  | 0 |  |  | 0 | 0 | 0 | 0 | 0 |  | 0 | 0 | 0 | 0 | 0 | 21665.3084 | 15838.401 | 17556.976 | 0 | no | Surplus | yes |  | 0 | 0 | 0 | 2381.2043 | 0 | no | 0 | 0 | 0 | 2381.2043 | 0 |  |  | 0 | 0 | 0 | 0 | 0 |  | 0 | 0 | 0 | 0 | 0
| 22016.4632 | 0 | yes | Deficit |  |  | 0 | 0 | 0 | 0 | 0 |  | 0 | 0 | 0 | 0 | 4860 | no |  | 0 | 24300 | no | 22016.4632 | 0 | no | no | 0 | 0 | 0 | 0 | 0 |  | 0 | 0 | 0 | 0 | 0 | 22016.4632 | 14575.2929 | 17841.5423 | 0 | no | Surplus | yes |  | 0 | 0 | 0 | 2981.6831 | 0 | no | 0 | 0 | 0 | 2981.6831 | 0 |  |  | 0 | 0 | 0 | 0 | 0 |  | 0 | 0 | 0 | 0 | 0
| 21199.2273 | 0 | no | Surplus | yes |  | 0 | 0 | 0 | 817.236 | 0 | no | 0 | 0 | 0 | 817.236 | 4860 | no | 21199.2273 | 0 | 24300 |  |  | 0 |  |  | 0 | 0 | 0 | 0 | 0 |  | 0 | 0 | 0 | 0 | 0 | 21199.2273 | 15425.804 | 17179.2765 | 0 | no | Surplus | yes |  | 0 | 0 | 0 | 2415.7383 | 0 | no | 0 | 0 | 0 | 2415.7383 | 0 |  |  | 0 | 0 | 0 | 0 | 0 |  | 0 | 0 | 0 | 0 | 0
| 19215.2215 | 0 | no | Surplus | yes |  | 0 | 0 | 0 | 1984.0058 | 0 | no | 0 | 0 | 0 | 1984.0058 | 4860 | no | 19215.2215 | 0 | 24300 |  |  | 0 |  |  | 0 | 0 | 0 | 0 | 0 |  | 0 | 0 | 0 | 0 | 0 | 19215.2215 | 16866.8763 | 15571.4923 | 0 | no | Surplus | yes |  | 0 | 0 | 0 | 312.4002 | 0 | no | 0 | 0 | 0 | 312.4002 | 0 |  |  | 0 | 0 | 0 | 0 | 0 |  | 0 | 0 | 0 | 0 | 0
| 18759.1845 | 0 | no | Surplus | yes |  | 0 | 0 | 0 | 456.037 | 0 | no | 0 | 0 | 0 | 456.037 | 4860 | no | 18759.1845 | 0 | 24300 |  |  | 0 |  |  | 0 | 0 | 0 | 0 | 0 |  | 0 | 0 | 0 | 0 | 0 | 18759.1845 | 17126.7627 | 15201.9323 | 0 | yes | Deficit |  |  | 0 | 0 | 0 | 0 | 0 |  | 0 | 0 | 0 | 0 | 1555.2704 | yes |  | 0 | 0 | 0 | 1555.2704 | 0 | no | 0 | 0 | 0 | 1555.2704 | 0
| 17690.8059 | 0 | no | Surplus | yes |  | 0 | 0 | 0 | 1068.3786 | 0 | no | 0 | 0 | 0 | 1068.3786 | 4860 | no | 17690.8059 | 0 | 24300 |  |  | 0 |  |  | 0 | 0 | 0 | 0 | 0 |  | 0 | 0 | 0 | 0 | 0 | 17690.8059 | 17358.8613 | 14336.1474 | 0 | yes | Deficit |  |  | 0 | 0 | 0 | 0 | 0 |  | 0 | 0 | 0 | 0 | 2156.929 | yes |  | 0 | 0 | 0 | 2156.929 | 0 | no | 0 | 0 | 0 | 2156.929 | 0
| 18271.4084 | 0 | yes | Deficit |  |  | 0 | 0 | 0 | 0 | 0 |  | 0 | 0 | 0 | 0 | 4860 | no |  | 0 | 24300 | no | 18271.4084 | 0 | no | no | 0 | 0 | 0 | 0 | 0 |  | 0 | 0 | 0 | 0 | 0 | 18271.4084 | 16352.3912 | 14806.6518 | 0 | yes | Deficit |  |  | 0 | 0 | 0 | 0 | 0 |  | 0 | 0 | 0 | 0 | 2016.2438 | yes |  | 0 | 0 | 0 | 2016.2438 | 0 | no | 0 | 0 | 0 | 2016.2438 | 0
| 19893.5997 | 0 | yes | Deficit |  |  | 0 | 0 | 0 | 0 | 0 |  | 0 | 0 | 0 | 0 | 4860 | no |  | 0 | 24300 | no | 19893.5997 | 0 | no | no | 0 | 0 | 0 | 0 | 0 |  | 0 | 0 | 0 | 0 | 0 | 19893.5997 | 16374.274 | 16121.2315 | 0 | yes | Deficit |  |  | 0 | 0 | 0 | 0 | 0 |  | 0 | 0 | 0 | 0 | 1567.6222 | yes |  | 0 | 0 | 0 | 1567.6222 | 0 | no | 0 | 0 | 0 | 1567.6222 | 0
| 20118.1461 | 0 | yes | Deficit |  |  | 0 | 0 | 0 | 0 | 0 |  | 0 | 0 | 0 | 0 | 4860 | no |  | 0 | 24300 | no | 20118.1461 | 0 | no | no | 0 | 0 | 0 | 0 | 0 |  | 0 | 0 | 0 | 0 | 0 | 20118.1461 | 15889.3621 | 16303.1978 | 0 | no | Surplus | yes |  | 0 | 0 | 0 | 231.8694 | 0 | no | 0 | 0 | 0 | 231.8694 | 0 |  |  | 0 | 0 | 0 | 0 | 0 |  | 0 | 0 | 0 | 0 | 0
| 18715.7144 | 0 | no | Surplus | yes |  | 0 | 0 | 0 | 1402.4317 | 0 | no | 0 | 0 | 0 | 1402.4317 | 4860 | no | 18715.7144 | 0 | 24300 |  |  | 0 |  |  | 0 | 0 | 0 | 0 | 0 |  | 0 | 0 | 0 | 0 | 0 | 18715.7144 | 16770.6783 | 15166.7053 | 0 | yes | Deficit |  |  | 0 | 0 | 0 | 0 | 0 |  | 0 | 0 | 0 | 0 | 467.4805 | yes |  | 0 | 0 | 0 | 467.4805 | 0 | no | 0 | 0 | 0 | 467.4805 | 0
| 16568.5571 | 0 | no | Surplus | yes |  | 0 | 0 | 0 | 2147.1573 | 0 | no | 0 | 0 | 0 | 2147.1573 | 4860 | no | 16568.5571 | 0 | 24300 |  |  | 0 |  |  | 0 | 0 | 0 | 0 | 0 |  | 0 | 0 | 0 | 0 | 0 | 16568.5571 | 17179.1417 | 13426.7075 | 0 | yes | Deficit |  |  | 0 | 0 | 0 | 0 | 0 |  | 0 | 0 | 0 | 0 | 2012.4363 | yes |  | 0 | 0 | 0 | 2012.4363 | 0 | no | 0 | 0 | 0 | 2012.4363 | 0
| 20395.6153 | 0 | yes | Deficit |  |  | 0 | 0 | 0 | 0 | 0 |  | 0 | 0 | 0 | 0 | 4860 | no |  | 0 | 24300 | no | 20395.6153 | 0 | no | no | 0 | 0 | 0 | 0 | 0 |  | 0 | 0 | 0 | 0 | 0 | 20395.6153 | 17395.7397 | 16528.0513 | 0 | yes | Deficit |  |  | 0 | 0 | 0 | 0 | 0 |  | 0 | 0 | 0 | 0 | 3969.0322 | yes |  | 0 | 0 | 0 | 3969.0322 | 0 | no | 0 | 0 | 0 | 3969.0322 | 0
| 17915.9377 | 0 | no | Surplus | yes |  | 0 | 0 | 0 | 2479.6775 | 0 | no | 0 | 0 | 0 | 2479.6775 | 4860 | no | 17915.9377 | 0 | 24300 |  |  | 0 |  |  | 0 | 0 | 0 | 0 | 0 |  | 0 | 0 | 0 | 0 | 0 | 17915.9377 | 15220.4638 | 14518.5881 | 0 | no | Surplus | yes |  | 0 | 0 | 0 | 1307.5875 | 0 | no | 0 | 0 | 0 | 1307.5875 | 0 |  |  | 0 | 0 | 0 | 0 | 0 |  | 0 | 0 | 0 | 0 | 0
| 20795.885 | 0 | yes | Deficit |  |  | 0 | 0 | 0 | 0 | 0 |  | 0 | 0 | 0 | 0 | 4860 | no |  | 0 | 24300 | no | 20795.885 | 0 | no | no | 0 | 0 | 0 | 0 | 0 |  | 0 | 0 | 0 | 0 | 0 | 20795.885 | 17529.6255 | 16852.419 | 0 | yes | Deficit |  |  | 0 | 0 | 0 | 0 | 0 |  | 0 | 0 | 0 | 0 | 3011.0374 | yes |  | 0 | 0 | 0 | 3011.0374 | 0 | no | 0 | 0 | 0 | 3011.0374 | 0
| 21293.7182 | 0 | yes | Deficit |  |  | 0 | 0 | 0 | 0 | 0 |  | 0 | 0 | 0 | 0 | 4860 | no |  | 0 | 24300 | no | 21293.7182 | 0 | no | no | 0 | 0 | 0 | 0 | 0 |  | 0 | 0 | 0 | 0 | 0 | 21293.7182 | 17821.6337 | 17255.8494 | 0 | yes | Deficit |  |  | 0 | 0 | 0 | 0 | 0 |  | 0 | 0 | 0 | 0 | 969.2147 | yes |  | 0 | 0 | 0 | 969.2147 | 0 | no | 0 | 0 | 0 | 969.2147 | 0
| 18825.0758 | 0 | no | Surplus | yes |  | 0 | 0 | 0 | 2468.6424 | 0 | no | 0 | 0 | 0 | 2468.6424 | 4860 | no | 18825.0758 | 0 | 24300 |  |  | 0 |  |  | 0 | 0 | 0 | 0 | 0 |  | 0 | 0 | 0 | 0 | 0 | 18825.0758 | 17746.9116 | 15255.3288 | 0 | yes | Deficit |  |  | 0 | 0 | 0 | 0 | 0 |  | 0 | 0 | 0 | 0 | 491.0622 | yes |  | 0 | 0 | 0 | 491.0622 | 0 | no | 0 | 0 | 0 | 491.0622 | 0
| 17854.5789 | 0 | no | Surplus | yes |  | 0 | 0 | 0 | 970.4969 | 0 | no | 0 | 0 | 0 | 970.4969 | 4860 | no | 17854.5789 | 0 | 24300 |  |  | 0 |  |  | 0 | 0 | 0 | 0 | 0 |  | 0 | 0 | 0 | 0 | 0 | 17854.5789 | 17647.6528 | 14468.8646 | 0 | yes | Deficit |  |  | 0 | 0 | 0 | 0 | 0 |  | 0 | 0 | 0 | 0 | 2392.324 | yes |  | 0 | 0 | 0 | 2392.324 | 0 | no | 0 | 0 | 0 | 2392.324 | 0
| 18890.8316 | 0 | yes | Deficit |  |  | 0 | 0 | 0 | 0 | 0 |  | 0 | 0 | 0 | 0 | 4860 | no |  | 0 | 24300 | no | 18890.8316 | 0 | no | no | 0 | 0 | 0 | 0 | 0 |  | 0 | 0 | 0 | 0 | 0 | 18890.8316 | 17158.8125 | 15308.6156 | 0 | yes | Deficit |  |  | 0 | 0 | 0 | 0 | 0 |  | 0 | 0 | 0 | 0 | 2689.9479 | yes |  | 0 | 0 | 0 | 2689.9479 | 0 | no | 0 | 0 | 0 | 2689.9479 | 0
| 18673.5051 | 0 | no | Surplus | yes |  | 0 | 0 | 0 | 217.3265 | 0 | no | 0 | 0 | 0 | 217.3265 | 4860 | no | 18673.5051 | 0 | 24300 |  |  | 0 |  |  | 0 | 0 | 0 | 0 | 0 |  | 0 | 0 | 0 | 0 | 0 | 18673.5051 | 16613.4881 | 15132.5001 | 0 | yes | Deficit |  |  | 0 | 0 | 0 | 0 | 0 |  | 0 | 0 | 0 | 0 | 1304.8725 | yes |  | 0 | 0 | 0 | 1304.8725 | 0 | no | 0 | 0 | 0 | 1304.8725 | 0
| 16505.6808 | 0 | no | Surplus | yes |  | 0 | 0 | 0 | 2167.8243 | 0 | no | 0 | 0 | 0 | 2167.8243 | 4860 | no | 16505.6808 | 0 | 24300 |  |  | 0 |  |  | 0 | 0 | 0 | 0 | 0 |  | 0 | 0 | 0 | 0 | 0 | 16505.6808 | 17599.6758 | 13375.7543 | 0 | yes | Deficit |  |  | 0 | 0 | 0 | 0 | 0 |  | 0 | 0 | 0 | 0 | 2467.1758 | yes |  | 0 | 0 | 0 | 2467.1758 | 0 | no | 0 | 0 | 0 | 2467.1758 | 0
| 18778.6701 | 0 | yes | Deficit |  |  | 0 | 0 | 0 | 0 | 0 |  | 0 | 0 | 0 | 0 | 4860 | no |  | 0 | 24300 | no | 18778.6701 | 0 | no | no | 0 | 0 | 0 | 0 | 0 |  | 0 | 0 | 0 | 0 | 0 | 18778.6701 | 17947.7693 | 15217.7229 | 0 | yes | Deficit |  |  | 0 | 0 | 0 | 0 | 0 |  | 0 | 0 | 0 | 0 | 4572.0151 | yes |  | 0 | 0 | 0 | 4572.0151 | 0 | no | 0 | 0 | 0 | 4572.0151 | 0
| 18941.0226 | 0 | yes | Deficit |  |  | 0 | 0 | 0 | 0 | 0 |  | 0 | 0 | 0 | 0 | 4860 | no |  | 0 | 24300 | no | 18941.0226 | 0 | no | no | 0 | 0 | 0 | 0 | 0 |  | 0 | 0 | 0 | 0 | 0 | 18941.0226 | 17120.5321 | 15349.289 | 0 | yes | Deficit |  |  | 0 | 0 | 0 | 0 | 0 |  | 0 | 0 | 0 | 0 | 1902.8092 | yes |  | 0 | 0 | 0 | 1902.8092 | 0 | no | 0 | 0 | 0 | 1902.8092 | 0
| 17170.3555 | 0 | no | Surplus | yes |  | 0 | 0 | 0 | 1770.6671 | 0 | no | 0 | 0 | 0 | 1770.6671 | 4860 | no | 17170.3555 | 0 | 24300 |  |  | 0 |  |  | 0 | 0 | 0 | 0 | 0 |  | 0 | 0 | 0 | 0 | 0 | 17170.3555 | 17213.5554 | 13914.3886 | 0 | yes | Deficit |  |  | 0 | 0 | 0 | 0 | 0 |  | 0 | 0 | 0 | 0 | 1864.2664 | yes |  | 0 | 0 | 0 | 1864.2664 | 0 | no | 0 | 0 | 0 | 1864.2664 | 0
| 16363.638 | 0 | no | Surplus | yes |  | 0 | 0 | 0 | 806.7175 | 0 | no | 0 | 0 | 0 | 806.7175 | 4860 | no | 16363.638 | 0 | 24300 |  |  | 0 |  |  | 0 | 0 | 0 | 0 | 0 |  | 0 | 0 | 0 | 0 | 0 | 16363.638 | 17585.7146 | 13260.6466 | 0 | yes | Deficit |  |  | 0 | 0 | 0 | 0 | 0 |  | 0 | 0 | 0 | 0 | 3671.3261 | yes |  | 0 | 0 | 0 | 3671.3261 | 0 | no | 0 | 0 | 0 | 3671.3261 | 0
| 16402.1378 | 0 | yes | Deficit |  |  | 0 | 0 | 0 | 0 | 0 |  | 0 | 0 | 0 | 0 | 4860 | no |  | 0 | 24300 | no | 16402.1378 | 0 | no | no | 0 | 0 | 0 | 0 | 0 |  | 0 | 0 | 0 | 0 | 0 | 16402.1378 | 17528.9442 | 13291.8459 | 0 | yes | Deficit |  |  | 0 | 0 | 0 | 0 | 0 |  | 0 | 0 | 0 | 0 | 4268.2976 | yes |  | 0 | 0 | 0 | 4268.2976 | 0 | no | 0 | 0 | 0 | 4268.2976 | 0
| 16937.5161 | 0 | yes | Deficit |  |  | 0 | 0 | 0 | 0 | 0 |  | 0 | 0 | 0 | 0 | 4860 | no |  | 0 | 24300 | no | 16937.5161 | 0 | no | no | 0 | 0 | 0 | 0 | 0 |  | 0 | 0 | 0 | 0 | 0 | 16937.5161 | 17609.8355 | 13725.7019 | 0 | yes | Deficit |  |  | 0 | 0 | 0 | 0 | 0 |  | 0 | 0 | 0 | 0 | 4317.9896 | yes |  | 0 | 0 | 0 | 4317.9896 | 0 | no | 0 | 0 | 0 | 4317.9896 | 0
| 15452.2227 | 0 | no | Surplus | yes |  | 0 | 0 | 0 | 1485.2934 | 0 | no | 0 | 0 | 0 | 1485.2934 | 4860 | no | 15452.2227 | 0 | 24300 |  |  | 0 |  |  | 0 | 0 | 0 | 0 | 0 |  | 0 | 0 | 0 | 0 | 0 | 15452.2227 | 17577.5274 | 12522.0606 | 0 | yes | Deficit |  |  | 0 | 0 | 0 | 0 | 0 |  | 0 | 0 | 0 | 0 | 3851.8256 | yes |  | 0 | 0 | 0 | 3851.8256 | 0 | no | 0 | 0 | 0 | 3851.8256 | 0
| 13508.2864 | 0 | no | Surplus | yes |  | 0 | 0 | 0 | 1943.9363 | 0 | no | 0 | 0 | 0 | 1943.9363 | 4860 | no | 13508.2864 | 0 | 24300 |  |  | 0 |  |  | 0 | 0 | 0 | 0 | 0 |  | 0 | 0 | 0 | 0 | 0 | 13508.2864 | 17463.7001 | 10946.7475 | 0 | yes | Deficit |  |  | 0 | 0 | 0 | 0 | 0 |  | 0 | 0 | 0 | 0 | 4941.6395 | yes |  | 0 | 0 | 0 | 4941.6395 | 0 | no | 0 | 0 | 0 | 4941.6395 | 0
| 16161.8154 | 0 | yes | Deficit |  |  | 0 | 0 | 0 | 0 | 0 |  | 0 | 0 | 0 | 0 | 4860 | no |  | 0 | 24300 | no | 16161.8154 | 0 | no | no | 0 | 0 | 0 | 0 | 0 |  | 0 | 0 | 0 | 0 | 0 | 16161.8154 | 17387.525 | 13097.0952 | 0 | yes | Deficit |  |  | 0 | 0 | 0 | 0 | 0 |  | 0 | 0 | 0 | 0 | 6440.7775 | yes |  | 0 | 0 | 0 | 6440.7775 | 0 | no | 0 | 0 | 0 | 6440.7775 | 0
| 17312.6402 | 0 | yes | Deficit |  |  | 0 | 0 | 0 | 0 | 0 |  | 0 | 0 | 0 | 0 | 4860 | no |  | 0 | 24300 | no | 17312.6402 | 0 | no | no | 0 | 0 | 0 | 0 | 0 |  | 0 | 0 | 0 | 0 | 0 | 17312.6402 | 17078.0425 | 14029.6922 | 0 | yes | Deficit |  |  | 0 | 0 | 0 | 0 | 0 |  | 0 | 0 | 0 | 0 | 3980.9473 | yes |  | 0 | 0 | 0 | 3980.9473 | 0 | no | 0 | 0 | 0 | 3980.9473 | 0
| 17376.2853 | 0 | yes | Deficit |  |  | 0 | 0 | 0 | 0 | 0 |  | 0 | 0 | 0 | 0 | 4860 | no |  | 0 | 24300 | no | 17376.2853 | 0 | no | no | 0 | 0 | 0 | 0 | 0 |  | 0 | 0 | 0 | 0 | 0 | 17376.2853 | 16577.9184 | 14081.2685 | 0 | yes | Deficit |  |  | 0 | 0 | 0 | 0 | 0 |  | 0 | 0 | 0 | 0 | 2548.2261 | yes |  | 0 | 0 | 0 | 2548.2261 | 0 | no | 0 | 0 | 0 | 2548.2261 | 0
| 18806.966 | 0 | yes | Deficit |  |  | 0 | 0 | 0 | 0 | 0 |  | 0 | 0 | 0 | 0 | 4860 | no |  | 0 | 24300 | no | 18806.966 | 0 | no | no | 0 | 0 | 0 | 0 | 0 |  | 0 | 0 | 0 | 0 | 0 | 18806.966 | 17450.7306 | 15240.6532 | 0 | yes | Deficit |  |  | 0 | 0 | 0 | 0 | 0 |  | 0 | 0 | 0 | 0 | 3369.4621 | yes |  | 0 | 0 | 0 | 3369.4621 | 0 | no | 0 | 0 | 0 | 3369.4621 | 0
| 20019.2823 | 0 | yes | Deficit |  |  | 0 | 0 | 0 | 0 | 0 |  | 0 | 0 | 0 | 0 | 4860 | no |  | 0 | 24300 | no | 20019.2823 | 0 | no | no | 0 | 0 | 0 | 0 | 0 |  | 0 | 0 | 0 | 0 | 0 | 20019.2823 | 17720.5885 | 16223.0813 | 0 | yes | Deficit |  |  | 0 | 0 | 0 | 0 | 0 |  | 0 | 0 | 0 | 0 | 2479.9353 | yes |  | 0 | 0 | 0 | 2479.9353 | 0 | no | 0 | 0 | 0 | 2479.9353 | 0
| 17896.3725 | 0 | no | Surplus | yes |  | 0 | 0 | 0 | 2122.9098 | 0 | no | 0 | 0 | 0 | 2122.9098 | 4860 | no | 17896.3725 | 0 | 24300 |  |  | 0 |  |  | 0 | 0 | 0 | 0 | 0 |  | 0 | 0 | 0 | 0 | 0 | 17896.3725 | 17856.1455 | 14502.733 | 0 | yes | Deficit |  |  | 0 | 0 | 0 | 0 | 0 |  | 0 | 0 | 0 | 0 | 1633.0642 | yes |  | 0 | 0 | 0 | 1633.0642 | 0 | no | 0 | 0 | 0 | 1633.0642 | 0
| 17792.7888 | 0 | no | Surplus | yes |  | 0 | 0 | 0 | 103.5837 | 0 | no | 0 | 0 | 0 | 103.5837 | 4860 | no | 17792.7888 | 0 | 24300 |  |  | 0 |  |  | 0 | 0 | 0 | 0 | 0 |  | 0 | 0 | 0 | 0 | 0 | 17792.7888 | 17658.7996 | 14418.7916 | 0 | yes | Deficit |  |  | 0 | 0 | 0 | 0 | 0 |  | 0 | 0 | 0 | 0 | 3156.0666 | yes |  | 0 | 0 | 0 | 3156.0666 | 0 | no | 0 | 0 | 0 | 3156.0666 | 0
| 17267.1999 | 0 | no | Surplus | yes |  | 0 | 0 | 0 | 525.5889 | 0 | no | 0 | 0 | 0 | 525.5889 | 4860 | no | 17267.1999 | 0 | 24300 |  |  | 0 |  |  | 0 | 0 | 0 | 0 | 0 |  | 0 | 0 | 0 | 0 | 0 | 17267.1999 | 17896.3211 | 13992.8686 | 0 | yes | Deficit |  |  | 0 | 0 | 0 | 0 | 0 |  | 0 | 0 | 0 | 0 | 3477.5296 | yes |  | 0 | 0 | 0 | 3477.5296 | 0 | no | 0 | 0 | 0 | 3477.5296 | 0
| 18077.4079 | 0 | yes | Deficit |  |  | 0 | 0 | 0 | 0 | 0 |  | 0 | 0 | 0 | 0 | 4860 | no |  | 0 | 24300 | no | 18077.4079 | 0 | no | no | 0 | 0 | 0 | 0 | 0 |  | 0 | 0 | 0 | 0 | 0 | 18077.4079 | 17152.052 | 14649.4392 | 0 | yes | Deficit |  |  | 0 | 0 | 0 | 0 | 0 |  | 0 | 0 | 0 | 0 | 3159.1834 | yes |  | 0 | 0 | 0 | 3159.1834 | 0 | no | 0 | 0 | 0 | 3159.1834 | 0
| 18217.3113 | 0 | yes | Deficit |  |  | 0 | 0 | 0 | 0 | 0 |  | 0 | 0 | 0 | 0 | 4860 | no |  | 0 | 24300 | no | 18217.3113 | 0 | no | no | 0 | 0 | 0 | 0 | 0 |  | 0 | 0 | 0 | 0 | 0 | 18217.3113 | 17758.5327 | 14762.8131 | 0 | yes | Deficit |  |  | 0 | 0 | 0 | 0 | 0 |  | 0 | 0 | 0 | 0 | 3109.0935 | yes |  | 0 | 0 | 0 | 3109.0935 | 0 | no | 0 | 0 | 0 | 3109.0935 | 0
| 16405.6038 | 0 | no | Surplus | yes |  | 0 | 0 | 0 | 1811.7075 | 0 | no | 0 | 0 | 0 | 1811.7075 | 4860 | no | 16405.6038 | 0 | 24300 |  |  | 0 |  |  | 0 | 0 | 0 | 0 | 0 |  | 0 | 0 | 0 | 0 | 0 | 16405.6038 | 17617.6426 | 13294.6546 | 0 | yes | Deficit |  |  | 0 | 0 | 0 | 0 | 0 |  | 0 | 0 | 0 | 0 | 2854.8295 | yes |  | 0 | 0 | 0 | 2854.8295 | 0 | no | 0 | 0 | 0 | 2854.8295 | 0
| 17301.645 | 0 | yes | Deficit |  |  | 0 | 0 | 0 | 0 | 0 |  | 0 | 0 | 0 | 0 | 4860 | no |  | 0 | 24300 | no | 17301.645 | 0 | no | no | 0 | 0 | 0 | 0 | 0 |  | 0 | 0 | 0 | 0 | 0 | 17301.645 | 15986.8985 | 14020.782 | 0 | yes | Deficit |  |  | 0 | 0 | 0 | 0 | 0 |  | 0 | 0 | 0 | 0 | 2692.244 | yes |  | 0 | 0 | 0 | 2692.244 | 0 | no | 0 | 0 | 0 | 2692.244 | 0
| 18426.5993 | 0 | yes | Deficit |  |  | 0 | 0 | 0 | 0 | 0 |  | 0 | 0 | 0 | 0 | 4860 | no |  | 0 | 24300 | no | 18426.5993 | 0 | no | no | 0 | 0 | 0 | 0 | 0 |  | 0 | 0 | 0 | 0 | 0 | 18426.5993 | 15279.2095 | 14932.4143 | 0 | yes | Deficit |  |  | 0 | 0 | 0 | 0 | 0 |  | 0 | 0 | 0 | 0 | 1258.4275 | yes |  | 0 | 0 | 0 | 1258.4275 | 0 | no | 0 | 0 | 0 | 1258.4275 | 0
| 19470.165 | 0 | yes | Deficit |  |  | 0 | 0 | 0 | 0 | 0 |  | 0 | 0 | 0 | 0 | 4860 | no |  | 0 | 24300 | no | 19470.165 | 0 | no | no | 0 | 0 | 0 | 0 | 0 |  | 0 | 0 | 0 | 0 | 0 | 19470.165 | 14135.7467 | 15778.0916 | 0 | no | Surplus | yes |  | 0 | 0 | 0 | 796.6676 | 0 | no | 0 | 0 | 0 | 796.6676 | 0 |  |  | 0 | 0 | 0 | 0 | 0 |  | 0 | 0 | 0 | 0 | 0
| 20371.0622 | 0 | yes | Deficit |  |  | 0 | 0 | 0 | 0 | 0 |  | 0 | 0 | 0 | 0 | 4860 | no |  | 0 | 24300 | no | 20371.0622 | 0 | no | no | 0 | 0 | 0 | 0 | 0 |  | 0 | 0 | 0 | 0 | 0 | 20371.0622 | 14748.064 | 16508.1542 | 0 | no | Surplus | yes |  | 0 | 0 | 0 | 1030.0276 | 0 | no | 0 | 0 | 0 | 1030.0276 | 0 |  |  | 0 | 0 | 0 | 0 | 0 |  | 0 | 0 | 0 | 0 | 0
| 20957.2131 | 0 | yes | Deficit |  |  | 0 | 0 | 0 | 0 | 0 |  | 0 | 0 | 0 | 0 | 4860 | no |  | 0 | 24300 | no | 20957.2131 | 0 | no | no | 0 | 0 | 0 | 0 | 0 |  | 0 | 0 | 0 | 0 | 0 | 20957.2131 | 15773.2517 | 16983.1549 | 0 | no | Surplus | yes |  | 0 | 0 | 0 | 734.9024 | 0 | no | 0 | 0 | 0 | 734.9024 | 0 |  |  | 0 | 0 | 0 | 0 | 0 |  | 0 | 0 | 0 | 0 | 0
| 18781.3016 | 0 | no | Surplus | yes |  | 0 | 0 | 0 | 2175.9115 | 0 | no | 0 | 0 | 0 | 2175.9115 | 4860 | no | 18781.3016 | 0 | 24300 |  |  | 0 |  |  | 0 | 0 | 0 | 0 | 0 |  | 0 | 0 | 0 | 0 | 0 | 18781.3016 | 16390.798 | 15219.8554 | 0 | no | Surplus | yes |  | 0 | 0 | 0 | 592.3569 | 0 | no | 0 | 0 | 0 | 592.3569 | 0 |  |  | 0 | 0 | 0 | 0 | 0 |  | 0 | 0 | 0 | 0 | 0
| 19012.7104 | 0 | yes | Deficit |  |  | 0 | 0 | 0 | 0 | 0 |  | 0 | 0 | 0 | 0 | 4860 | no |  | 0 | 24300 | no | 19012.7104 | 0 | no | no | 0 | 0 | 0 | 0 | 0 |  | 0 | 0 | 0 | 0 | 0 | 19012.7104 | 17003.6745 | 15407.3828 | 0 | yes | Deficit |  |  | 0 | 0 | 0 | 0 | 0 |  | 0 | 0 | 0 | 0 | 1783.8191 | yes |  | 0 | 0 | 0 | 1783.8191 | 0 | no | 0 | 0 | 0 | 1783.8191 | 0
| 17572.9167 | 0 | no | Surplus | yes |  | 0 | 0 | 0 | 1439.7937 | 0 | no | 0 | 0 | 0 | 1439.7937 | 4860 | no | 17572.9167 | 0 | 24300 |  |  | 0 |  |  | 0 | 0 | 0 | 0 | 0 |  | 0 | 0 | 0 | 0 | 0 | 17572.9167 | 16626.0418 | 14240.6132 | 0 | yes | Deficit |  |  | 0 | 0 | 0 | 0 | 0 |  | 0 | 0 | 0 | 0 | 1218.659 | yes |  | 0 | 0 | 0 | 1218.659 | 0 | no | 0 | 0 | 0 | 1218.659 | 0
| 17819.0521 | 0 | yes | Deficit |  |  | 0 | 0 | 0 | 0 | 0 |  | 0 | 0 | 0 | 0 | 4860 | no |  | 0 | 24300 | no | 17819.0521 | 0 | no | no | 0 | 0 | 0 | 0 | 0 |  | 0 | 0 | 0 | 0 | 0 | 17819.0521 | 15922.5178 | 14440.0747 | 0 | yes | Deficit |  |  | 0 | 0 | 0 | 0 | 0 |  | 0 | 0 | 0 | 0 | 1681.9045 | yes |  | 0 | 0 | 0 | 1681.9045 | 0 | no | 0 | 0 | 0 | 1681.9045 | 0
| 18632.7669 | 0 | yes | Deficit |  |  | 0 | 0 | 0 | 0 | 0 |  | 0 | 0 | 0 | 0 | 4860 | no |  | 0 | 24300 | no | 18632.7669 | 0 | no | no | 0 | 0 | 0 | 0 | 0 |  | 0 | 0 | 0 | 0 | 0 | 18632.7669 | 17077.5246 | 15099.487 | 0 | yes | Deficit |  |  | 0 | 0 | 0 | 0 | 0 |  | 0 | 0 | 0 | 0 | 2637.4499 | yes |  | 0 | 0 | 0 | 2637.4499 | 0 | no | 0 | 0 | 0 | 2637.4499 | 0
| 21442.7533 | 0 | yes | Deficit |  |  | 0 | 0 | 0 | 0 | 0 |  | 0 | 0 | 0 | 0 | 4860 | no |  | 0 | 24300 | no | 21442.7533 | 0 | no | no | 0 | 0 | 0 | 0 | 0 |  | 0 | 0 | 0 | 0 | 0 | 21442.7533 | 16025.0346 | 17376.6234 | 0 | yes | Deficit |  |  | 0 | 0 | 0 | 0 | 0 |  | 0 | 0 | 0 | 0 | 925.5476 | yes |  | 0 | 0 | 0 | 925.5476 | 0 | no | 0 | 0 | 0 | 925.5476 | 0
| 17274.2235 | 0 | no | Surplus | yes |  | 0 | 0 | 0 | 4168.5298 | 0 | no | 0 | 0 | 0 | 4168.5298 | 4860 | no | 17274.2235 | 0 | 24300 |  |  | 0 |  |  | 0 | 0 | 0 | 0 | 0 |  | 0 | 0 | 0 | 0 | 0 | 17274.2235 | 16517.3444 | 13998.5603 | 0 | no | Surplus | yes |  | 0 | 0 | 0 | 859.279 | 0 | no | 0 | 0 | 0 | 859.279 | 0 |  |  | 0 | 0 | 0 | 0 | 0 |  | 0 | 0 | 0 | 0 | 0
| 18081.3473 | 0 | yes | Deficit |  |  | 0 | 0 | 0 | 0 | 0 |  | 0 | 0 | 0 | 0 | 4860 | no |  | 0 | 24300 | no | 18081.3473 | 0 | no | no | 0 | 0 | 0 | 0 | 0 |  | 0 | 0 | 0 | 0 | 0 | 18081.3473 | 17499.6608 | 14652.6316 | 0 | yes | Deficit |  |  | 0 | 0 | 0 | 0 | 0 |  | 0 | 0 | 0 | 0 | 3501.1005 | yes |  | 0 | 0 | 0 | 3501.1005 | 0 | no | 0 | 0 | 0 | 3501.1005 | 0
| 18848.6949 | 0 | yes | Deficit |  |  | 0 | 0 | 0 | 0 | 0 |  | 0 | 0 | 0 | 0 | 4860 | no |  | 0 | 24300 | no | 18848.6949 | 0 | no | no | 0 | 0 | 0 | 0 | 0 |  | 0 | 0 | 0 | 0 | 0 | 18848.6949 | 17925.1088 | 15274.4692 | 0 | yes | Deficit |  |  | 0 | 0 | 0 | 0 | 0 |  | 0 | 0 | 0 | 0 | 3272.4772 | yes |  | 0 | 0 | 0 | 3272.4772 | 0 | no | 0 | 0 | 0 | 3272.4772 | 0
| 19019.0501 | 0 | yes | Deficit |  |  | 0 | 0 | 0 | 0 | 0 |  | 0 | 0 | 0 | 0 | 4860 | no |  | 0 | 24300 | no | 19019.0501 | 0 | no | no | 0 | 0 | 0 | 0 | 0 |  | 0 | 0 | 0 | 0 | 0 | 19019.0501 | 16765.979 | 15412.5203 | 0 | yes | Deficit |  |  | 0 | 0 | 0 | 0 | 0 |  | 0 | 0 | 0 | 0 | 1491.5098 | yes |  | 0 | 0 | 0 | 1491.5098 | 0 | no | 0 | 0 | 0 | 1491.5098 | 0
| 19668.1117 | 0 | yes | Deficit |  |  | 0 | 0 | 0 | 0 | 0 |  | 0 | 0 | 0 | 0 | 4860 | no |  | 0 | 24300 | no | 19668.1117 | 0 | no | no | 0 | 0 | 0 | 0 | 0 |  | 0 | 0 | 0 | 0 | 0 | 19668.1117 | 16928.7212 | 15938.5022 | 0 | yes | Deficit |  |  | 0 | 0 | 0 | 0 | 0 |  | 0 | 0 | 0 | 0 | 1516.2009 | yes |  | 0 | 0 | 0 | 1516.2009 | 0 | no | 0 | 0 | 0 | 1516.2009 | 0
| 21606.2196 | 0 | yes | Deficit |  |  | 0 | 0 | 0 | 0 | 0 |  | 0 | 0 | 0 | 0 | 4860 | no |  | 0 | 24300 | no | 21606.2196 | 0 | no | no | 0 | 0 | 0 | 0 | 0 |  | 0 | 0 | 0 | 0 | 0 | 21606.2196 | 17206.6464 | 17509.0921 | 0 | yes | Deficit |  |  | 0 | 0 | 0 | 0 | 0 |  | 0 | 0 | 0 | 0 | 1268.1442 | yes |  | 0 | 0 | 0 | 1268.1442 | 0 | no | 0 | 0 | 0 | 1268.1442 | 0
| 17551.1068 | 0 | no | Surplus | yes |  | 0 | 0 | 0 | 4055.1128 | 0 | no | 0 | 0 | 0 | 4055.1128 | 4860 | no | 17551.1068 | 0 | 24300 |  |  | 0 |  |  | 0 | 0 | 0 | 0 | 0 |  | 0 | 0 | 0 | 0 | 0 | 17551.1068 | 17754.5724 | 14222.9391 | 0 | yes | Deficit |  |  | 0 | 0 | 0 | 0 | 0 |  | 0 | 0 | 0 | 0 | 245.4803 | yes |  | 0 | 0 | 0 | 245.4803 | 0 | no | 0 | 0 | 0 | 245.4803 | 0
| 15859.964 | 0 | no | Surplus | yes |  | 0 | 0 | 0 | 1691.1428 | 0 | no | 0 | 0 | 0 | 1691.1428 | 4860 | no | 15859.964 | 0 | 24300 |  |  | 0 |  |  | 0 | 0 | 0 | 0 | 0 |  | 0 | 0 | 0 | 0 | 0 | 15859.964 | 18050.3816 | 12852.483 | 0 | yes | Deficit |  |  | 0 | 0 | 0 | 0 | 0 |  | 0 | 0 | 0 | 0 | 3827.4425 | yes |  | 0 | 0 | 0 | 3827.4425 | 0 | no | 0 | 0 | 0 | 3827.4425 | 0
| 14713.108 | 0 | no | Surplus | yes |  | 0 | 0 | 0 | 1146.856 | 0 | no | 0 | 0 | 0 | 1146.856 | 4860 | no | 14713.108 | 0 | 24300 |  |  | 0 |  |  | 0 | 0 | 0 | 0 | 0 |  | 0 | 0 | 0 | 0 | 0 | 14713.108 | 18377.2094 | 11923.1021 | 0 | yes | Deficit |  |  | 0 | 0 | 0 | 0 | 0 |  | 0 | 0 | 0 | 0 | 5524.7264 | yes |  | 0 | 0 | 0 | 5524.7264 | 0 | no | 0 | 0 | 0 | 5524.7264 | 0
| 12505.7809 | 0 | no | Surplus | yes |  | 0 | 0 | 0 | 2207.3272 | 0 | no | 0 | 0 | 0 | 2207.3272 | 4860 | no | 12505.7809 | 0 | 24300 |  |  | 0 |  |  | 0 | 0 | 0 | 0 | 0 |  | 0 | 0 | 0 | 0 | 0 | 12505.7809 | 16922.5993 | 10134.3443 | 0 | yes | Deficit |  |  | 0 | 0 | 0 | 0 | 0 |  | 0 | 0 | 0 | 0 | 4999.4971 | yes |  | 0 | 0 | 0 | 4999.4971 | 0 | no | 0 | 0 | 0 | 4999.4971 | 0
| 14592.5591 | 0 | yes | Deficit |  |  | 0 | 0 | 0 | 0 | 0 |  | 0 | 0 | 0 | 0 | 4860 | no |  | 0 | 24300 | no | 14592.5591 | 0 | no | no | 0 | 0 | 0 | 0 | 0 |  | 0 | 0 | 0 | 0 | 0 | 14592.5591 | 16419.2829 | 11825.4125 | 0 | yes | Deficit |  |  | 0 | 0 | 0 | 0 | 0 |  | 0 | 0 | 0 | 0 | 6284.9386 | yes |  | 0 | 0 | 0 | 6284.9386 | 0 | no | 0 | 0 | 0 | 6284.9386 | 0
| 17493.4667 | 0 | yes | Deficit |  |  | 0 | 0 | 0 | 0 | 0 |  | 0 | 0 | 0 | 0 | 4860 | no |  | 0 | 24300 | no | 17493.4667 | 0 | no | no | 0 | 0 | 0 | 0 | 0 |  | 0 | 0 | 0 | 0 | 0 | 17493.4667 | 16333.9194 | 14176.2291 | 0 | yes | Deficit |  |  | 0 | 0 | 0 | 0 | 0 |  | 0 | 0 | 0 | 0 | 4508.5069 | yes |  | 0 | 0 | 0 | 4508.5069 | 0 | no | 0 | 0 | 0 | 4508.5069 | 0
| 13861.9365 | 0 | no | Surplus | yes |  | 0 | 0 | 0 | 3631.5302 | 0 | no | 0 | 0 | 0 | 3631.5302 | 4860 | no | 13861.9365 | 0 | 24300 |  |  | 0 |  |  | 0 | 0 | 0 | 0 | 0 |  | 0 | 0 | 0 | 0 | 0 | 13861.9365 | 16967.1655 | 11233.3359 | 0 | yes | Deficit |  |  | 0 | 0 | 0 | 0 | 0 |  | 0 | 0 | 0 | 0 | 2790.9364 | yes |  | 0 | 0 | 0 | 2790.9364 | 0 | no | 0 | 0 | 0 | 2790.9364 | 0
| 14255.5194 | 0 | yes | Deficit |  |  | 0 | 0 | 0 | 0 | 0 |  | 0 | 0 | 0 | 0 | 4860 | no |  | 0 | 24300 | no | 14255.5194 | 0 | no | no | 0 | 0 | 0 | 0 | 0 |  | 0 | 0 | 0 | 0 | 0 | 14255.5194 | 15251.0004 | 11552.2847 | 0 | yes | Deficit |  |  | 0 | 0 | 0 | 0 | 0 |  | 0 | 0 | 0 | 0 | 4017.6644 | yes |  | 0 | 0 | 0 | 4017.6644 | 0 | no | 0 | 0 | 0 | 4017.6644 | 0
| 14548.8459 | 0 | yes | Deficit |  |  | 0 | 0 | 0 | 0 | 0 |  | 0 | 0 | 0 | 0 | 4860 | no |  | 0 | 24300 | no | 14548.8459 | 0 | no | no | 0 | 0 | 0 | 0 | 0 |  | 0 | 0 | 0 | 0 | 0 | 14548.8459 | 17002.8166 | 11789.9886 | 0 | yes | Deficit |  |  | 0 | 0 | 0 | 0 | 0 |  | 0 | 0 | 0 | 0 | 5450.5319 | yes |  | 0 | 0 | 0 | 5450.5319 | 0 | no | 0 | 0 | 0 | 5450.5319 | 0
| 15494.5668 | 0 | yes | Deficit |  |  | 0 | 0 | 0 | 0 | 0 |  | 0 | 0 | 0 | 0 | 4860 | no |  | 0 | 24300 | no | 15494.5668 | 0 | no | no | 0 | 0 | 0 | 0 | 0 |  | 0 | 0 | 0 | 0 | 0 | 15494.5668 | 15552.8907 | 12556.375 | 0 | yes | Deficit |  |  | 0 | 0 | 0 | 0 | 0 |  | 0 | 0 | 0 | 0 | 3762.9021 | yes |  | 0 | 0 | 0 | 3762.9021 | 0 | no | 0 | 0 | 0 | 3762.9021 | 0
| 18196.9107 | 0 | yes | Deficit |  |  | 0 | 0 | 0 | 0 | 0 |  | 0 | 0 | 0 | 0 | 4860 | no |  | 0 | 24300 | no | 18196.9107 | 0 | no | no | 0 | 0 | 0 | 0 | 0 |  | 0 | 0 | 0 | 0 | 0 | 18196.9107 | 14152.2945 | 14746.2809 | 0 | yes | Deficit |  |  | 0 | 0 | 0 | 0 | 0 |  | 0 | 0 | 0 | 0 | 1595.9195 | yes |  | 0 | 0 | 0 | 1595.9195 | 0 | no | 0 | 0 | 0 | 1595.9195 | 0
| 18065.8297 | 0 | no | Surplus | yes |  | 0 | 0 | 0 | 131.0809 | 0 | no | 0 | 0 | 0 | 131.0809 | 4860 | no | 18065.8297 | 0 | 24300 |  |  | 0 |  |  | 0 | 0 | 0 | 0 | 0 |  | 0 | 0 | 0 | 0 | 0 | 18065.8297 | 14375.444 | 14640.0565 | 0 | no | Surplus | yes |  | 0 | 0 | 0 | 370.8369 | 0 | no | 0 | 0 | 0 | 370.8369 | 0 |  |  | 0 | 0 | 0 | 0 | 0 |  | 0 | 0 | 0 | 0 | 0
| 20854.2026 | 0 | yes | Deficit |  |  | 0 | 0 | 0 | 0 | 0 |  | 0 | 0 | 0 | 0 | 4860 | no |  | 0 | 24300 | no | 20854.2026 | 0 | no | no | 0 | 0 | 0 | 0 | 0 |  | 0 | 0 | 0 | 0 | 0 | 20854.2026 | 13011.7297 | 16899.678 | 0 | no | Surplus | yes |  | 0 | 0 | 0 | 1628.3268 | 0 | no | 0 | 0 | 0 | 1628.3268 | 0 |  |  | 0 | 0 | 0 | 0 | 0 |  | 0 | 0 | 0 | 0 | 0
| 19202.1052 | 0 | no | Surplus | yes |  | 0 | 0 | 0 | 1652.0974 | 0 | no | 0 | 0 | 0 | 1652.0974 | 4860 | no | 19202.1052 | 0 | 24300 |  |  | 0 |  |  | 0 | 0 | 0 | 0 | 0 |  | 0 | 0 | 0 | 0 | 0 | 19202.1052 | 13231.3919 | 15560.8632 | 0 | no | Surplus | yes |  | 0 | 0 | 0 | 3668.2861 | 0 | no | 0 | 0 | 0 | 3668.2861 | 0 |  |  | 0 | 0 | 0 | 0 | 0 |  | 0 | 0 | 0 | 0 | 0
| 18205.1798 | 0 | no | Surplus | yes |  | 0 | 0 | 0 | 996.9254 | 0 | no | 0 | 0 | 0 | 996.9254 | 4860 | no | 18205.1798 | 0 | 24300 |  |  | 0 |  |  | 0 | 0 | 0 | 0 | 0 |  | 0 | 0 | 0 | 0 | 0 | 18205.1798 | 13834.3683 | 14752.982 | 0 | no | Surplus | yes |  | 0 | 0 | 0 | 1726.4949 | 0 | no | 0 | 0 | 0 | 1726.4949 | 0 |  |  | 0 | 0 | 0 | 0 | 0 |  | 0 | 0 | 0 | 0 | 0
| 21553.886 | 0 | yes | Deficit |  |  | 0 | 0 | 0 | 0 | 0 |  | 0 | 0 | 0 | 0 | 4860 | no |  | 0 | 24300 | no | 21553.886 | 0 | no | no | 0 | 0 | 0 | 0 | 0 |  | 0 | 0 | 0 | 0 | 0 | 21553.886 | 13820.1426 | 17466.6824 | 0 | no | Surplus | yes |  | 0 | 0 | 0 | 932.8393 | 0 | no | 0 | 0 | 0 | 932.8393 | 0 |  |  | 0 | 0 | 0 | 0 | 0 |  | 0 | 0 | 0 | 0 | 0
| 20855.727 | 0 | no | Surplus | yes |  | 0 | 0 | 0 | 698.1591 | 0 | no | 0 | 0 | 0 | 698.1591 | 4860 | no | 20855.727 | 0 | 24300 |  |  | 0 |  |  | 0 | 0 | 0 | 0 | 0 |  | 0 | 0 | 0 | 0 | 0 | 20855.727 | 13871.4807 | 16900.9133 | 0 | no | Surplus | yes |  | 0 | 0 | 0 | 3595.2017 | 0 | no | 0 | 0 | 0 | 3595.2017 | 0 |  |  | 0 | 0 | 0 | 0 | 0 |  | 0 | 0 | 0 | 0 | 0
| 22945.4905 | 0 | yes | Deficit |  |  | 0 | 0 | 0 | 0 | 0 |  | 0 | 0 | 0 | 0 | 4860 | no |  | 0 | 24300 | no | 22945.4905 | 0 | no | no | 0 | 0 | 0 | 0 | 0 |  | 0 | 0 | 0 | 0 | 0 | 22945.4905 | 13559.3181 | 18594.4007 | 0 | no | Surplus | yes |  | 0 | 0 | 0 | 3341.5952 | 0 | no | 0 | 0 | 0 | 3341.5952 | 0 |  |  | 0 | 0 | 0 | 0 | 0 |  | 0 | 0 | 0 | 0 | 0
| 20707.0179 | 0 | no | Surplus | yes |  | 0 | 0 | 0 | 2238.4726 | 0 | no | 0 | 0 | 0 | 2238.4726 | 4860 | no | 20707.0179 | 0 | 24300 |  |  | 0 |  |  | 0 | 0 | 0 | 0 | 0 |  | 0 | 0 | 0 | 0 | 0 | 20707.0179 | 13244.3504 | 16780.4035 | 0 | no | Surplus | yes |  | 0 | 0 | 0 | 5350.0504 | 0 | no | 0 | 0 | 0 | 5350.0504 | 0 |  |  | 0 | 0 | 0 | 0 | 0 |  | 0 | 0 | 0 | 0 | 0
| 22623.3421 | 0 | yes | Deficit |  |  | 0 | 0 | 0 | 0 | 0 |  | 0 | 0 | 0 | 0 | 4860 | no |  | 0 | 24300 | no | 22623.3421 | 0 | no | no | 0 | 0 | 0 | 0 | 0 |  | 0 | 0 | 0 | 0 | 0 | 22623.3421 | 12971.4655 | 18333.3404 | 0 | no | Surplus | yes |  | 0 | 0 | 0 | 3808.938 | 0 | no | 0 | 0 | 0 | 3808.938 | 0 |  |  | 0 | 0 | 0 | 0 | 0 |  | 0 | 0 | 0 | 0 | 0
| 22044.1343 | 0 | no | Surplus | yes |  | 0 | 0 | 0 | 579.2078 | 0 | no | 0 | 0 | 0 | 579.2078 | 4860 | no | 22044.1343 | 0 | 24300 |  |  | 0 |  |  | 0 | 0 | 0 | 0 | 0 |  | 0 | 0 | 0 | 0 | 0 | 22044.1343 | 14420.0339 | 17863.9662 | 0 | no | Surplus | yes |  | 0 | 0 | 0 | 3913.3065 | 0 | no | 0 | 0 | 0 | 3913.3065 | 0 |  |  | 0 | 0 | 0 | 0 | 0 |  | 0 | 0 | 0 | 0 | 0
| 24075.4991 | 0 | yes | Deficit |  |  | 0 | 0 | 0 | 0 | 0 |  | 0 | 0 | 0 | 0 | 4860 | no |  | 0 | 24300 | no | 24075.4991 | 0 | no | no | 0 | 0 | 0 | 0 | 0 |  | 0 | 0 | 0 | 0 | 0 | 24075.4991 | 14079.4063 | 19510.129 | 0 | no | Surplus | yes |  | 0 | 0 | 0 | 3784.5599 | 0 | no | 0 | 0 | 0 | 3784.5599 | 0 |  |  | 0 | 0 | 0 | 0 | 0 |  | 0 | 0 | 0 | 0 | 0
| 22801.1764 | 0 | no | Surplus | yes |  | 0 | 0 | 0 | 1274.3227 | 0 | no | 0 | 0 | 0 | 1274.3227 | 4860 | no | 22801.1764 | 0 | 24300 |  |  | 0 |  |  | 0 | 0 | 0 | 0 | 0 |  | 0 | 0 | 0 | 0 | 0 | 22801.1764 | 13654.9157 | 18477.4525 | 0 | no | Surplus | yes |  | 0 | 0 | 0 | 5855.2133 | 0 | no | 0 | 0 | 0 | 5855.2133 | 0 |  |  | 0 | 0 | 0 | 0 | 0 |  | 0 | 0 | 0 | 0 | 0
| 20935.0516 | 0 | no | Surplus | yes |  | 0 | 0 | 0 | 1866.1248 | 0 | no | 0 | 0 | 0 | 1866.1248 | 4860 | no | 20935.0516 | 0 | 24300 |  |  | 0 |  |  | 0 | 0 | 0 | 0 | 0 |  | 0 | 0 | 0 | 0 | 0 | 20935.0516 | 15750.5979 | 16965.1958 | 0 | no | Surplus | yes |  | 0 | 0 | 0 | 2726.8546 | 0 | no | 0 | 0 | 0 | 2726.8546 | 0 |  |  | 0 | 0 | 0 | 0 | 0 |  | 0 | 0 | 0 | 0 | 0
| 20452.756 | 0 | no | Surplus | yes |  | 0 | 0 | 0 | 482.2956 | 0 | no | 0 | 0 | 0 | 482.2956 | 4860 | no | 20452.756 | 0 | 24300 |  |  | 0 |  |  | 0 | 0 | 0 | 0 | 0 |  | 0 | 0 | 0 | 0 | 0 | 20452.756 | 13078.607 | 16574.3565 | 0 | no | Surplus | yes |  | 0 | 0 | 0 | 3886.5888 | 0 | no | 0 | 0 | 0 | 3886.5888 | 0 |  |  | 0 | 0 | 0 | 0 | 0 |  | 0 | 0 | 0 | 0 | 0
| 20008.6148 | 0 | no | Surplus | yes |  | 0 | 0 | 0 | 444.1411 | 0 | no | 0 | 0 | 0 | 444.1411 | 4860 | no | 20008.6148 | 0 | 24300 |  |  | 0 |  |  | 0 | 0 | 0 | 0 | 0 |  | 0 | 0 | 0 | 0 | 0 | 20008.6148 | 13588.4065 | 16214.4367 | 0 | no | Surplus | yes |  | 0 | 0 | 0 | 2985.9501 | 0 | no | 0 | 0 | 0 | 2985.9501 | 0 |  |  | 0 | 0 | 0 | 0 | 0 |  | 0 | 0 | 0 | 0 | 0
| 20191.4987 | 0 | yes | Deficit |  |  | 0 | 0 | 0 | 0 | 0 |  | 0 | 0 | 0 | 0 | 4860 | no |  | 0 | 24300 | no | 20191.4987 | 0 | no | no | 0 | 0 | 0 | 0 | 0 |  | 0 | 0 | 0 | 0 | 0 | 20191.4987 | 10330.3152 | 16362.6408 | 0 | no | Surplus | yes |  | 0 | 0 | 0 | 5884.1214 | 0 | no | 0 | 0 | 0 | 5884.1214 | 0 |  |  | 0 | 0 | 0 | 0 | 0 |  | 0 | 0 | 0 | 0 | 0
| 18697.429 | 0 | no | Surplus | yes |  | 0 | 0 | 0 | 1494.0698 | 0 | no | 0 | 0 | 0 | 1494.0698 | 4860 | no | 18697.429 | 0 | 24300 |  |  | 0 |  |  | 0 | 0 | 0 | 0 | 0 |  | 0 | 0 | 0 | 0 | 0 | 18697.429 | 10187.0779 | 15151.8873 | 0 | no | Surplus | yes |  | 0 | 0 | 0 | 6175.5629 | 0 | no | 0 | 0 | 0 | 6175.5629 | 0 |  |  | 0 | 0 | 0 | 0 | 0 |  | 0 | 0 | 0 | 0 | 0
| 23063.9753 | 0 | yes | Deficit |  |  | 0 | 0 | 0 | 0 | 0 |  | 0 | 0 | 0 | 0 | 4860 | no |  | 0 | 24300 | no | 23063.9753 | 0 | no | no | 0 | 0 | 0 | 0 | 0 |  | 0 | 0 | 0 | 0 | 0 | 23063.9753 | 10480.142 | 18690.4176 | 0 | no | Surplus | yes |  | 0 | 0 | 0 | 4671.7453 | 0 | no | 0 | 0 | 0 | 4671.7453 | 0 |  |  | 0 | 0 | 0 | 0 | 0 |  | 0 | 0 | 0 | 0 | 0
| 21356.8782 | 0 | no | Surplus | yes |  | 0 | 0 | 0 | 1707.0971 | 0 | no | 0 | 0 | 0 | 1707.0971 | 4860 | no | 21356.8782 | 0 | 24300 |  |  | 0 |  |  | 0 | 0 | 0 | 0 | 0 |  | 0 | 0 | 0 | 0 | 0 | 21356.8782 | 10471.0807 | 17307.0326 | 0 | no | Surplus | yes |  | 0 | 0 | 0 | 8219.3369 | 0 | no | 0 | 0 | 0 | 8219.3369 | 0 |  |  | 0 | 0 | 0 | 0 | 0 |  | 0 | 0 | 0 | 0 | 0
| 21203.9594 | 0 | no | Surplus | yes |  | 0 | 0 | 0 | 152.9188 | 0 | no | 0 | 0 | 0 | 152.9188 | 4860 | no | 21203.9594 | 0 | 24300 |  |  | 0 |  |  | 0 | 0 | 0 | 0 | 0 |  | 0 | 0 | 0 | 0 | 0 | 21203.9594 | 11193.7418 | 17183.1114 | 0 | no | Surplus | yes |  | 0 | 0 | 0 | 6113.2908 | 0 | no | 0 | 0 | 0 | 6113.2908 | 0 |  |  | 0 | 0 | 0 | 0 | 0 |  | 0 | 0 | 0 | 0 | 0
| 23338.4917 | 0 | yes | Deficit |  |  | 0 | 0 | 0 | 0 | 0 |  | 0 | 0 | 0 | 0 | 4860 | no |  | 0 | 24300 | no | 23338.4917 | 0 | no | no | 0 | 0 | 0 | 0 | 0 |  | 0 | 0 | 0 | 0 | 0 | 23338.4917 | 10479.7458 | 18912.8782 | 0 | no | Surplus | yes |  | 0 | 0 | 0 | 6703.3656 | 0 | no | 0 | 0 | 0 | 6703.3656 | 0 |  |  | 0 | 0 | 0 | 0 | 0 |  | 0 | 0 | 0 | 0 | 0
| 21537.6977 | 0 | no | Surplus | yes |  | 0 | 0 | 0 | 1800.794 | 0 | no | 0 | 0 | 0 | 1800.794 | 4860 | no | 21537.6977 | 0 | 24300 |  |  | 0 |  |  | 0 | 0 | 0 | 0 | 0 |  | 0 | 0 | 0 | 0 | 0 | 21537.6977 | 9795.5655 | 17453.5638 | 0 | no | Surplus | yes |  | 0 | 0 | 0 | 9117.3127 | 0 | no | 0 | 0 | 0 | 9117.3127 | 0 |  |  | 0 | 0 | 0 | 0 | 0 |  | 0 | 0 | 0 | 0 | 0
| 22961.2943 | 0 | yes | Deficit |  |  | 0 | 0 | 0 | 0 | 0 |  | 0 | 0 | 0 | 0 | 4860 | no |  | 0 | 24300 | no | 22961.2943 | 0 | no | no | 0 | 0 | 0 | 0 | 0 |  | 0 | 0 | 0 | 0 | 0 | 22961.2943 | 10505.1697 | 18607.2077 | 0 | no | Surplus | yes |  | 0 | 0 | 0 | 6948.394 | 0 | no | 0 | 0 | 0 | 6948.394 | 0 |  |  | 0 | 0 | 0 | 0 | 0 |  | 0 | 0 | 0 | 0 | 0
| 20200.0323 | 0 | no | Surplus | yes |  | 0 | 0 | 0 | 2761.2619 | 0 | no | 0 | 0 | 0 | 2761.2619 | 4860 | no | 20200.0323 | 0 | 24300 |  |  | 0 |  |  | 0 | 0 | 0 | 0 | 0 |  | 0 | 0 | 0 | 0 | 0 | 20200.0323 | 10926.2844 | 16369.5562 | 0 | no | Surplus | yes |  | 0 | 0 | 0 | 7680.9233 | 0 | no | 0 | 0 | 0 | 7680.9233 | 0 |  |  | 0 | 0 | 0 | 0 | 0 |  | 0 | 0 | 0 | 0 | 0
| 20119.0717 | 0 | no | Surplus | yes |  | 0 | 0 | 0 | 80.9607 | 0 | no | 0 | 0 | 0 | 80.9607 | 4860 | no | 20119.0717 | 0 | 24300 |  |  | 0 |  |  | 0 | 0 | 0 | 0 | 0 |  | 0 | 0 | 0 | 0 | 0 | 20119.0717 | 11136.4285 | 16303.9479 | 0 | no | Surplus | yes |  | 0 | 0 | 0 | 5233.1277 | 0 | no | 0 | 0 | 0 | 5233.1277 | 0 |  |  | 0 | 0 | 0 | 0 | 0 |  | 0 | 0 | 0 | 0 | 0
| 20066.8751 | 0 | no | Surplus | yes |  | 0 | 0 | 0 | 52.1966 | 0 | no | 0 | 0 | 0 | 52.1966 | 4860 | no | 20066.8751 | 0 | 24300 |  |  | 0 |  |  | 0 | 0 | 0 | 0 | 0 |  | 0 | 0 | 0 | 0 | 0 | 20066.8751 | 11759.2605 | 16261.6492 | 0 | no | Surplus | yes |  | 0 | 0 | 0 | 4544.6874 | 0 | no | 0 | 0 | 0 | 4544.6874 | 0 |  |  | 0 | 0 | 0 | 0 | 0 |  | 0 | 0 | 0 | 0 | 0
| 19189.113 | 0 | no | Surplus | yes |  | 0 | 0 | 0 | 877.7621 | 0 | no | 0 | 0 | 0 | 877.7621 | 4860 | no | 19189.113 | 0 | 24300 |  |  | 0 |  |  | 0 | 0 | 0 | 0 | 0 |  | 0 | 0 | 0 | 0 | 0 | 19189.113 | 12568.8292 | 15550.3347 | 0 | no | Surplus | yes |  | 0 | 0 | 0 | 3692.82 | 0 | no | 0 | 0 | 0 | 3692.82 | 0 |  |  | 0 | 0 | 0 | 0 | 0 |  | 0 | 0 | 0 | 0 | 0
| 20553.3341 | 0 | yes | Deficit |  |  | 0 | 0 | 0 | 0 | 0 |  | 0 | 0 | 0 | 0 | 4860 | no |  | 0 | 24300 | no | 20553.3341 | 0 | no | no | 0 | 0 | 0 | 0 | 0 |  | 0 | 0 | 0 | 0 | 0 | 20553.3341 | 10722.0599 | 16655.8623 | 0 | no | Surplus | yes |  | 0 | 0 | 0 | 4828.2748 | 0 | no | 0 | 0 | 0 | 4828.2748 | 0 |  |  | 0 | 0 | 0 | 0 | 0 |  | 0 | 0 | 0 | 0 | 0
| 21026.2947 | 0 | yes | Deficit |  |  | 0 | 0 | 0 | 0 | 0 |  | 0 | 0 | 0 | 0 | 4860 | no |  | 0 | 24300 | no | 21026.2947 | 0 | no | no | 0 | 0 | 0 | 0 | 0 |  | 0 | 0 | 0 | 0 | 0 | 21026.2947 | 11374.3825 | 17039.1367 | 0 | no | Surplus | yes |  | 0 | 0 | 0 | 5281.4798 | 0 | no | 0 | 0 | 0 | 5281.4798 | 0 |  |  | 0 | 0 | 0 | 0 | 0 |  | 0 | 0 | 0 | 0 | 0
| 17505.4752 | 0 | no | Surplus | yes |  | 0 | 0 | 0 | 3520.8195 | 0 | no | 0 | 0 | 0 | 3520.8195 | 4860 | no | 17505.4752 | 0 | 24300 |  |  | 0 |  |  | 0 | 0 | 0 | 0 | 0 |  | 0 | 0 | 0 | 0 | 0 | 17505.4752 | 12190.3324 | 14185.9605 | 0 | no | Surplus | yes |  | 0 | 0 | 0 | 4848.8043 | 0 | no | 0 | 0 | 0 | 4848.8043 | 0 |  |  | 0 | 0 | 0 | 0 | 0 |  | 0 | 0 | 0 | 0 | 0
| 17692.3545 | 0 | yes | Deficit |  |  | 0 | 0 | 0 | 0 | 0 |  | 0 | 0 | 0 | 0 | 4860 | no |  | 0 | 24300 | no | 17692.3545 | 0 | no | no | 0 | 0 | 0 | 0 | 0 |  | 0 | 0 | 0 | 0 | 0 | 17692.3545 | 13490.927 | 14337.4023 | 0 | no | Surplus | yes |  | 0 | 0 | 0 | 695.0335 | 0 | no | 0 | 0 | 0 | 695.0335 | 0 |  |  | 0 | 0 | 0 | 0 | 0 |  | 0 | 0 | 0 | 0 | 0
| 15711.8152 | 0 | no | Surplus | yes |  | 0 | 0 | 0 | 1980.5392 | 0 | no | 0 | 0 | 0 | 1980.5392 | 4860 | no | 15711.8152 | 0 | 24300 |  |  | 0 |  |  | 0 | 0 | 0 | 0 | 0 |  | 0 | 0 | 0 | 0 | 0 | 15711.8152 | 13060.1066 | 12732.4273 | 0 | no | Surplus | yes |  | 0 | 0 | 0 | 1277.2958 | 0 | no | 0 | 0 | 0 | 1277.2958 | 0 |  |  | 0 | 0 | 0 | 0 | 0 |  | 0 | 0 | 0 | 0 | 0
| 17480.1675 | 0 | yes | Deficit |  |  | 0 | 0 | 0 | 0 | 0 |  | 0 | 0 | 0 | 0 | 4860 | no |  | 0 | 24300 | no | 17480.1675 | 0 | no | no | 0 | 0 | 0 | 0 | 0 |  | 0 | 0 | 0 | 0 | 0 | 17480.1675 | 13804.6801 | 14165.4518 | 0 | yes | Deficit |  |  | 0 | 0 | 0 | 0 | 0 |  | 0 | 0 | 0 | 0 | 1072.2529 | yes |  | 0 | 0 | 0 | 1072.2529 | 0 | no | 0 | 0 | 0 | 1072.2529 | 0
| 18150.3541 | 0 | yes | Deficit |  |  | 0 | 0 | 0 | 0 | 0 |  | 0 | 0 | 0 | 0 | 4860 | no |  | 0 | 24300 | no | 18150.3541 | 0 | no | no | 0 | 0 | 0 | 0 | 0 |  | 0 | 0 | 0 | 0 | 0 | 18150.3541 | 14439.9683 | 14708.5527 | 0 | yes | Deficit |  |  | 0 | 0 | 0 | 0 | 0 |  | 0 | 0 | 0 | 0 | 274.5166 | yes |  | 0 | 0 | 0 | 274.5166 | 0 | no | 0 | 0 | 0 | 274.5166 | 0
| 16892.098 | 0 | no | Surplus | yes |  | 0 | 0 | 0 | 1258.2561 | 0 | no | 0 | 0 | 0 | 1258.2561 | 4860 | no | 16892.098 | 0 | 24300 |  |  | 0 |  |  | 0 | 0 | 0 | 0 | 0 |  | 0 | 0 | 0 | 0 | 0 | 16892.098 | 14376.414 | 13688.8963 | 0 | no | Surplus | yes |  | 0 | 0 | 0 | 332.1388 | 0 | no | 0 | 0 | 0 | 332.1388 | 0 |  |  | 0 | 0 | 0 | 0 | 0 |  | 0 | 0 | 0 | 0 | 0
| 18866.6231 | 0 | yes | Deficit |  |  | 0 | 0 | 0 | 0 | 0 |  | 0 | 0 | 0 | 0 | 4860 | no |  | 0 | 24300 | no | 18866.6231 | 0 | no | no | 0 | 0 | 0 | 0 | 0 |  | 0 | 0 | 0 | 0 | 0 | 18866.6231 | 11394.4627 | 15288.9977 | 0 | no | Surplus | yes |  | 0 | 0 | 0 | 2294.4335 | 0 | no | 0 | 0 | 0 | 2294.4335 | 0 |  |  | 0 | 0 | 0 | 0 | 0 |  | 0 | 0 | 0 | 0 | 0
| 19774.783 | 0 | yes | Deficit |  |  | 0 | 0 | 0 | 0 | 0 |  | 0 | 0 | 0 | 0 | 4860 | no |  | 0 | 24300 | no | 19774.783 | 0 | no | no | 0 | 0 | 0 | 0 | 0 |  | 0 | 0 | 0 | 0 | 0 | 19774.783 | 11850.413 | 16024.9457 | 0 | no | Surplus | yes |  | 0 | 0 | 0 | 3438.5847 | 0 | no | 0 | 0 | 0 | 3438.5847 | 0 |  |  | 0 | 0 | 0 | 0 | 0 |  | 0 | 0 | 0 | 0 | 0
| 19023.1473 | 0 | no | Surplus | yes |  | 0 | 0 | 0 | 751.6357 | 0 | no | 0 | 0 | 0 | 751.6357 | 4860 | no | 19023.1473 | 0 | 24300 |  |  | 0 |  |  | 0 | 0 | 0 | 0 | 0 |  | 0 | 0 | 0 | 0 | 0 | 19023.1473 | 12372.6171 | 15415.8406 | 0 | no | Surplus | yes |  | 0 | 0 | 0 | 3652.3286 | 0 | no | 0 | 0 | 0 | 3652.3286 | 0 |  |  | 0 | 0 | 0 | 0 | 0 |  | 0 | 0 | 0 | 0 | 0
| 19320.1894 | 0 | yes | Deficit |  |  | 0 | 0 | 0 | 0 | 0 |  | 0 | 0 | 0 | 0 | 4860 | no |  | 0 | 24300 | no | 19320.1894 | 0 | no | no | 0 | 0 | 0 | 0 | 0 |  | 0 | 0 | 0 | 0 | 0 | 19320.1894 | 12188.773 | 15656.5555 | 0 | no | Surplus | yes |  | 0 | 0 | 0 | 3227.0676 | 0 | no | 0 | 0 | 0 | 3227.0676 | 0 |  |  | 0 | 0 | 0 | 0 | 0 |  | 0 | 0 | 0 | 0 | 0
| 20674.7072 | 0 | yes | Deficit |  |  | 0 | 0 | 0 | 0 | 0 |  | 0 | 0 | 0 | 0 | 4860 | no |  | 0 | 24300 | no | 20674.7072 | 0 | no | no | 0 | 0 | 0 | 0 | 0 |  | 0 | 0 | 0 | 0 | 0 | 20674.7072 | 11811.4986 | 16754.2198 | 0 | no | Surplus | yes |  | 0 | 0 | 0 | 3845.0568 | 0 | no | 0 | 0 | 0 | 3845.0568 | 0 |  |  | 0 | 0 | 0 | 0 | 0 |  | 0 | 0 | 0 | 0 | 0
| 19166.108 | 0 | no | Surplus | yes |  | 0 | 0 | 0 | 1508.5992 | 0 | no | 0 | 0 | 0 | 1508.5992 | 4860 | no | 19166.108 | 0 | 24300 |  |  | 0 |  |  | 0 | 0 | 0 | 0 | 0 |  | 0 | 0 | 0 | 0 | 0 | 19166.108 | 10804.4871 | 15531.692 | 0 | no | Surplus | yes |  | 0 | 0 | 0 | 5949.7327 | 0 | no | 0 | 0 | 0 | 5949.7327 | 0 |  |  | 0 | 0 | 0 | 0 | 0 |  | 0 | 0 | 0 | 0 | 0
| 19613.2509 | 0 | yes | Deficit |  |  | 0 | 0 | 0 | 0 | 0 |  | 0 | 0 | 0 | 0 | 4860 | no |  | 0 | 24300 | no | 19613.2509 | 0 | no | no | 0 | 0 | 0 | 0 | 0 |  | 0 | 0 | 0 | 0 | 0 | 19613.2509 | 12880.7709 | 15894.0445 | 0 | no | Surplus | yes |  | 0 | 0 | 0 | 2650.9212 | 0 | no | 0 | 0 | 0 | 2650.9212 | 0 |  |  | 0 | 0 | 0 | 0 | 0 |  | 0 | 0 | 0 | 0 | 0
| 18714.245 | 0 | no | Surplus | yes |  | 0 | 0 | 0 | 899.0059 | 0 | no | 0 | 0 | 0 | 899.0059 | 4860 | no | 18714.245 | 0 | 24300 |  |  | 0 |  |  | 0 | 0 | 0 | 0 | 0 |  | 0 | 0 | 0 | 0 | 0 | 18714.245 | 13306.0161 | 15165.5146 | 0 | no | Surplus | yes |  | 0 | 0 | 0 | 2588.0284 | 0 | no | 0 | 0 | 0 | 2588.0284 | 0 |  |  | 0 | 0 | 0 | 0 | 0 |  | 0 | 0 | 0 | 0 | 0
| 18445.1101 | 0 | no | Surplus | yes |  | 0 | 0 | 0 | 269.135 | 0 | no | 0 | 0 | 0 | 269.135 | 4860 | no | 18445.1101 | 0 | 24300 |  |  | 0 |  |  | 0 | 0 | 0 | 0 | 0 |  | 0 | 0 | 0 | 0 | 0 | 18445.1101 | 15033.008 | 14947.415 | 0 | no | Surplus | yes |  | 0 | 0 | 0 | 132.5066 | 0 | no | 0 | 0 | 0 | 132.5066 | 0 |  |  | 0 | 0 | 0 | 0 | 0 |  | 0 | 0 | 0 | 0 | 0
| 17293.2767 | 0 | no | Surplus | yes |  | 0 | 0 | 0 | 1151.8334 | 0 | no | 0 | 0 | 0 | 1151.8334 | 4860 | no | 17293.2767 | 0 | 24300 |  |  | 0 |  |  | 0 | 0 | 0 | 0 | 0 |  | 0 | 0 | 0 | 0 | 0 | 17293.2767 | 13884.8258 | 14014.0006 | 0 | no | Surplus | yes |  | 0 | 0 | 0 | 1062.5891 | 0 | no | 0 | 0 | 0 | 1062.5891 | 0 |  |  | 0 | 0 | 0 | 0 | 0 |  | 0 | 0 | 0 | 0 | 0
| 19101.1224 | 0 | yes | Deficit |  |  | 0 | 0 | 0 | 0 | 0 |  | 0 | 0 | 0 | 0 | 4860 | no |  | 0 | 24300 | no | 19101.1224 | 0 | no | no | 0 | 0 | 0 | 0 | 0 |  | 0 | 0 | 0 | 0 | 0 | 19101.1224 | 14120.079 | 15479.0295 | 0 | yes | Deficit |  |  | 0 | 0 | 0 | 0 | 0 |  | 0 | 0 | 0 | 0 | 106.0784 | yes |  | 0 | 0 | 0 | 106.0784 | 0 | no | 0 | 0 | 0 | 106.0784 | 0
| 16874.9464 | 0 | no | Surplus | yes |  | 0 | 0 | 0 | 2226.176 | 0 | no | 0 | 0 | 0 | 2226.176 | 4860 | no | 16874.9464 | 0 | 24300 |  |  | 0 |  |  | 0 | 0 | 0 | 0 | 0 |  | 0 | 0 | 0 | 0 | 0 | 16874.9464 | 15412.3045 | 13674.9971 | 0 | no | Surplus | yes |  | 0 | 0 | 0 | 66.725 | 0 | no | 0 | 0 | 0 | 66.725 | 0 |  |  | 0 | 0 | 0 | 0 | 0 |  | 0 | 0 | 0 | 0 | 0
| 16912.7528 | 0 | yes | Deficit |  |  | 0 | 0 | 0 | 0 | 0 |  | 0 | 0 | 0 | 0 | 4860 | no |  | 0 | 24300 | no | 16912.7528 | 0 | no | no | 0 | 0 | 0 | 0 | 0 |  | 0 | 0 | 0 | 0 | 0 | 16912.7528 | 15876.5349 | 13705.6344 | 0 | yes | Deficit |  |  | 0 | 0 | 0 | 0 | 0 |  | 0 | 0 | 0 | 0 | 2201.5378 | yes |  | 0 | 0 | 0 | 2201.5378 | 0 | no | 0 | 0 | 0 | 2201.5378 | 0
| 17651.8257 | 0 | yes | Deficit |  |  | 0 | 0 | 0 | 0 | 0 |  | 0 | 0 | 0 | 0 | 4860 | no |  | 0 | 24300 | no | 17651.8257 | 0 | no | no | 0 | 0 | 0 | 0 | 0 |  | 0 | 0 | 0 | 0 | 0 | 17651.8257 | 15983.8329 | 14304.5589 | 0 | yes | Deficit |  |  | 0 | 0 | 0 | 0 | 0 |  | 0 | 0 | 0 | 0 | 2278.1985 | yes |  | 0 | 0 | 0 | 2278.1985 | 0 | no | 0 | 0 | 0 | 2278.1985 | 0
| 18158.5096 | 0 | yes | Deficit |  |  | 0 | 0 | 0 | 0 | 0 |  | 0 | 0 | 0 | 0 | 4860 | no |  | 0 | 24300 | no | 18158.5096 | 0 | no | no | 0 | 0 | 0 | 0 | 0 |  | 0 | 0 | 0 | 0 | 0 | 18158.5096 | 16621.9202 | 14715.1618 | 0 | yes | Deficit |  |  | 0 | 0 | 0 | 0 | 0 |  | 0 | 0 | 0 | 0 | 2317.3612 | yes |  | 0 | 0 | 0 | 2317.3612 | 0 | no | 0 | 0 | 0 | 2317.3612 | 0
| 18882.6626 | 0 | yes | Deficit |  |  | 0 | 0 | 0 | 0 | 0 |  | 0 | 0 | 0 | 0 | 4860 | no |  | 0 | 24300 | no | 18882.6626 | 0 | no | no | 0 | 0 | 0 | 0 | 0 |  | 0 | 0 | 0 | 0 | 0 | 18882.6626 | 14977.9865 | 15301.9957 | 0 | yes | Deficit |  |  | 0 | 0 | 0 | 0 | 0 |  | 0 | 0 | 0 | 0 | 262.8247 | yes |  | 0 | 0 | 0 | 262.8247 | 0 | no | 0 | 0 | 0 | 262.8247 | 0
| 20568.4254 | 0 | yes | Deficit |  |  | 0 | 0 | 0 | 0 | 0 |  | 0 | 0 | 0 | 0 | 4860 | no |  | 0 | 24300 | no | 20568.4254 | 0 | no | no | 0 | 0 | 0 | 0 | 0 |  | 0 | 0 | 0 | 0 | 0 | 20568.4254 | 14889.9667 | 16668.0919 | 0 | no | Surplus | yes |  | 0 | 0 | 0 | 412.0289 | 0 | no | 0 | 0 | 0 | 412.0289 | 0 |  |  | 0 | 0 | 0 | 0 | 0 |  | 0 | 0 | 0 | 0 | 0
| 19859.9352 | 0 | no | Surplus | yes |  | 0 | 0 | 0 | 708.4902 | 0 | no | 0 | 0 | 0 | 708.4902 | 4860 | no | 19859.9352 | 0 | 24300 |  |  | 0 |  |  | 0 | 0 | 0 | 0 | 0 |  | 0 | 0 | 0 | 0 | 0 | 19859.9352 | 12177.712 | 16093.9508 | 0 | no | Surplus | yes |  | 0 | 0 | 0 | 4490.3799 | 0 | no | 0 | 0 | 0 | 4490.3799 | 0 |  |  | 0 | 0 | 0 | 0 | 0 |  | 0 | 0 | 0 | 0 | 0
| 17642.6171 | 0 | no | Surplus | yes |  | 0 | 0 | 0 | 2217.3182 | 0 | no | 0 | 0 | 0 | 2217.3182 | 4860 | no | 17642.6171 | 0 | 24300 |  |  | 0 |  |  | 0 | 0 | 0 | 0 | 0 |  | 0 | 0 | 0 | 0 | 0 | 17642.6171 | 11105.9564 | 14297.0965 | 0 | no | Surplus | yes |  | 0 | 0 | 0 | 4987.9944 | 0 | no | 0 | 0 | 0 | 4987.9944 | 0 |  |  | 0 | 0 | 0 | 0 | 0 |  | 0 | 0 | 0 | 0 | 0
| 19537.3173 | 0 | yes | Deficit |  |  | 0 | 0 | 0 | 0 | 0 |  | 0 | 0 | 0 | 0 | 4860 | no |  | 0 | 24300 | no | 19537.3173 | 0 | no | no | 0 | 0 | 0 | 0 | 0 |  | 0 | 0 | 0 | 0 | 0 | 19537.3173 | 12040.3562 | 15832.51 | 0 | no | Surplus | yes |  | 0 | 0 | 0 | 2256.7403 | 0 | no | 0 | 0 | 0 | 2256.7403 | 0 |  |  | 0 | 0 | 0 | 0 | 0 |  | 0 | 0 | 0 | 0 | 0
| 18795.0504 | 0 | no | Surplus | yes |  | 0 | 0 | 0 | 742.2669 | 0 | no | 0 | 0 | 0 | 742.2669 | 4860 | no | 18795.0504 | 0 | 24300 |  |  | 0 |  |  | 0 | 0 | 0 | 0 | 0 |  | 0 | 0 | 0 | 0 | 0 | 18795.0504 | 12397.5096 | 15230.9971 | 0 | no | Surplus | yes |  | 0 | 0 | 0 | 3435.0004 | 0 | no | 0 | 0 | 0 | 3435.0004 | 0 |  |  | 0 | 0 | 0 | 0 | 0 |  | 0 | 0 | 0 | 0 | 0
| 18865.2236 | 0 | yes | Deficit |  |  | 0 | 0 | 0 | 0 | 0 |  | 0 | 0 | 0 | 0 | 4860 | no |  | 0 | 24300 | no | 18865.2236 | 0 | no | no | 0 | 0 | 0 | 0 | 0 |  | 0 | 0 | 0 | 0 | 0 | 18865.2236 | 11646.0501 | 15287.8636 | 0 | no | Surplus | yes |  | 0 | 0 | 0 | 3584.9471 | 0 | no | 0 | 0 | 0 | 3584.9471 | 0 |  |  | 0 | 0 | 0 | 0 | 0 |  | 0 | 0 | 0 | 0 | 0
| 21088.5087 | 0 | yes | Deficit |  |  | 0 | 0 | 0 | 0 | 0 |  | 0 | 0 | 0 | 0 | 4860 | no |  | 0 | 24300 | no | 21088.5087 | 0 | no | no | 0 | 0 | 0 | 0 | 0 |  | 0 | 0 | 0 | 0 | 0 | 21088.5087 | 11689.5327 | 17089.5532 | 0 | no | Surplus | yes |  | 0 | 0 | 0 | 3598.3308 | 0 | no | 0 | 0 | 0 | 3598.3308 | 0 |  |  | 0 | 0 | 0 | 0 | 0 |  | 0 | 0 | 0 | 0 | 0
| 17841.1288 | 0 | no | Surplus | yes |  | 0 | 0 | 0 | 3247.3799 | 0 | no | 0 | 0 | 0 | 3247.3799 | 4860 | no | 17841.1288 | 0 | 24300 |  |  | 0 |  |  | 0 | 0 | 0 | 0 | 0 |  | 0 | 0 | 0 | 0 | 0 | 17841.1288 | 11854.2375 | 14457.965 | 0 | no | Surplus | yes |  | 0 | 0 | 0 | 5235.3157 | 0 | no | 0 | 0 | 0 | 5235.3157 | 0 |  |  | 0 | 0 | 0 | 0 | 0 |  | 0 | 0 | 0 | 0 | 0
| 18252.2879 | 0 | yes | Deficit |  |  | 0 | 0 | 0 | 0 | 0 |  | 0 | 0 | 0 | 0 | 4860 | no |  | 0 | 24300 | no | 18252.2879 | 0 | no | no | 0 | 0 | 0 | 0 | 0 |  | 0 | 0 | 0 | 0 | 0 | 18252.2879 | 11934.6505 | 14791.1571 | 0 | no | Surplus | yes |  | 0 | 0 | 0 | 2523.3144 | 0 | no | 0 | 0 | 0 | 2523.3144 | 0 |  |  | 0 | 0 | 0 | 0 | 0 |  | 0 | 0 | 0 | 0 | 0
| 18017.8699 | 0 | no | Surplus | yes |  | 0 | 0 | 0 | 234.418 | 0 | no | 0 | 0 | 0 | 234.418 | 4860 | no | 18017.8699 | 0 | 24300 |  |  | 0 |  |  | 0 | 0 | 0 | 0 | 0 |  | 0 | 0 | 0 | 0 | 0 | 18017.8699 | 12073.9736 | 14601.1912 | 0 | no | Surplus | yes |  | 0 | 0 | 0 | 2717.1835 | 0 | no | 0 | 0 | 0 | 2717.1835 | 0 |  |  | 0 | 0 | 0 | 0 | 0 |  | 0 | 0 | 0 | 0 | 0
| 17234.9807 | 0 | no | Surplus | yes |  | 0 | 0 | 0 | 782.8891 | 0 | no | 0 | 0 | 0 | 782.8891 | 4860 | no | 17234.9807 | 0 | 24300 |  |  | 0 |  |  | 0 | 0 | 0 | 0 | 0 |  | 0 | 0 | 0 | 0 | 0 | 17234.9807 | 11568.6178 | 13966.7591 | 0 | no | Surplus | yes |  | 0 | 0 | 0 | 3032.5733 | 0 | no | 0 | 0 | 0 | 3032.5733 | 0 |  |  | 0 | 0 | 0 | 0 | 0 |  | 0 | 0 | 0 | 0 | 0
| 19704.9757 | 0 | yes | Deficit |  |  | 0 | 0 | 0 | 0 | 0 |  | 0 | 0 | 0 | 0 | 4860 | no |  | 0 | 24300 | no | 19704.9757 | 0 | no | no | 0 | 0 | 0 | 0 | 0 |  | 0 | 0 | 0 | 0 | 0 | 19704.9757 | 11321.2522 | 15968.3758 | 0 | no | Surplus | yes |  | 0 | 0 | 0 | 2645.5069 | 0 | no | 0 | 0 | 0 | 2645.5069 | 0 |  |  | 0 | 0 | 0 | 0 | 0 |  | 0 | 0 | 0 | 0 | 0
| 19875.9245 | 0 | yes | Deficit |  |  | 0 | 0 | 0 | 0 | 0 |  | 0 | 0 | 0 | 0 | 4860 | no |  | 0 | 24300 | no | 19875.9245 | 0 | no | no | 0 | 0 | 0 | 0 | 0 |  | 0 | 0 | 0 | 0 | 0 | 19875.9245 | 11103.085 | 16106.908 | 0 | no | Surplus | yes |  | 0 | 0 | 0 | 4865.2908 | 0 | no | 0 | 0 | 0 | 4865.2908 | 0 |  |  | 0 | 0 | 0 | 0 | 0 |  | 0 | 0 | 0 | 0 | 0
| 18472.7069 | 0 | no | Surplus | yes |  | 0 | 0 | 0 | 1403.2176 | 0 | no | 0 | 0 | 0 | 1403.2176 | 4860 | no | 18472.7069 | 0 | 24300 |  |  | 0 |  |  | 0 | 0 | 0 | 0 | 0 |  | 0 | 0 | 0 | 0 | 0 | 18472.7069 | 11261.3744 | 14969.7787 | 0 | no | Surplus | yes |  | 0 | 0 | 0 | 4845.5336 | 0 | no | 0 | 0 | 0 | 4845.5336 | 0 |  |  | 0 | 0 | 0 | 0 | 0 |  | 0 | 0 | 0 | 0 | 0
| 18767.1856 | 0 | yes | Deficit |  |  | 0 | 0 | 0 | 0 | 0 |  | 0 | 0 | 0 | 0 | 4860 | no |  | 0 | 24300 | no | 18767.1856 | 0 | no | no | 0 | 0 | 0 | 0 | 0 |  | 0 | 0 | 0 | 0 | 0 | 18767.1856 | 10980.9933 | 15208.4162 | 0 | no | Surplus | yes |  | 0 | 0 | 0 | 3988.7853 | 0 | no | 0 | 0 | 0 | 3988.7853 | 0 |  |  | 0 | 0 | 0 | 0 | 0 |  | 0 | 0 | 0 | 0 | 0
| 19469.2574 | 0 | yes | Deficit |  |  | 0 | 0 | 0 | 0 | 0 |  | 0 | 0 | 0 | 0 | 4860 | no |  | 0 | 24300 | no | 19469.2574 | 0 | no | no | 0 | 0 | 0 | 0 | 0 |  | 0 | 0 | 0 | 0 | 0 | 19469.2574 | 11355.9404 | 15777.3561 | 0 | no | Surplus | yes |  | 0 | 0 | 0 | 3852.4758 | 0 | no | 0 | 0 | 0 | 3852.4758 | 0 |  |  | 0 | 0 | 0 | 0 | 0 |  | 0 | 0 | 0 | 0 | 0
| 21753.5779 | 0 | yes | Deficit |  |  | 0 | 0 | 0 | 0 | 0 |  | 0 | 0 | 0 | 0 | 4860 | no |  | 0 | 24300 | no | 21753.5779 | 0 | no | no | 0 | 0 | 0 | 0 | 0 |  | 0 | 0 | 0 | 0 | 0 | 21753.5779 | 11803.6356 | 17628.5072 | 0 | no | Surplus | yes |  | 0 | 0 | 0 | 3973.7205 | 0 | no | 0 | 0 | 0 | 3973.7205 | 0 |  |  | 0 | 0 | 0 | 0 | 0 |  | 0 | 0 | 0 | 0 | 0
| 20563.7255 | 0 | no | Surplus | yes |  | 0 | 0 | 0 | 1189.8523 | 0 | no | 0 | 0 | 0 | 1189.8523 | 4860 | no | 20563.7255 | 0 | 24300 |  |  | 0 |  |  | 0 | 0 | 0 | 0 | 0 |  | 0 | 0 | 0 | 0 | 0 | 20563.7255 | 11847.3052 | 16664.2833 | 0 | no | Surplus | yes |  | 0 | 0 | 0 | 5781.202 | 0 | no | 0 | 0 | 0 | 5781.202 | 0 |  |  | 0 | 0 | 0 | 0 | 0 |  | 0 | 0 | 0 | 0 | 0
| 20972.5084 | 0 | yes | Deficit |  |  | 0 | 0 | 0 | 0 | 0 |  | 0 | 0 | 0 | 0 | 4860 | no |  | 0 | 24300 | no | 20972.5084 | 0 | no | no | 0 | 0 | 0 | 0 | 0 |  | 0 | 0 | 0 | 0 | 0 | 20972.5084 | 13813.5449 | 16995.5498 | 0 | no | Surplus | yes |  | 0 | 0 | 0 | 2850.7384 | 0 | no | 0 | 0 | 0 | 2850.7384 | 0 |  |  | 0 | 0 | 0 | 0 | 0 |  | 0 | 0 | 0 | 0 | 0
| 19811.9529 | 0 | no | Surplus | yes |  | 0 | 0 | 0 | 1160.5555 | 0 | no | 0 | 0 | 0 | 1160.5555 | 4860 | no | 19811.9529 | 0 | 24300 |  |  | 0 |  |  | 0 | 0 | 0 | 0 | 0 |  | 0 | 0 | 0 | 0 | 0 | 19811.9529 | 12624.5463 | 16055.0672 | 0 | no | Surplus | yes |  | 0 | 0 | 0 | 4371.0035 | 0 | no | 0 | 0 | 0 | 4371.0035 | 0 |  |  | 0 | 0 | 0 | 0 | 0 |  | 0 | 0 | 0 | 0 | 0
| 17536.2511 | 0 | no | Surplus | yes |  | 0 | 0 | 0 | 2275.7018 | 0 | no | 0 | 0 | 0 | 2275.7018 | 4860 | no | 17536.2511 | 0 | 24300 |  |  | 0 |  |  | 0 | 0 | 0 | 0 | 0 |  | 0 | 0 | 0 | 0 | 0 | 17536.2511 | 12492.5927 | 14210.9004 | 0 | no | Surplus | yes |  | 0 | 0 | 0 | 3562.4745 | 0 | no | 0 | 0 | 0 | 3562.4745 | 0 |  |  | 0 | 0 | 0 | 0 | 0 |  | 0 | 0 | 0 | 0 | 0
| 17927.8572 | 0 | yes | Deficit |  |  | 0 | 0 | 0 | 0 | 0 |  | 0 | 0 | 0 | 0 | 4860 | no |  | 0 | 24300 | no | 17927.8572 | 0 | no | no | 0 | 0 | 0 | 0 | 0 |  | 0 | 0 | 0 | 0 | 0 | 17927.8572 | 12567.7994 | 14528.2473 | 0 | no | Surplus | yes |  | 0 | 0 | 0 | 1643.101 | 0 | no | 0 | 0 | 0 | 1643.101 | 0 |  |  | 0 | 0 | 0 | 0 | 0 |  | 0 | 0 | 0 | 0 | 0
| 19403.6767 | 0 | yes | Deficit |  |  | 0 | 0 | 0 | 0 | 0 |  | 0 | 0 | 0 | 0 | 4860 | no |  | 0 | 24300 | no | 19403.6767 | 0 | no | no | 0 | 0 | 0 | 0 | 0 |  | 0 | 0 | 0 | 0 | 0 | 19403.6767 | 13327.1858 | 15724.2113 | 0 | no | Surplus | yes |  | 0 | 0 | 0 | 1201.0615 | 0 | no | 0 | 0 | 0 | 1201.0615 | 0 |  |  | 0 | 0 | 0 | 0 | 0 |  | 0 | 0 | 0 | 0 | 0
| 22224.3719 | 0 | yes | Deficit |  |  | 0 | 0 | 0 | 0 | 0 |  | 0 | 0 | 0 | 0 | 4860 | no |  | 0 | 24300 | no | 22224.3719 | 0 | no | no | 0 | 0 | 0 | 0 | 0 |  | 0 | 0 | 0 | 0 | 0 | 22224.3719 | 15120.0479 | 18010.0259 | 0 | no | Surplus | yes |  | 0 | 0 | 0 | 604.1634 | 0 | no | 0 | 0 | 0 | 604.1634 | 0 |  |  | 0 | 0 | 0 | 0 | 0 |  | 0 | 0 | 0 | 0 | 0
| 19443.138 | 0 | no | Surplus | yes |  | 0 | 0 | 0 | 2781.234 | 0 | no | 0 | 0 | 0 | 2781.234 | 4860 | no | 19443.138 | 0 | 24300 |  |  | 0 |  |  | 0 | 0 | 0 | 0 | 0 |  | 0 | 0 | 0 | 0 | 0 | 19443.138 | 13872.8471 | 15756.1896 | 0 | no | Surplus | yes |  | 0 | 0 | 0 | 4137.1788 | 0 | no | 0 | 0 | 0 | 4137.1788 | 0 |  |  | 0 | 0 | 0 | 0 | 0 |  | 0 | 0 | 0 | 0 | 0
| 20343.9035 | 0 | yes | Deficit |  |  | 0 | 0 | 0 | 0 | 0 |  | 0 | 0 | 0 | 0 | 4860 | no |  | 0 | 24300 | no | 20343.9035 | 0 | no | no | 0 | 0 | 0 | 0 | 0 |  | 0 | 0 | 0 | 0 | 0 | 20343.9035 | 13909.7503 | 16486.1455 | 0 | no | Surplus | yes |  | 0 | 0 | 0 | 1846.4393 | 0 | no | 0 | 0 | 0 | 1846.4393 | 0 |  |  | 0 | 0 | 0 | 0 | 0 |  | 0 | 0 | 0 | 0 | 0
| 20118.1934 | 0 | no | Surplus | yes |  | 0 | 0 | 0 | 225.7102 | 0 | no | 0 | 0 | 0 | 225.7102 | 4860 | no | 20118.1934 | 0 | 24300 |  |  | 0 |  |  | 0 | 0 | 0 | 0 | 0 |  | 0 | 0 | 0 | 0 | 0 | 20118.1934 | 12816.5327 | 16303.2361 | 0 | no | Surplus | yes |  | 0 | 0 | 0 | 3669.6128 | 0 | no | 0 | 0 | 0 | 3669.6128 | 0 |  |  | 0 | 0 | 0 | 0 | 0 |  | 0 | 0 | 0 | 0 | 0
| 20116.9779 | 0 | no | Surplus | yes |  | 0 | 0 | 0 | 1.2155 | 0 | no | 0 | 0 | 0 | 1.2155 | 4860 | no | 20116.9779 | 0 | 24300 |  |  | 0 |  |  | 0 | 0 | 0 | 0 | 0 |  | 0 | 0 | 0 | 0 | 0 | 20116.9779 | 11905.3125 | 16302.2511 | 0 | no | Surplus | yes |  | 0 | 0 | 0 | 4397.9236 | 0 | no | 0 | 0 | 0 | 4397.9236 | 0 |  |  | 0 | 0 | 0 | 0 | 0 |  | 0 | 0 | 0 | 0 | 0
| 21929.9506 | 0 | yes | Deficit |  |  | 0 | 0 | 0 | 0 | 0 |  | 0 | 0 | 0 | 0 | 4860 | no |  | 0 | 24300 | no | 21929.9506 | 0 | no | no | 0 | 0 | 0 | 0 | 0 |  | 0 | 0 | 0 | 0 | 0 | 21929.9506 | 11808.9417 | 17771.4348 | 0 | no | Surplus | yes |  | 0 | 0 | 0 | 4493.3094 | 0 | no | 0 | 0 | 0 | 4493.3094 | 0 |  |  | 0 | 0 | 0 | 0 | 0 |  | 0 | 0 | 0 | 0 | 0
| 19128.3235 | 0 | no | Surplus | yes |  | 0 | 0 | 0 | 2801.6271 | 0 | no | 0 | 0 | 0 | 2801.6271 | 4860 | no | 19128.3235 | 0 | 24300 |  |  | 0 |  |  | 0 | 0 | 0 | 0 | 0 |  | 0 | 0 | 0 | 0 | 0 | 19128.3235 | 16304.5135 | 15501.0725 | 0 | no | Surplus | yes |  | 0 | 0 | 0 | 1466.9213 | 0 | no | 0 | 0 | 0 | 1466.9213 | 0 |  |  | 0 | 0 | 0 | 0 | 0 |  | 0 | 0 | 0 | 0 | 0
| 13849.8007 | 0 | no | Surplus | yes |  | 0 | 0 | 0 | 5278.5228 | 0 | no | 0 | 0 | 0 | 5278.5228 | 4860 | no | 13849.8007 | 0 | 24300 |  |  | 0 |  |  | 0 | 0 | 0 | 0 | 0 |  | 0 | 0 | 0 | 0 | 0 | 13849.8007 | 16965.0588 | 11223.5014 | 0 | yes | Deficit |  |  | 0 | 0 | 0 | 0 | 0 |  | 0 | 0 | 0 | 0 | 1463.9863 | yes |  | 0 | 0 | 0 | 1463.9863 | 0 | no | 0 | 0 | 0 | 1463.9863 | 0
| 14699.9074 | 0 | yes | Deficit |  |  | 0 | 0 | 0 | 0 | 0 |  | 0 | 0 | 0 | 0 | 4860 | no |  | 0 | 24300 | no | 14699.9074 | 0 | no | no | 0 | 0 | 0 | 0 | 0 |  | 0 | 0 | 0 | 0 | 0 | 14699.9074 | 17282.1735 | 11912.4047 | 0 | yes | Deficit |  |  | 0 | 0 | 0 | 0 | 0 |  | 0 | 0 | 0 | 0 | 6058.6721 | yes |  | 0 | 0 | 0 | 6058.6721 | 0 | no | 0 | 0 | 0 | 6058.6721 | 0
| 12731.8173 | 0 | no | Surplus | yes |  | 0 | 0 | 0 | 1968.09 | 0 | no | 0 | 0 | 0 | 1968.09 | 4860 | no | 12731.8173 | 0 | 24300 |  |  | 0 |  |  | 0 | 0 | 0 | 0 | 0 |  | 0 | 0 | 0 | 0 | 0 | 12731.8173 | 16831.8742 | 10317.5181 | 0 | yes | Deficit |  |  | 0 | 0 | 0 | 0 | 0 |  | 0 | 0 | 0 | 0 | 4919.4695 | yes |  | 0 | 0 | 0 | 4919.4695 | 0 | no | 0 | 0 | 0 | 4919.4695 | 0
| 14521.6391 | 0 | yes | Deficit |  |  | 0 | 0 | 0 | 0 | 0 |  | 0 | 0 | 0 | 0 | 4860 | no |  | 0 | 24300 | no | 14521.6391 | 0 | no | no | 0 | 0 | 0 | 0 | 0 |  | 0 | 0 | 0 | 0 | 0 | 14521.6391 | 17030.1739 | 11767.9409 | 0 | yes | Deficit |  |  | 0 | 0 | 0 | 0 | 0 |  | 0 | 0 | 0 | 0 | 6712.6558 | yes |  | 0 | 0 | 0 | 6712.6558 | 0 | no | 0 | 0 | 0 | 6712.6558 | 0
| 12368.3686 | 0 | no | Surplus | yes |  | 0 | 0 | 0 | 2153.2705 | 0 | no | 0 | 0 | 0 | 2153.2705 | 4860 | no | 12368.3686 | 0 | 24300 |  |  | 0 |  |  | 0 | 0 | 0 | 0 | 0 |  | 0 | 0 | 0 | 0 | 0 | 12368.3686 | 15890.0493 | 10022.9892 | 0 | yes | Deficit |  |  | 0 | 0 | 0 | 0 | 0 |  | 0 | 0 | 0 | 0 | 4122.1083 | yes |  | 0 | 0 | 0 | 4122.1083 | 0 | no | 0 | 0 | 0 | 4122.1083 | 0
| 10524.1503 | 0 | no | Surplus | yes |  | 0 | 0 | 0 | 1844.2183 | 0 | no | 0 | 0 | 0 | 1844.2183 | 4860 | no | 10524.1503 | 0 | 24300 |  |  | 0 |  |  | 0 | 0 | 0 | 0 | 0 |  | 0 | 0 | 0 | 0 | 0 | 10524.1503 | 14557.622 | 8528.4848 | 0 | yes | Deficit |  |  | 0 | 0 | 0 | 0 | 0 |  | 0 | 0 | 0 | 0 | 4534.6328 | yes |  | 0 | 0 | 0 | 4534.6328 | 0 | no | 0 | 0 | 0 | 4534.6328 | 0
| 9593.9154 | 0 | no | Surplus | yes |  | 0 | 0 | 0 | 930.2348 | 0 | no | 0 | 0 | 0 | 930.2348 | 4860 | no | 9593.9154 | 0 | 21048.3006 |  |  | 0 |  |  | 0 | 0 | 0 | 0 | 0 |  | 0 | 0 | 0 | 0 | 0 | 9593.9154 | 14796.2122 | 7774.6478 | 0 | yes | Deficit |  |  | 0 | 0 | 0 | 0 | 0 |  | 0 | 0 | 0 | 0 | 6267.7274 | yes |  | 0 | 0 | 0 | 6267.7274 | 0 | no | 0 | 0 | 0 | 6267.7274 | 0
| 11684.2266 | 0 | yes | Deficit |  |  | 0 | 0 | 0 | 0 | 0 |  | 0 | 0 | 0 | 0 | 4860 | no |  | 0 | 19187.8309 | no | 11684.2266 | 0 | no | no | 0 | 0 | 0 | 0 | 0 |  | 0 | 0 | 0 | 0 | 0 | 11684.2266 | 13866.4444 | 9468.5791 | 0 | yes | Deficit |  |  | 0 | 0 | 0 | 0 | 0 |  | 0 | 0 | 0 | 0 | 6091.7966 | yes |  | 0 | 0 | 0 | 6091.7966 | 0 | no | 0 | 0 | 0 | 6091.7966 | 0
| 12709.6318 | 0 | yes | Deficit |  |  | 0 | 0 | 0 | 0 | 0 |  | 0 | 0 | 0 | 0 | 4860 | no |  | 0 | 23368.4531 | no | 12709.6318 | 0 | no | no | 0 | 0 | 0 | 0 | 0 |  | 0 | 0 | 0 | 0 | 0 | 12709.6318 | 14280.0079 | 10299.5396 | 0 | yes | Deficit |  |  | 0 | 0 | 0 | 0 | 0 |  | 0 | 0 | 0 | 0 | 4811.4288 | yes |  | 0 | 0 | 0 | 4811.4288 | 0 | no | 0 | 0 | 0 | 4811.4288 | 0
| 16695.6813 | 0 | yes | Deficit |  |  | 0 | 0 | 0 | 0 | 0 |  | 0 | 0 | 0 | 0 | 4860 | no |  | 0 | 24300 | no | 16695.6813 | 0 | no | no | 0 | 0 | 0 | 0 | 0 |  | 0 | 0 | 0 | 0 | 0 | 16695.6813 | 13886.1851 | 13529.7255 | 0 | yes | Deficit |  |  | 0 | 0 | 0 | 0 | 0 |  | 0 | 0 | 0 | 0 | 3586.6455 | yes |  | 0 | 0 | 0 | 3586.6455 | 0 | no | 0 | 0 | 0 | 3586.6455 | 0
| 12434.0322 | 0 | no | Surplus | yes |  | 0 | 0 | 0 | 4261.6491 | 0 | no | 0 | 0 | 0 | 4261.6491 | 4860 | no | 12434.0322 | 0 | 24300 |  |  | 0 |  |  | 0 | 0 | 0 | 0 | 0 |  | 0 | 0 | 0 | 0 | 0 | 12434.0322 | 11427.0306 | 10076.2011 | 0 | no | Surplus | yes |  | 0 | 0 | 0 | 2102.6949 | 0 | no | 0 | 0 | 0 | 2102.6949 | 0 |  |  | 0 | 0 | 0 | 0 | 0 |  | 0 | 0 | 0 | 0 | 0
| 12665.5107 | 0 | yes | Deficit |  |  | 0 | 0 | 0 | 0 | 0 |  | 0 | 0 | 0 | 0 | 4860 | no |  | 0 | 24300 | no | 12665.5107 | 0 | no | no | 0 | 0 | 0 | 0 | 0 |  | 0 | 0 | 0 | 0 | 0 | 12665.5107 | 13281.957 | 10263.785 | 0 | yes | Deficit |  |  | 0 | 0 | 0 | 0 | 0 |  | 0 | 0 | 0 | 0 | 3205.7559 | yes |  | 0 | 0 | 0 | 3205.7559 | 0 | no | 0 | 0 | 0 | 3205.7559 | 0
| 12165.3388 | 0 | no | Surplus | yes |  | 0 | 0 | 0 | 500.1719 | 0 | no | 0 | 0 | 0 | 500.1719 | 4860 | no | 12165.3388 | 0 | 24300 |  |  | 0 |  |  | 0 | 0 | 0 | 0 | 0 |  | 0 | 0 | 0 | 0 | 0 | 12165.3388 | 14198.6911 | 9858.4593 | 0 | yes | Deficit |  |  | 0 | 0 | 0 | 0 | 0 |  | 0 | 0 | 0 | 0 | 3934.9061 | yes |  | 0 | 0 | 0 | 3934.9061 | 0 | no | 0 | 0 | 0 | 3934.9061 | 0
| 12567.254 | 0 | yes | Deficit |  |  | 0 | 0 | 0 | 0 | 0 |  | 0 | 0 | 0 | 0 | 4860 | no |  | 0 | 24300 | no | 12567.254 | 0 | no | no | 0 | 0 | 0 | 0 | 0 |  | 0 | 0 | 0 | 0 | 0 | 12567.254 | 13803.3227 | 10184.1605 | 0 | yes | Deficit |  |  | 0 | 0 | 0 | 0 | 0 |  | 0 | 0 | 0 | 0 | 3944.8633 | yes |  | 0 | 0 | 0 | 3944.8633 | 0 | no | 0 | 0 | 0 | 3944.8633 | 0
| 14409.0821 | 0 | yes | Deficit |  |  | 0 | 0 | 0 | 0 | 0 |  | 0 | 0 | 0 | 0 | 4860 | no |  | 0 | 24300 | no | 14409.0821 | 0 | no | no | 0 | 0 | 0 | 0 | 0 |  | 0 | 0 | 0 | 0 | 0 | 14409.0821 | 15089.072 | 11676.7278 | 0 | yes | Deficit |  |  | 0 | 0 | 0 | 0 | 0 |  | 0 | 0 | 0 | 0 | 4904.9115 | yes |  | 0 | 0 | 0 | 4904.9115 | 0 | no | 0 | 0 | 0 | 4904.9115 | 0
| 14783.0325 | 0 | yes | Deficit |  |  | 0 | 0 | 0 | 0 | 0 |  | 0 | 0 | 0 | 0 | 4860 | no |  | 0 | 24300 | no | 14783.0325 | 0 | no | no | 0 | 0 | 0 | 0 | 0 |  | 0 | 0 | 0 | 0 | 0 | 14783.0325 | 15629.5275 | 11979.767 | 0 | yes | Deficit |  |  | 0 | 0 | 0 | 0 | 0 |  | 0 | 0 | 0 | 0 | 3952.7996 | yes |  | 0 | 0 | 0 | 3952.7996 | 0 | no | 0 | 0 | 0 | 3952.7996 | 0
| 11223.0089 | 0 | no | Surplus | yes |  | 0 | 0 | 0 | 3560.0235 | 0 | no | 0 | 0 | 0 | 3560.0235 | 4860 | no | 11223.0089 | 0 | 24300 |  |  | 0 |  |  | 0 | 0 | 0 | 0 | 0 |  | 0 | 0 | 0 | 0 | 0 | 11223.0089 | 16556.6961 | 9094.8209 | 0 | yes | Deficit |  |  | 0 | 0 | 0 | 0 | 0 |  | 0 | 0 | 0 | 0 | 4576.9291 | yes |  | 0 | 0 | 0 | 4576.9291 | 0 | no | 0 | 0 | 0 | 4576.9291 | 0
| 13032.5103 | 0 | yes | Deficit |  |  | 0 | 0 | 0 | 0 | 0 |  | 0 | 0 | 0 | 0 | 4860 | no |  | 0 | 22446.0179 | no | 13032.5103 | 0 | no | no | 0 | 0 | 0 | 0 | 0 |  | 0 | 0 | 0 | 0 | 0 | 13032.5103 | 16340.07 | 10561.1915 | 0 | yes | Deficit |  |  | 0 | 0 | 0 | 0 | 0 |  | 0 | 0 | 0 | 0 | 7245.2492 | yes |  | 0 | 0 | 0 | 7245.2492 | 0 | no | 0 | 0 | 0 | 7245.2492 | 0
| 13644.9276 | 0 | yes | Deficit |  |  | 0 | 0 | 0 | 0 | 0 |  | 0 | 0 | 0 | 0 | 4860 | no |  | 0 | 24300 | no | 13644.9276 | 0 | no | no | 0 | 0 | 0 | 0 | 0 |  | 0 | 0 | 0 | 0 | 0 | 13644.9276 | 16726.968 | 11057.4778 | 0 | yes | Deficit |  |  | 0 | 0 | 0 | 0 | 0 |  | 0 | 0 | 0 | 0 | 6165.7764 | yes |  | 0 | 0 | 0 | 6165.7764 | 0 | no | 0 | 0 | 0 | 6165.7764 | 0
| 15435.0447 | 0 | yes | Deficit |  |  | 0 | 0 | 0 | 0 | 0 |  | 0 | 0 | 0 | 0 | 4860 | no |  | 0 | 24300 | no | 15435.0447 | 0 | no | no | 0 | 0 | 0 | 0 | 0 |  | 0 | 0 | 0 | 0 | 0 | 15435.0447 | 17181.3617 | 12508.1399 | 0 | yes | Deficit |  |  | 0 | 0 | 0 | 0 | 0 |  | 0 | 0 | 0 | 0 | 6123.8839 | yes |  | 0 | 0 | 0 | 6123.8839 | 0 | no | 0 | 0 | 0 | 6123.8839 | 0
| 17132.3306 | 0 | yes | Deficit |  |  | 0 | 0 | 0 | 0 | 0 |  | 0 | 0 | 0 | 0 | 4860 | no |  | 0 | 24300 | no | 17132.3306 | 0 | no | no | 0 | 0 | 0 | 0 | 0 |  | 0 | 0 | 0 | 0 | 0 | 17132.3306 | 16974.7757 | 13883.5743 | 0 | yes | Deficit |  |  | 0 | 0 | 0 | 0 | 0 |  | 0 | 0 | 0 | 0 | 4466.6358 | yes |  | 0 | 0 | 0 | 4466.6358 | 0 | no | 0 | 0 | 0 | 4466.6358 | 0
| 17702.4263 | 0 | yes | Deficit |  |  | 0 | 0 | 0 | 0 | 0 |  | 0 | 0 | 0 | 0 | 4860 | no |  | 0 | 24300 | no | 17702.4263 | 0 | no | no | 0 | 0 | 0 | 0 | 0 |  | 0 | 0 | 0 | 0 | 0 | 17702.4263 | 17704.4742 | 14345.5643 | 0 | yes | Deficit |  |  | 0 | 0 | 0 | 0 | 0 |  | 0 | 0 | 0 | 0 | 3820.8999 | yes |  | 0 | 0 | 0 | 3820.8999 | 0 | no | 0 | 0 | 0 | 3820.8999 | 0
| 16514.2146 | 0 | no | Surplus | yes |  | 0 | 0 | 0 | 1188.2117 | 0 | no | 0 | 0 | 0 | 1188.2117 | 4860 | no | 16514.2146 | 0 | 24300 |  |  | 0 |  |  | 0 | 0 | 0 | 0 | 0 |  | 0 | 0 | 0 | 0 | 0 | 16514.2146 | 17679.6469 | 13382.6699 | 0 | yes | Deficit |  |  | 0 | 0 | 0 | 0 | 0 |  | 0 | 0 | 0 | 0 | 3334.0826 | yes |  | 0 | 0 | 0 | 3334.0826 | 0 | no | 0 | 0 | 0 | 3334.0826 | 0
| 15872.1944 | 0 | no | Surplus | yes |  | 0 | 0 | 0 | 642.0203 | 0 | no | 0 | 0 | 0 | 642.0203 | 4860 | no | 15872.1944 | 0 | 24300 |  |  | 0 |  |  | 0 | 0 | 0 | 0 | 0 |  | 0 | 0 | 0 | 0 | 0 | 15872.1944 | 16698.7334 | 12862.3942 | 0 | yes | Deficit |  |  | 0 | 0 | 0 | 0 | 0 |  | 0 | 0 | 0 | 0 | 3316.0635 | yes |  | 0 | 0 | 0 | 3316.0635 | 0 | no | 0 | 0 | 0 | 3316.0635 | 0
| 15585.5258 | 0 | no | Surplus | yes |  | 0 | 0 | 0 | 286.6686 | 0 | no | 0 | 0 | 0 | 286.6686 | 4860 | no | 15585.5258 | 0 | 24300 |  |  | 0 |  |  | 0 | 0 | 0 | 0 | 0 |  | 0 | 0 | 0 | 0 | 0 | 15585.5258 | 16818.3656 | 12630.0858 | 0 | yes | Deficit |  |  | 0 | 0 | 0 | 0 | 0 |  | 0 | 0 | 0 | 0 | 3955.9714 | yes |  | 0 | 0 | 0 | 3955.9714 | 0 | no | 0 | 0 | 0 | 3955.9714 | 0
| 18502.5686 | 0 | yes | Deficit |  |  | 0 | 0 | 0 | 0 | 0 |  | 0 | 0 | 0 | 0 | 4860 | no |  | 0 | 24300 | no | 18502.5686 | 0 | no | no | 0 | 0 | 0 | 0 | 0 |  | 0 | 0 | 0 | 0 | 0 | 18502.5686 | 17143.4849 | 14993.9778 | 0 | yes | Deficit |  |  | 0 | 0 | 0 | 0 | 0 |  | 0 | 0 | 0 | 0 | 4513.3992 | yes |  | 0 | 0 | 0 | 4513.3992 | 0 | no | 0 | 0 | 0 | 4513.3992 | 0
| 16032.9486 | 0 | no | Surplus | yes |  | 0 | 0 | 0 | 2469.62 | 0 | no | 0 | 0 | 0 | 2469.62 | 4860 | no | 16032.9486 | 0 | 24300 |  |  | 0 |  |  | 0 | 0 | 0 | 0 | 0 |  | 0 | 0 | 0 | 0 | 0 | 16032.9486 | 18133.5625 | 12992.665 | 0 | yes | Deficit |  |  | 0 | 0 | 0 | 0 | 0 |  | 0 | 0 | 0 | 0 | 3139.5847 | yes |  | 0 | 0 | 0 | 3139.5847 | 0 | no | 0 | 0 | 0 | 3139.5847 | 0
| 16270.6958 | 0 | yes | Deficit |  |  | 0 | 0 | 0 | 0 | 0 |  | 0 | 0 | 0 | 0 | 4860 | no |  | 0 | 24300 | no | 16270.6958 | 0 | no | no | 0 | 0 | 0 | 0 | 0 |  | 0 | 0 | 0 | 0 | 0 | 16270.6958 | 18309.196 | 13185.3288 | 0 | yes | Deficit |  |  | 0 | 0 | 0 | 0 | 0 |  | 0 | 0 | 0 | 0 | 5316.531 | yes |  | 0 | 0 | 0 | 5316.531 | 0 | no | 0 | 0 | 0 | 5316.531 | 0
| 16387.066 | 0 | yes | Deficit |  |  | 0 | 0 | 0 | 0 | 0 |  | 0 | 0 | 0 | 0 | 4860 | no |  | 0 | 24300 | no | 16387.066 | 0 | no | no | 0 | 0 | 0 | 0 | 0 |  | 0 | 0 | 0 | 0 | 0 | 16387.066 | 18479.8268 | 13279.6321 | 0 | yes | Deficit |  |  | 0 | 0 | 0 | 0 | 0 |  | 0 | 0 | 0 | 0 | 5294.498 | yes |  | 0 | 0 | 0 | 5294.498 | 0 | no | 0 | 0 | 0 | 5294.498 | 0
| 15763.3849 | 0 | no | Surplus | yes |  | 0 | 0 | 0 | 623.6811 | 0 | no | 0 | 0 | 0 | 623.6811 | 4860 | no | 15763.3849 | 0 | 24300 |  |  | 0 |  |  | 0 | 0 | 0 | 0 | 0 |  | 0 | 0 | 0 | 0 | 0 | 15763.3849 | 18493.7304 | 12774.2179 | 0 | yes | Deficit |  |  | 0 | 0 | 0 | 0 | 0 |  | 0 | 0 | 0 | 0 | 5214.0982 | yes |  | 0 | 0 | 0 | 5214.0982 | 0 | no | 0 | 0 | 0 | 5214.0982 | 0
| 17696.2414 | 0 | yes | Deficit |  |  | 0 | 0 | 0 | 0 | 0 |  | 0 | 0 | 0 | 0 | 4860 | no |  | 0 | 24300 | no | 17696.2414 | 0 | no | no | 0 | 0 | 0 | 0 | 0 |  | 0 | 0 | 0 | 0 | 0 | 17696.2414 | 18378.8109 | 14340.5522 | 0 | yes | Deficit |  |  | 0 | 0 | 0 | 0 | 0 |  | 0 | 0 | 0 | 0 | 5604.593 | yes |  | 0 | 0 | 0 | 5604.593 | 0 | no | 0 | 0 | 0 | 5604.593 | 0
| 16921.0915 | 0 | no | Surplus | yes |  | 0 | 0 | 0 | 775.1499 | 0 | no | 0 | 0 | 0 | 775.1499 | 4860 | no | 16921.0915 | 0 | 24300 |  |  | 0 |  |  | 0 | 0 | 0 | 0 | 0 |  | 0 | 0 | 0 | 0 | 0 | 16921.0915 | 17684.9167 | 13712.3918 | 0 | yes | Deficit |  |  | 0 | 0 | 0 | 0 | 0 |  | 0 | 0 | 0 | 0 | 3344.3646 | yes |  | 0 | 0 | 0 | 3344.3646 | 0 | no | 0 | 0 | 0 | 3344.3646 | 0
| 2267.5342 | 0 | no | Surplus | yes |  | 0 | 0 | 0 | 14653.5573 | 0 | no | 0 | 0 | 0 | 14653.5573 | 4860 | yes | 4860 | 2592.4658 | 24300 |  |  | 0 |  |  | 0 | 0 | 0 | 0 | 0 |  | 0 | 0 | 0 | 0 | 0 | 4860 | 17455.5577 | 3938.4117 | 0 | yes | Deficit |  |  | 0 | 0 | 0 | 0 | 0 |  | 0 | 0 | 0 | 0 | 3743.166 | yes |  | 0 | 0 | 0 | 3743.166 | 0 | no | 0 | 0 | 0 | 3743.166 | 0
| 5049.231 | 0 | yes | Deficit |  |  | 0 | 0 | 0 | 0 | 0 |  | 0 | 0 | 0 | 0 | 4860 | no |  | 0 | 9720 | no | 5049.231 | 0 | no | no | 0 | 0 | 0 | 0 | 0 |  | 0 | 0 | 0 | 0 | 0 | 5049.231 | 11841.7025 | 4091.7593 | 0 | yes | Deficit |  |  | 0 | 0 | 0 | 0 | 0 |  | 0 | 0 | 0 | 0 | 7903.2908 | yes |  | 0 | 0 | 0 | 7903.2908 | 0 | no | 0 | 0 | 0 | 7903.2908 | 0
| 8226.7495 | 0 | yes | Deficit |  |  | 0 | 0 | 0 | 0 | 0 |  | 0 | 0 | 0 | 0 | 4860 | no |  | 0 | 10098.462 | no | 8226.7495 | 0 | no | no | 0 | 0 | 0 | 0 | 0 |  | 0 | 0 | 0 | 0 | 0 | 8226.7495 | 11806.8657 | 6666.7338 | 0 | yes | Deficit |  |  | 0 | 0 | 0 | 0 | 0 |  | 0 | 0 | 0 | 0 | 7715.1064 | yes |  | 0 | 0 | 0 | 7715.1064 | 0 | no | 0 | 0 | 0 | 7715.1064 | 0
| 8309.475 | 0 | yes | Deficit |  |  | 0 | 0 | 0 | 0 | 0 |  | 0 | 0 | 0 | 0 | 4860 | no |  | 0 | 16453.4991 | no | 8309.475 | 0 | no | no | 0 | 0 | 0 | 0 | 0 |  | 0 | 0 | 0 | 0 | 0 | 8309.475 | 13345.7382 | 6733.7723 | 0 | yes | Deficit |  |  | 0 | 0 | 0 | 0 | 0 |  | 0 | 0 | 0 | 0 | 6679.0044 | yes |  | 0 | 0 | 0 | 6679.0044 | 0 | no | 0 | 0 | 0 | 6679.0044 | 0
| 9258.7541 | 0 | yes | Deficit |  |  | 0 | 0 | 0 | 0 | 0 |  | 0 | 0 | 0 | 0 | 4860 | no |  | 0 | 16618.95 | no | 9258.7541 | 0 | no | no | 0 | 0 | 0 | 0 | 0 |  | 0 | 0 | 0 | 0 | 0 | 9258.7541 | 14006.6421 | 7503.0422 | 0 | yes | Deficit |  |  | 0 | 0 | 0 | 0 | 0 |  | 0 | 0 | 0 | 0 | 7272.8698 | yes |  | 0 | 0 | 0 | 7272.8698 | 0 | no | 0 | 0 | 0 | 7272.8698 | 0
| 8932.966 | 0 | no | Surplus | yes |  | 0 | 0 | 0 | 325.7881 | 0 | no | 0 | 0 | 0 | 325.7881 | 4860 | no | 8932.966 | 0 | 18517.5082 |  |  | 0 |  |  | 0 | 0 | 0 | 0 | 0 |  | 0 | 0 | 0 | 0 | 0 | 8932.966 | 14037.453 | 7239.0324 | 0 | yes | Deficit |  |  | 0 | 0 | 0 | 0 | 0 |  | 0 | 0 | 0 | 0 | 6534.4108 | yes |  | 0 | 0 | 0 | 6534.4108 | 0 | no | 0 | 0 | 0 | 6534.4108 | 0
| 10124.2693 | 0 | yes | Deficit |  |  | 0 | 0 | 0 | 0 | 0 |  | 0 | 0 | 0 | 0 | 4860 | no |  | 0 | 17865.932 | no | 10124.2693 | 0 | no | no | 0 | 0 | 0 | 0 | 0 |  | 0 | 0 | 0 | 0 | 0 | 10124.2693 | 14138.4896 | 8204.4321 | 0 | yes | Deficit |  |  | 0 | 0 | 0 | 0 | 0 |  | 0 | 0 | 0 | 0 | 6899.4572 | yes |  | 0 | 0 | 0 | 6899.4572 | 0 | no | 0 | 0 | 0 | 6899.4572 | 0
| 10241.2968 | 0 | yes | Deficit |  |  | 0 | 0 | 0 | 0 | 0 |  | 0 | 0 | 0 | 0 | 4860 | no |  | 0 | 20248.5385 | no | 10241.2968 | 0 | no | no | 0 | 0 | 0 | 0 | 0 |  | 0 | 0 | 0 | 0 | 0 | 10241.2968 | 14185.7303 | 8299.2681 | 0 | yes | Deficit |  |  | 0 | 0 | 0 | 0 | 0 |  | 0 | 0 | 0 | 0 | 5981.2982 | yes |  | 0 | 0 | 0 | 5981.2982 | 0 | no | 0 | 0 | 0 | 5981.2982 | 0
| 9139.6422 | 0 | no | Surplus | yes |  | 0 | 0 | 0 | 1101.6546 | 0 | no | 0 | 0 | 0 | 1101.6546 | 4860 | no | 9139.6422 | 0 | 20482.5936 |  |  | 0 |  |  | 0 | 0 | 0 | 0 | 0 |  | 0 | 0 | 0 | 0 | 0 | 9139.6422 | 14309.1179 | 7406.5172 | 0 | yes | Deficit |  |  | 0 | 0 | 0 | 0 | 0 |  | 0 | 0 | 0 | 0 | 6009.8498 | yes |  | 0 | 0 | 0 | 6009.8498 | 0 | no | 0 | 0 | 0 | 6009.8498 | 0
| 8146.5658 | 0 | no | Surplus | yes |  | 0 | 0 | 0 | 993.0763 | 0 | no | 0 | 0 | 0 | 993.0763 | 4860 | no | 8146.5658 | 0 | 18279.2844 |  |  | 0 |  |  | 0 | 0 | 0 | 0 | 0 |  | 0 | 0 | 0 | 0 | 0 | 8146.5658 | 14107.1157 | 6601.7551 | 0 | yes | Deficit |  |  | 0 | 0 | 0 | 0 | 0 |  | 0 | 0 | 0 | 0 | 6700.5985 | yes |  | 0 | 0 | 0 | 6700.5985 | 0 | no | 0 | 0 | 0 | 6700.5985 | 0
| 8684.1096 | 0 | yes | Deficit |  |  | 0 | 0 | 0 | 0 | 0 |  | 0 | 0 | 0 | 0 | 4860 | no |  | 0 | 16293.1317 | no | 8684.1096 | 0 | no | no | 0 | 0 | 0 | 0 | 0 |  | 0 | 0 | 0 | 0 | 0 | 8684.1096 | 14139.4106 | 7037.3659 | 0 | yes | Deficit |  |  | 0 | 0 | 0 | 0 | 0 |  | 0 | 0 | 0 | 0 | 7537.6555 | yes |  | 0 | 0 | 0 | 7537.6555 | 0 | no | 0 | 0 | 0 | 7537.6555 | 0
| 9077.4847 | 0 | yes | Deficit |  |  | 0 | 0 | 0 | 0 | 0 |  | 0 | 0 | 0 | 0 | 4860 | no |  | 0 | 17368.2191 | no | 9077.4847 | 0 | no | no | 0 | 0 | 0 | 0 | 0 |  | 0 | 0 | 0 | 0 | 0 | 9077.4847 | 14281.0827 | 7356.1465 | 0 | yes | Deficit |  |  | 0 | 0 | 0 | 0 | 0 |  | 0 | 0 | 0 | 0 | 7243.7168 | yes |  | 0 | 0 | 0 | 7243.7168 | 0 | no | 0 | 0 | 0 | 7243.7168 | 0
| 10241.2161 | 0 | yes | Deficit |  |  | 0 | 0 | 0 | 0 | 0 |  | 0 | 0 | 0 | 0 | 4860 | no |  | 0 | 18154.9695 | no | 10241.2161 | 0 | no | no | 0 | 0 | 0 | 0 | 0 |  | 0 | 0 | 0 | 0 | 0 | 10241.2161 | 13706.1864 | 8299.2027 | 0 | yes | Deficit |  |  | 0 | 0 | 0 | 0 | 0 |  | 0 | 0 | 0 | 0 | 6350.0399 | yes |  | 0 | 0 | 0 | 6350.0399 | 0 | no | 0 | 0 | 0 | 6350.0399 | 0
| 8371.9317 | 0 | no | Surplus | yes |  | 0 | 0 | 0 | 1869.2844 | 0 | no | 0 | 0 | 0 | 1869.2844 | 4860 | no | 8371.9317 | 0 | 20482.4323 |  |  | 0 |  |  | 0 | 0 | 0 | 0 | 0 |  | 0 | 0 | 0 | 0 | 0 | 8371.9317 | 13583.3349 | 6784.3855 | 0 | yes | Deficit |  |  | 0 | 0 | 0 | 0 | 0 |  | 0 | 0 | 0 | 0 | 5284.1322 | yes |  | 0 | 0 | 0 | 5284.1322 | 0 | no | 0 | 0 | 0 | 5284.1322 | 0
| 9315.1397 | 0 | yes | Deficit |  |  | 0 | 0 | 0 | 0 | 0 |  | 0 | 0 | 0 | 0 | 4860 | no |  | 0 | 16743.8635 | no | 9315.1397 | 0 | no | no | 0 | 0 | 0 | 0 | 0 |  | 0 | 0 | 0 | 0 | 0 | 9315.1397 | 14504.2993 | 7548.7356 | 0 | yes | Deficit |  |  | 0 | 0 | 0 | 0 | 0 |  | 0 | 0 | 0 | 0 | 7719.9138 | yes |  | 0 | 0 | 0 | 7719.9138 | 0 | no | 0 | 0 | 0 | 7719.9138 | 0
| 8818.7605 | 0 | no | Surplus | yes |  | 0 | 0 | 0 | 496.3791 | 0 | no | 0 | 0 | 0 | 496.3791 | 4860 | no | 8818.7605 | 0 | 18630.2793 |  |  | 0 |  |  | 0 | 0 | 0 | 0 | 0 |  | 0 | 0 | 0 | 0 | 0 | 8818.7605 | 14427.5512 | 7146.4834 | 0 | yes | Deficit |  |  | 0 | 0 | 0 | 0 | 0 |  | 0 | 0 | 0 | 0 | 6878.8157 | yes |  | 0 | 0 | 0 | 6878.8157 | 0 | no | 0 | 0 | 0 | 6878.8157 | 0
| 8201.7587 | 0 | no | Surplus | yes |  | 0 | 0 | 0 | 617.0019 | 0 | no | 0 | 0 | 0 | 617.0019 | 4860 | no | 8201.7587 | 0 | 17637.5211 |  |  | 0 |  |  | 0 | 0 | 0 | 0 | 0 |  | 0 | 0 | 0 | 0 | 0 | 8201.7587 | 14379.4749 | 6646.4819 | 0 | yes | Deficit |  |  | 0 | 0 | 0 | 0 | 0 |  | 0 | 0 | 0 | 0 | 7232.9914 | yes |  | 0 | 0 | 0 | 7232.9914 | 0 | no | 0 | 0 | 0 | 7232.9914 | 0
| 7867.7931 | 0 | no | Surplus | yes |  | 0 | 0 | 0 | 333.9656 | 0 | no | 0 | 0 | 0 | 333.9656 | 4860 | no | 7867.7931 | 0 | 16403.5173 |  |  | 0 |  |  | 0 | 0 | 0 | 0 | 0 |  | 0 | 0 | 0 | 0 | 0 | 7867.7931 | 14295.9625 | 6375.8453 | 0 | yes | Deficit |  |  | 0 | 0 | 0 | 0 | 0 |  | 0 | 0 | 0 | 0 | 7649.4806 | yes |  | 0 | 0 | 0 | 7649.4806 | 0 | no | 0 | 0 | 0 | 7649.4806 | 0
| 6594.3241 | 0 | no | Surplus | yes |  | 0 | 0 | 0 | 1273.469 | 0 | no | 0 | 0 | 0 | 1273.469 | 4860 | no | 6594.3241 | 0 | 15735.5862 |  |  | 0 |  |  | 0 | 0 | 0 | 0 | 0 |  | 0 | 0 | 0 | 0 | 0 | 6594.3241 | 12159.0403 | 5343.8607 | 0 | yes | Deficit |  |  | 0 | 0 | 0 | 0 | 0 |  | 0 | 0 | 0 | 0 | 5783.195 | yes |  | 0 | 0 | 0 | 5783.195 | 0 | no | 0 | 0 | 0 | 5783.195 | 0
| 7127.0519 | 0 | yes | Deficit |  |  | 0 | 0 | 0 | 0 | 0 |  | 0 | 0 | 0 | 0 | 4860 | no |  | 0 | 13188.6482 | no | 7127.0519 | 0 | no | no | 0 | 0 | 0 | 0 | 0 |  | 0 | 0 | 0 | 0 | 0 | 7127.0519 | 11187.1414 | 5775.5688 | 0 | yes | Deficit |  |  | 0 | 0 | 0 | 0 | 0 |  | 0 | 0 | 0 | 0 | 5843.2807 | yes |  | 0 | 0 | 0 | 5843.2807 | 0 | no | 0 | 0 | 0 | 5843.2807 | 0
| 6880.2769 | 0 | no | Surplus | yes |  | 0 | 0 | 0 | 246.775 | 0 | no | 0 | 0 | 0 | 246.775 | 4860 | no | 6880.2769 | 0 | 14254.1038 |  |  | 0 |  |  | 0 | 0 | 0 | 0 | 0 |  | 0 | 0 | 0 | 0 | 0 | 6880.2769 | 11896.485 | 5575.5891 | 0 | yes | Deficit |  |  | 0 | 0 | 0 | 0 | 0 |  | 0 | 0 | 0 | 0 | 6120.9162 | yes |  | 0 | 0 | 0 | 6120.9162 | 0 | no | 0 | 0 | 0 | 6120.9162 | 0
| 6007.821 | 0 | no | Surplus | yes |  | 0 | 0 | 0 | 872.4559 | 0 | no | 0 | 0 | 0 | 872.4559 | 4860 | no | 6007.821 | 0 | 13760.5539 |  |  | 0 |  |  | 0 | 0 | 0 | 0 | 0 |  | 0 | 0 | 0 | 0 | 0 | 6007.821 | 11709.5569 | 4868.5746 | 0 | yes | Deficit |  |  | 0 | 0 | 0 | 0 | 0 |  | 0 | 0 | 0 | 0 | 6133.9679 | yes |  | 0 | 0 | 0 | 6133.9679 | 0 | no | 0 | 0 | 0 | 6133.9679 | 0
| 7509.3571 | 0 | yes | Deficit |  |  | 0 | 0 | 0 | 0 | 0 |  | 0 | 0 | 0 | 0 | 4860 | no |  | 0 | 12015.642 | no | 7509.3571 | 0 | no | no | 0 | 0 | 0 | 0 | 0 |  | 0 | 0 | 0 | 0 | 0 | 7509.3571 | 11886.4091 | 6085.3785 | 0 | yes | Deficit |  |  | 0 | 0 | 0 | 0 | 0 |  | 0 | 0 | 0 | 0 | 7017.8345 | yes |  | 0 | 0 | 0 | 7017.8345 | 0 | no | 0 | 0 | 0 | 7017.8345 | 0
| 7326.1826 | 0 | no | Surplus | yes |  | 0 | 0 | 0 | 183.1745 | 0 | no | 0 | 0 | 0 | 183.1745 | 4860 | no | 7326.1826 | 0 | 15018.7142 |  |  | 0 |  |  | 0 | 0 | 0 | 0 | 0 |  | 0 | 0 | 0 | 0 | 0 | 7326.1826 | 12634.593 | 5936.9389 | 0 | yes | Deficit |  |  | 0 | 0 | 0 | 0 | 0 |  | 0 | 0 | 0 | 0 | 6549.2144 | yes |  | 0 | 0 | 0 | 6549.2144 | 0 | no | 0 | 0 | 0 | 6549.2144 | 0
| 7008.5987 | 0 | no | Surplus | yes |  | 0 | 0 | 0 | 317.5839 | 0 | no | 0 | 0 | 0 | 317.5839 | 4860 | no | 7008.5987 | 0 | 14652.3652 |  |  | 0 |  |  | 0 | 0 | 0 | 0 | 0 |  | 0 | 0 | 0 | 0 | 0 | 7008.5987 | 11015.7806 | 5679.5776 | 0 | yes | Deficit |  |  | 0 | 0 | 0 | 0 | 0 |  | 0 | 0 | 0 | 0 | 5078.8416 | yes |  | 0 | 0 | 0 | 5078.8416 | 0 | no | 0 | 0 | 0 | 5078.8416 | 0
| 7276.5046 | 0 | yes | Deficit |  |  | 0 | 0 | 0 | 0 | 0 |  | 0 | 0 | 0 | 0 | 4860 | no |  | 0 | 14017.1974 | no | 7276.5046 | 0 | no | no | 0 | 0 | 0 | 0 | 0 |  | 0 | 0 | 0 | 0 | 0 | 7276.5046 | 13016.6657 | 5896.6812 | 0 | yes | Deficit |  |  | 0 | 0 | 0 | 0 | 0 |  | 0 | 0 | 0 | 0 | 7337.0882 | yes |  | 0 | 0 | 0 | 7337.0882 | 0 | no | 0 | 0 | 0 | 7337.0882 | 0
| 5982.2729 | 0 | no | Surplus | yes |  | 0 | 0 | 0 | 1294.2317 | 0 | no | 0 | 0 | 0 | 1294.2317 | 4860 | no | 5982.2729 | 0 | 14553.0093 |  |  | 0 |  |  | 0 | 0 | 0 | 0 | 0 |  | 0 | 0 | 0 | 0 | 0 | 5982.2729 | 14859.4118 | 4847.8711 | 0 | yes | Deficit |  |  | 0 | 0 | 0 | 0 | 0 |  | 0 | 0 | 0 | 0 | 8962.7306 | yes |  | 0 | 0 | 0 | 8962.7306 | 0 | no | 0 | 0 | 0 | 8962.7306 | 0
| 9378.6425 | 0 | yes | Deficit |  |  | 0 | 0 | 0 | 0 | 0 |  | 0 | 0 | 0 | 0 | 4860 | no |  | 0 | 11964.5458 | no | 9378.6425 | 0 | no | no | 0 | 0 | 0 | 0 | 0 |  | 0 | 0 | 0 | 0 | 0 | 9378.6425 | 13148.069 | 7600.1965 | 0 | yes | Deficit |  |  | 0 | 0 | 0 | 0 | 0 |  | 0 | 0 | 0 | 0 | 8300.198 | yes |  | 0 | 0 | 0 | 8300.198 | 0 | no | 0 | 0 | 0 | 8300.198 | 0
| 9399.2127 | 0 | yes | Deficit |  |  | 0 | 0 | 0 | 0 | 0 |  | 0 | 0 | 0 | 0 | 4860 | no |  | 0 | 18757.2851 | no | 9399.2127 | 0 | no | no | 0 | 0 | 0 | 0 | 0 |  | 0 | 0 | 0 | 0 | 0 | 9399.2127 | 13109.8851 | 7616.8661 | 0 | yes | Deficit |  |  | 0 | 0 | 0 | 0 | 0 |  | 0 | 0 | 0 | 0 | 5509.6886 | yes |  | 0 | 0 | 0 | 5509.6886 | 0 | no | 0 | 0 | 0 | 5509.6886 | 0
| 8224.2828 | 0 | no | Surplus | yes |  | 0 | 0 | 0 | 1174.9299 | 0 | no | 0 | 0 | 0 | 1174.9299 | 4860 | no | 8224.2828 | 0 | 18798.4255 |  |  | 0 |  |  | 0 | 0 | 0 | 0 | 0 |  | 0 | 0 | 0 | 0 | 0 | 8224.2828 | 12099.9512 | 6664.7348 | 0 | yes | Deficit |  |  | 0 | 0 | 0 | 0 | 0 |  | 0 | 0 | 0 | 0 | 4483.0851 | yes |  | 0 | 0 | 0 | 4483.0851 | 0 | no | 0 | 0 | 0 | 4483.0851 | 0
| 8018.5508 | 0 | no | Surplus | yes |  | 0 | 0 | 0 | 205.732 | 0 | no | 0 | 0 | 0 | 205.732 | 4860 | no | 8018.5508 | 0 | 16448.5656 |  |  | 0 |  |  | 0 | 0 | 0 | 0 | 0 |  | 0 | 0 | 0 | 0 | 0 | 8018.5508 | 12512.4646 | 6498.0152 | 0 | yes | Deficit |  |  | 0 | 0 | 0 | 0 | 0 |  | 0 | 0 | 0 | 0 | 5847.7297 | yes |  | 0 | 0 | 0 | 5847.7297 | 0 | no | 0 | 0 | 0 | 5847.7297 | 0
| 7491.739 | 0 | no | Surplus | yes |  | 0 | 0 | 0 | 526.8117 | 0 | no | 0 | 0 | 0 | 526.8117 | 4860 | no | 7491.739 | 0 | 16037.1015 |  |  | 0 |  |  | 0 | 0 | 0 | 0 | 0 |  | 0 | 0 | 0 | 0 | 0 | 7491.739 | 12907.8128 | 6071.1013 | 0 | yes | Deficit |  |  | 0 | 0 | 0 | 0 | 0 |  | 0 | 0 | 0 | 0 | 6409.7976 | yes |  | 0 | 0 | 0 | 6409.7976 | 0 | no | 0 | 0 | 0 | 6409.7976 | 0
| 8082.4867 | 0 | yes | Deficit |  |  | 0 | 0 | 0 | 0 | 0 |  | 0 | 0 | 0 | 0 | 4860 | no |  | 0 | 14983.4781 | no | 8082.4867 | 0 | no | no | 0 | 0 | 0 | 0 | 0 |  | 0 | 0 | 0 | 0 | 0 | 8082.4867 | 13424.3483 | 6549.8272 | 0 | yes | Deficit |  |  | 0 | 0 | 0 | 0 | 0 |  | 0 | 0 | 0 | 0 | 7353.247 | yes |  | 0 | 0 | 0 | 7353.247 | 0 | no | 0 | 0 | 0 | 7353.247 | 0
| 9039.3666 | 0 | yes | Deficit |  |  | 0 | 0 | 0 | 0 | 0 |  | 0 | 0 | 0 | 0 | 4860 | no |  | 0 | 16164.9735 | no | 9039.3666 | 0 | no | no | 0 | 0 | 0 | 0 | 0 |  | 0 | 0 | 0 | 0 | 0 | 9039.3666 | 14380.7972 | 7325.2566 | 0 | yes | Deficit |  |  | 0 | 0 | 0 | 0 | 0 |  | 0 | 0 | 0 | 0 | 7830.97 | yes |  | 0 | 0 | 0 | 7830.97 | 0 | no | 0 | 0 | 0 | 7830.97 | 0
| 8490.9273 | 0 | no | Surplus | yes |  | 0 | 0 | 0 | 548.4394 | 0 | no | 0 | 0 | 0 | 548.4394 | 4860 | no | 8490.9273 | 0 | 18078.7332 |  |  | 0 |  |  | 0 | 0 | 0 | 0 | 0 |  | 0 | 0 | 0 | 0 | 0 | 8490.9273 | 13709.782 | 6880.8163 | 0 | yes | Deficit |  |  | 0 | 0 | 0 | 0 | 0 |  | 0 | 0 | 0 | 0 | 6384.5254 | yes |  | 0 | 0 | 0 | 6384.5254 | 0 | no | 0 | 0 | 0 | 6384.5254 | 0
| 7959.4058 | 0 | no | Surplus | yes |  | 0 | 0 | 0 | 531.5214 | 0 | no | 0 | 0 | 0 | 531.5214 | 4860 | no | 7959.4058 | 0 | 16981.8545 |  |  | 0 |  |  | 0 | 0 | 0 | 0 | 0 |  | 0 | 0 | 0 | 0 | 0 | 7959.4058 | 13751.396 | 6450.0858 | 0 | yes | Deficit |  |  | 0 | 0 | 0 | 0 | 0 |  | 0 | 0 | 0 | 0 | 6870.5798 | yes |  | 0 | 0 | 0 | 6870.5798 | 0 | no | 0 | 0 | 0 | 6870.5798 | 0
| 7489.5173 | 0 | no | Surplus | yes |  | 0 | 0 | 0 | 469.8885 | 0 | no | 0 | 0 | 0 | 469.8885 | 4860 | no | 7489.5173 | 0 | 15918.8117 |  |  | 0 |  |  | 0 | 0 | 0 | 0 | 0 |  | 0 | 0 | 0 | 0 | 0 | 7489.5173 | 13848.1776 | 6069.3009 | 0 | yes | Deficit |  |  | 0 | 0 | 0 | 0 | 0 |  | 0 | 0 | 0 | 0 | 7398.0918 | yes |  | 0 | 0 | 0 | 7398.0918 | 0 | no | 0 | 0 | 0 | 7398.0918 | 0
| 7281.4931 | 0 | no | Surplus | yes |  | 0 | 0 | 0 | 208.0242 | 0 | no | 0 | 0 | 0 | 208.0242 | 4860 | no | 7281.4931 | 0 | 14979.0347 |  |  | 0 |  |  | 0 | 0 | 0 | 0 | 0 |  | 0 | 0 | 0 | 0 | 0 | 7281.4931 | 14269.2414 | 5900.7238 | 0 | yes | Deficit |  |  | 0 | 0 | 0 | 0 | 0 |  | 0 | 0 | 0 | 0 | 8199.9405 | yes |  | 0 | 0 | 0 | 8199.9405 | 0 | no | 0 | 0 | 0 | 8199.9405 | 0
| 8109.6121 | 0 | yes | Deficit |  |  | 0 | 0 | 0 | 0 | 0 |  | 0 | 0 | 0 | 0 | 4860 | no |  | 0 | 14562.9863 | no | 8109.6121 | 0 | no | no | 0 | 0 | 0 | 0 | 0 |  | 0 | 0 | 0 | 0 | 0 | 8109.6121 | 14770.5013 | 6571.8088 | 0 | yes | Deficit |  |  | 0 | 0 | 0 | 0 | 0 |  | 0 | 0 | 0 | 0 | 8869.7775 | yes |  | 0 | 0 | 0 | 8869.7775 | 0 | no | 0 | 0 | 0 | 8869.7775 | 0
| 6332.3463 | 0 | no | Surplus | yes |  | 0 | 0 | 0 | 1777.2658 | 0 | no | 0 | 0 | 0 | 1777.2658 | 4860 | no | 6332.3463 | 0 | 16219.2242 |  |  | 0 |  |  | 0 | 0 | 0 | 0 | 0 |  | 0 | 0 | 0 | 0 | 0 | 6332.3463 | 12027.38 | 5131.561 | 0 | yes | Deficit |  |  | 0 | 0 | 0 | 0 | 0 |  | 0 | 0 | 0 | 0 | 5455.5712 | yes |  | 0 | 0 | 0 | 5455.5712 | 0 | no | 0 | 0 | 0 | 5455.5712 | 0
| 7881.5706 | 0 | yes | Deficit |  |  | 0 | 0 | 0 | 0 | 0 |  | 0 | 0 | 0 | 0 | 4860 | no |  | 0 | 12664.6926 | no | 7881.5706 | 0 | no | no | 0 | 0 | 0 | 0 | 0 |  | 0 | 0 | 0 | 0 | 0 | 7881.5706 | 13335.8756 | 6387.0102 | 0 | yes | Deficit |  |  | 0 | 0 | 0 | 0 | 0 |  | 0 | 0 | 0 | 0 | 8204.3146 | yes |  | 0 | 0 | 0 | 8204.3146 | 0 | no | 0 | 0 | 0 | 8204.3146 | 0
| 8116.5881 | 0 | yes | Deficit |  |  | 0 | 0 | 0 | 0 | 0 |  | 0 | 0 | 0 | 0 | 4860 | no |  | 0 | 15763.1412 | no | 8116.5881 | 0 | no | no | 0 | 0 | 0 | 0 | 0 |  | 0 | 0 | 0 | 0 | 0 | 8116.5881 | 13332.5611 | 6577.462 | 0 | yes | Deficit |  |  | 0 | 0 | 0 | 0 | 0 |  | 0 | 0 | 0 | 0 | 6945.5509 | yes |  | 0 | 0 | 0 | 6945.5509 | 0 | no | 0 | 0 | 0 | 6945.5509 | 0
| 8087.046 | 0 | no | Surplus | yes |  | 0 | 0 | 0 | 29.5421 | 0 | no | 0 | 0 | 0 | 29.5421 | 4860 | no | 8087.046 | 0 | 16233.1762 |  |  | 0 |  |  | 0 | 0 | 0 | 0 | 0 |  | 0 | 0 | 0 | 0 | 0 | 8087.046 | 13170.9363 | 6553.5219 | 0 | yes | Deficit |  |  | 0 | 0 | 0 | 0 | 0 |  | 0 | 0 | 0 | 0 | 6593.4743 | yes |  | 0 | 0 | 0 | 6593.4743 | 0 | no | 0 | 0 | 0 | 6593.4743 | 0
| 6443.6684 | 0 | no | Surplus | yes |  | 0 | 0 | 0 | 1643.3776 | 0 | no | 0 | 0 | 0 | 1643.3776 | 4860 | no | 6443.6684 | 0 | 16174.092 |  |  | 0 |  |  | 0 | 0 | 0 | 0 | 0 |  | 0 | 0 | 0 | 0 | 0 | 6443.6684 | 12597.1666 | 5221.7734 | 0 | yes | Deficit |  |  | 0 | 0 | 0 | 0 | 0 |  | 0 | 0 | 0 | 0 | 6043.6447 | yes |  | 0 | 0 | 0 | 6043.6447 | 0 | no | 0 | 0 | 0 | 6043.6447 | 0
| 6290.2284 | 0 | no | Surplus | yes |  | 0 | 0 | 0 | 153.44 | 0 | no | 0 | 0 | 0 | 153.44 | 4860 | no | 6290.2284 | 0 | 12887.3368 |  |  | 0 |  |  | 0 | 0 | 0 | 0 | 0 |  | 0 | 0 | 0 | 0 | 0 | 6290.2284 | 12750.4072 | 5097.4298 | 0 | yes | Deficit |  |  | 0 | 0 | 0 | 0 | 0 |  | 0 | 0 | 0 | 0 | 7528.6338 | yes |  | 0 | 0 | 0 | 7528.6338 | 0 | no | 0 | 0 | 0 | 7528.6338 | 0
| 6460.9534 | 0 | yes | Deficit |  |  | 0 | 0 | 0 | 0 | 0 |  | 0 | 0 | 0 | 0 | 4860 | no |  | 0 | 12580.4568 | no | 6460.9534 | 0 | no | no | 0 | 0 | 0 | 0 | 0 |  | 0 | 0 | 0 | 0 | 0 | 6460.9534 | 13455.2868 | 5235.7807 | 0 | yes | Deficit |  |  | 0 | 0 | 0 | 0 | 0 |  | 0 | 0 | 0 | 0 | 8357.8569 | yes |  | 0 | 0 | 0 | 8357.8569 | 0 | no | 0 | 0 | 0 | 8357.8569 | 0
| 7057.2851 | 0 | yes | Deficit |  |  | 0 | 0 | 0 | 0 | 0 |  | 0 | 0 | 0 | 0 | 4860 | no |  | 0 | 12921.9068 | no | 7057.2851 | 0 | no | no | 0 | 0 | 0 | 0 | 0 |  | 0 | 0 | 0 | 0 | 0 | 7057.2851 | 12065.6267 | 5719.0317 | 0 | yes | Deficit |  |  | 0 | 0 | 0 | 0 | 0 |  | 0 | 0 | 0 | 0 | 6829.8459 | yes |  | 0 | 0 | 0 | 6829.8459 | 0 | no | 0 | 0 | 0 | 6829.8459 | 0
| 7059.4733 | 0 | yes | Deficit |  |  | 0 | 0 | 0 | 0 | 0 |  | 0 | 0 | 0 | 0 | 4860 | no |  | 0 | 14114.5702 | no | 7059.4733 | 0 | no | no | 0 | 0 | 0 | 0 | 0 |  | 0 | 0 | 0 | 0 | 0 | 7059.4733 | 13138.9423 | 5720.8049 | 0 | yes | Deficit |  |  | 0 | 0 | 0 | 0 | 0 |  | 0 | 0 | 0 | 0 | 7419.9106 | yes |  | 0 | 0 | 0 | 7419.9106 | 0 | no | 0 | 0 | 0 | 7419.9106 | 0
| 7534.0202 | 0 | yes | Deficit |  |  | 0 | 0 | 0 | 0 | 0 |  | 0 | 0 | 0 | 0 | 4860 | no |  | 0 | 14118.9465 | no | 7534.0202 | 0 | no | no | 0 | 0 | 0 | 0 | 0 |  | 0 | 0 | 0 | 0 | 0 | 7534.0202 | 14194.7352 | 6105.3648 | 0 | yes | Deficit |  |  | 0 | 0 | 0 | 0 | 0 |  | 0 | 0 | 0 | 0 | 8473.9303 | yes |  | 0 | 0 | 0 | 8473.9303 | 0 | no | 0 | 0 | 0 | 8473.9303 | 0
| 5684.6644 | 0 | no | Surplus | yes |  | 0 | 0 | 0 | 1849.3559 | 0 | no | 0 | 0 | 0 | 1849.3559 | 4860 | no | 5684.6644 | 0 | 15068.0404 |  |  | 0 |  |  | 0 | 0 | 0 | 0 | 0 |  | 0 | 0 | 0 | 0 | 0 | 5684.6644 | 13432.2144 | 4606.6972 | 0 | yes | Deficit |  |  | 0 | 0 | 0 | 0 | 0 |  | 0 | 0 | 0 | 0 | 7326.8496 | yes |  | 0 | 0 | 0 | 7326.8496 | 0 | no | 0 | 0 | 0 | 7326.8496 | 0
| 8378.6353 | 0 | yes | Deficit |  |  | 0 | 0 | 0 | 0 | 0 |  | 0 | 0 | 0 | 0 | 4860 | no |  | 0 | 11369.3287 | no | 8378.6353 | 0 | no | no | 0 | 0 | 0 | 0 | 0 |  | 0 | 0 | 0 | 0 | 0 | 8378.6353 | 14900.707 | 6789.8179 | 0 | yes | Deficit |  |  | 0 | 0 | 0 | 0 | 0 |  | 0 | 0 | 0 | 0 | 10294.0098 | yes |  | 0 | 0 | 0 | 10294.0098 | 0 | no | 0 | 0 | 0 | 10294.0098 | 0
| 8262.672 | 0 | no | Surplus | yes |  | 0 | 0 | 0 | 115.9633 | 0 | no | 0 | 0 | 0 | 115.9633 | 4860 | no | 8262.672 | 0 | 16757.2707 |  |  | 0 |  |  | 0 | 0 | 0 | 0 | 0 |  | 0 | 0 | 0 | 0 | 0 | 8262.672 | 15236.2543 | 6695.8444 | 0 | yes | Deficit |  |  | 0 | 0 | 0 | 0 | 0 |  | 0 | 0 | 0 | 0 | 8446.4364 | yes |  | 0 | 0 | 0 | 8446.4364 | 0 | no | 0 | 0 | 0 | 8446.4364 | 0
| 7044.9335 | 0 | no | Surplus | yes |  | 0 | 0 | 0 | 1217.7385 | 0 | no | 0 | 0 | 0 | 1217.7385 | 4860 | no | 7044.9335 | 0 | 16525.3441 |  |  | 0 |  |  | 0 | 0 | 0 | 0 | 0 |  | 0 | 0 | 0 | 0 | 0 | 7044.9335 | 14851.2055 | 5709.0223 | 0 | yes | Deficit |  |  | 0 | 0 | 0 | 0 | 0 |  | 0 | 0 | 0 | 0 | 8155.3611 | yes |  | 0 | 0 | 0 | 8155.3611 | 0 | no | 0 | 0 | 0 | 8155.3611 | 0
| 7800.6318 | 0 | yes | Deficit |  |  | 0 | 0 | 0 | 0 | 0 |  | 0 | 0 | 0 | 0 | 4860 | no |  | 0 | 14089.8671 | no | 7800.6318 | 0 | no | no | 0 | 0 | 0 | 0 | 0 |  | 0 | 0 | 0 | 0 | 0 | 7800.6318 | 14665.9847 | 6321.4196 | 0 | yes | Deficit |  |  | 0 | 0 | 0 | 0 | 0 |  | 0 | 0 | 0 | 0 | 8956.9624 | yes |  | 0 | 0 | 0 | 8956.9624 | 0 | no | 0 | 0 | 0 | 8956.9624 | 0
| 8421.7668 | 0 | yes | Deficit |  |  | 0 | 0 | 0 | 0 | 0 |  | 0 | 0 | 0 | 0 | 4860 | no |  | 0 | 15601.2637 | no | 8421.7668 | 0 | no | no | 0 | 0 | 0 | 0 | 0 |  | 0 | 0 | 0 | 0 | 0 | 8421.7668 | 14576.6097 | 6824.7705 | 0 | yes | Deficit |  |  | 0 | 0 | 0 | 0 | 0 |  | 0 | 0 | 0 | 0 | 8255.1901 | yes |  | 0 | 0 | 0 | 8255.1901 | 0 | no | 0 | 0 | 0 | 8255.1901 | 0
| 8933.7881 | 0 | yes | Deficit |  |  | 0 | 0 | 0 | 0 | 0 |  | 0 | 0 | 0 | 0 | 4860 | no |  | 0 | 16843.5336 | no | 8933.7881 | 0 | no | no | 0 | 0 | 0 | 0 | 0 |  | 0 | 0 | 0 | 0 | 0 | 8933.7881 | 14901.355 | 7239.6987 | 0 | yes | Deficit |  |  | 0 | 0 | 0 | 0 | 0 |  | 0 | 0 | 0 | 0 | 8076.5845 | yes |  | 0 | 0 | 0 | 8076.5845 | 0 | no | 0 | 0 | 0 | 8076.5845 | 0
| 9160.7904 | 0 | yes | Deficit |  |  | 0 | 0 | 0 | 0 | 0 |  | 0 | 0 | 0 | 0 | 4860 | no |  | 0 | 17867.5763 | no | 9160.7904 | 0 | no | no | 0 | 0 | 0 | 0 | 0 |  | 0 | 0 | 0 | 0 | 0 | 9160.7904 | 15556.3152 | 7423.6551 | 0 | yes | Deficit |  |  | 0 | 0 | 0 | 0 | 0 |  | 0 | 0 | 0 | 0 | 8316.6165 | yes |  | 0 | 0 | 0 | 8316.6165 | 0 | no | 0 | 0 | 0 | 8316.6165 | 0
| 9342.7045 | 0 | yes | Deficit |  |  | 0 | 0 | 0 | 0 | 0 |  | 0 | 0 | 0 | 0 | 4860 | no |  | 0 | 18321.5807 | no | 9342.7045 | 0 | no | no | 0 | 0 | 0 | 0 | 0 |  | 0 | 0 | 0 | 0 | 0 | 9342.7045 | 15725.9523 | 7571.0733 | 0 | yes | Deficit |  |  | 0 | 0 | 0 | 0 | 0 |  | 0 | 0 | 0 | 0 | 8302.2972 | yes |  | 0 | 0 | 0 | 8302.2972 | 0 | no | 0 | 0 | 0 | 8302.2972 | 0
| 9201.3881 | 0 | no | Surplus | yes |  | 0 | 0 | 0 | 141.3164 | 0 | no | 0 | 0 | 0 | 141.3164 | 4860 | no | 9201.3881 | 0 | 18685.4089 |  |  | 0 |  |  | 0 | 0 | 0 | 0 | 0 |  | 0 | 0 | 0 | 0 | 0 | 9201.3881 | 15508.9992 | 7456.5544 | 0 | yes | Deficit |  |  | 0 | 0 | 0 | 0 | 0 |  | 0 | 0 | 0 | 0 | 7937.9259 | yes |  | 0 | 0 | 0 | 7937.9259 | 0 | no | 0 | 0 | 0 | 7937.9259 | 0
| 6274.1656 | 0 | no | Surplus | yes |  | 0 | 0 | 0 | 2927.2225 | 0 | no | 0 | 0 | 0 | 2927.2225 | 4860 | no | 6274.1656 | 0 | 18402.7762 |  |  | 0 |  |  | 0 | 0 | 0 | 0 | 0 |  | 0 | 0 | 0 | 0 | 0 | 6274.1656 | 14697.7148 | 5084.4129 | 0 | yes | Deficit |  |  | 0 | 0 | 0 | 0 | 0 |  | 0 | 0 | 0 | 0 | 7241.1605 | yes |  | 0 | 0 | 0 | 7241.1605 | 0 | no | 0 | 0 | 0 | 7241.1605 | 0
| 7750.7346 | 0 | yes | Deficit |  |  | 0 | 0 | 0 | 0 | 0 |  | 0 | 0 | 0 | 0 | 4860 | no |  | 0 | 12548.3311 | no | 7750.7346 | 0 | no | no | 0 | 0 | 0 | 0 | 0 |  | 0 | 0 | 0 | 0 | 0 | 7750.7346 | 12814.8197 | 6280.9843 | 0 | yes | Deficit |  |  | 0 | 0 | 0 | 0 | 0 |  | 0 | 0 | 0 | 0 | 7730.4067 | yes |  | 0 | 0 | 0 | 7730.4067 | 0 | no | 0 | 0 | 0 | 7730.4067 | 0
| 8455.9283 | 0 | yes | Deficit |  |  | 0 | 0 | 0 | 0 | 0 |  | 0 | 0 | 0 | 0 | 4860 | no |  | 0 | 15501.4692 | no | 8455.9283 | 0 | no | no | 0 | 0 | 0 | 0 | 0 |  | 0 | 0 | 0 | 0 | 0 | 8455.9283 | 15211.3603 | 6852.4541 | 0 | yes | Deficit |  |  | 0 | 0 | 0 | 0 | 0 |  | 0 | 0 | 0 | 0 | 8930.376 | yes |  | 0 | 0 | 0 | 8930.376 | 0 | no | 0 | 0 | 0 | 8930.376 | 0
| 7750.9074 | 0 | no | Surplus | yes |  | 0 | 0 | 0 | 705.0209 | 0 | no | 0 | 0 | 0 | 705.0209 | 4860 | no | 7750.9074 | 0 | 16911.8566 |  |  | 0 |  |  | 0 | 0 | 0 | 0 | 0 |  | 0 | 0 | 0 | 0 | 0 | 7750.9074 | 14049.1495 | 6281.1243 | 0 | yes | Deficit |  |  | 0 | 0 | 0 | 0 | 0 |  | 0 | 0 | 0 | 0 | 7196.6955 | yes |  | 0 | 0 | 0 | 7196.6955 | 0 | no | 0 | 0 | 0 | 7196.6955 | 0
| 7070.6013 | 0 | no | Surplus | yes |  | 0 | 0 | 0 | 680.3061 | 0 | no | 0 | 0 | 0 | 680.3061 | 4860 | no | 7070.6013 | 0 | 15501.8147 |  |  | 0 |  |  | 0 | 0 | 0 | 0 | 0 |  | 0 | 0 | 0 | 0 | 0 | 7070.6013 | 14414.5852 | 5729.8228 | 0 | yes | Deficit |  |  | 0 | 0 | 0 | 0 | 0 |  | 0 | 0 | 0 | 0 | 8133.4609 | yes |  | 0 | 0 | 0 | 8133.4609 | 0 | no | 0 | 0 | 0 | 8133.4609 | 0
| 8365.1017 | 0 | yes | Deficit |  |  | 0 | 0 | 0 | 0 | 0 |  | 0 | 0 | 0 | 0 | 4860 | no |  | 0 | 14141.2026 | no | 8365.1017 | 0 | no | no | 0 | 0 | 0 | 0 | 0 |  | 0 | 0 | 0 | 0 | 0 | 8365.1017 | 14892.3515 | 6778.8506 | 0 | yes | Deficit |  |  | 0 | 0 | 0 | 0 | 0 |  | 0 | 0 | 0 | 0 | 9162.5288 | yes |  | 0 | 0 | 0 | 9162.5288 | 0 | no | 0 | 0 | 0 | 9162.5288 | 0
| 9869.8819 | 0 | yes | Deficit |  |  | 0 | 0 | 0 | 0 | 0 |  | 0 | 0 | 0 | 0 | 4860 | no |  | 0 | 16730.2034 | no | 9869.8819 | 0 | no | no | 0 | 0 | 0 | 0 | 0 |  | 0 | 0 | 0 | 0 | 0 | 9869.8819 | 14909.7696 | 7998.2836 | 0 | yes | Deficit |  |  | 0 | 0 | 0 | 0 | 0 |  | 0 | 0 | 0 | 0 | 8130.9189 | yes |  | 0 | 0 | 0 | 8130.9189 | 0 | no | 0 | 0 | 0 | 8130.9189 | 0
| 9410.2435 | 0 | no | Surplus | yes |  | 0 | 0 | 0 | 459.6385 | 0 | no | 0 | 0 | 0 | 459.6385 | 4860 | no | 9410.2435 | 0 | 19739.7638 |  |  | 0 |  |  | 0 | 0 | 0 | 0 | 0 |  | 0 | 0 | 0 | 0 | 0 | 9410.2435 | 11977.562 | 7625.8051 | 0 | yes | Deficit |  |  | 0 | 0 | 0 | 0 | 0 |  | 0 | 0 | 0 | 0 | 3979.2784 | yes |  | 0 | 0 | 0 | 3979.2784 | 0 | no | 0 | 0 | 0 | 3979.2784 | 0
| 8262.6853 | 0 | no | Surplus | yes |  | 0 | 0 | 0 | 1147.5581 | 0 | no | 0 | 0 | 0 | 1147.5581 | 4860 | no | 8262.6853 | 0 | 18820.4869 |  |  | 0 |  |  | 0 | 0 | 0 | 0 | 0 |  | 0 | 0 | 0 | 0 | 0 | 8262.6853 | 14456.8701 | 6695.8552 | 0 | yes | Deficit |  |  | 0 | 0 | 0 | 0 | 0 |  | 0 | 0 | 0 | 0 | 6831.065 | yes |  | 0 | 0 | 0 | 6831.065 | 0 | no | 0 | 0 | 0 | 6831.065 | 0
| 9335.2819 | 0 | yes | Deficit |  |  | 0 | 0 | 0 | 0 | 0 |  | 0 | 0 | 0 | 0 | 4860 | no |  | 0 | 16525.3707 | no | 9335.2819 | 0 | no | no | 0 | 0 | 0 | 0 | 0 |  | 0 | 0 | 0 | 0 | 0 | 9335.2819 | 13397.0949 | 7565.0582 | 0 | yes | Deficit |  |  | 0 | 0 | 0 | 0 | 0 |  | 0 | 0 | 0 | 0 | 6701.2397 | yes |  | 0 | 0 | 0 | 6701.2397 | 0 | no | 0 | 0 | 0 | 6701.2397 | 0
| 8270.6588 | 0 | no | Surplus | yes |  | 0 | 0 | 0 | 1064.6231 | 0 | no | 0 | 0 | 0 | 1064.6231 | 4860 | no | 8270.6588 | 0 | 18670.5638 |  |  | 0 |  |  | 0 | 0 | 0 | 0 | 0 |  | 0 | 0 | 0 | 0 | 0 | 8270.6588 | 13514.2955 | 6702.3167 | 0 | yes | Deficit |  |  | 0 | 0 | 0 | 0 | 0 |  | 0 | 0 | 0 | 0 | 5949.2372 | yes |  | 0 | 0 | 0 | 5949.2372 | 0 | no | 0 | 0 | 0 | 5949.2372 | 0
| 8324.5161 | 0 | yes | Deficit |  |  | 0 | 0 | 0 | 0 | 0 |  | 0 | 0 | 0 | 0 | 4860 | no |  | 0 | 16541.3176 | no | 8324.5161 | 0 | no | no | 0 | 0 | 0 | 0 | 0 |  | 0 | 0 | 0 | 0 | 0 | 8324.5161 | 10578.1519 | 6745.9611 | 0 | yes | Deficit |  |  | 0 | 0 | 0 | 0 | 0 |  | 0 | 0 | 0 | 0 | 3875.8352 | yes |  | 0 | 0 | 0 | 3875.8352 | 0 | no | 0 | 0 | 0 | 3875.8352 | 0
| 7784.9679 | 0 | no | Surplus | yes |  | 0 | 0 | 0 | 539.5482 | 0 | no | 0 | 0 | 0 | 539.5482 | 4860 | no | 7784.9679 | 0 | 16649.0321 |  |  | 0 |  |  | 0 | 0 | 0 | 0 | 0 |  | 0 | 0 | 0 | 0 | 0 | 7784.9679 | 11146.7335 | 6308.726 | 0 | yes | Deficit |  |  | 0 | 0 | 0 | 0 | 0 |  | 0 | 0 | 0 | 0 | 4400.7724 | yes |  | 0 | 0 | 0 | 4400.7724 | 0 | no | 0 | 0 | 0 | 4400.7724 | 0
| 7934.3442 | 0 | yes | Deficit |  |  | 0 | 0 | 0 | 0 | 0 |  | 0 | 0 | 0 | 0 | 4860 | no |  | 0 | 15569.9357 | no | 7934.3442 | 0 | no | no | 0 | 0 | 0 | 0 | 0 |  | 0 | 0 | 0 | 0 | 0 | 7934.3442 | 10605.0801 | 6429.7765 | 0 | yes | Deficit |  |  | 0 | 0 | 0 | 0 | 0 |  | 0 | 0 | 0 | 0 | 4296.3541 | yes |  | 0 | 0 | 0 | 4296.3541 | 0 | no | 0 | 0 | 0 | 4296.3541 | 0
| 8600.2188 | 0 | yes | Deficit |  |  | 0 | 0 | 0 | 0 | 0 |  | 0 | 0 | 0 | 0 | 4860 | no |  | 0 | 15868.6884 | no | 8600.2188 | 0 | no | no | 0 | 0 | 0 | 0 | 0 |  | 0 | 0 | 0 | 0 | 0 | 8600.2188 | 9705.508 | 6969.3831 | 0 | yes | Deficit |  |  | 0 | 0 | 0 | 0 | 0 |  | 0 | 0 | 0 | 0 | 3275.7315 | yes |  | 0 | 0 | 0 | 3275.7315 | 0 | no | 0 | 0 | 0 | 3275.7315 | 0
| 7391.7963 | 0 | no | Surplus | yes |  | 0 | 0 | 0 | 1208.4225 | 0 | no | 0 | 0 | 0 | 1208.4225 | 4860 | no | 7391.7963 | 0 | 17200.4376 |  |  | 0 |  |  | 0 | 0 | 0 | 0 | 0 |  | 0 | 0 | 0 | 0 | 0 | 7391.7963 | 9903.8189 | 5990.1104 | 0 | yes | Deficit |  |  | 0 | 0 | 0 | 0 | 0 |  | 0 | 0 | 0 | 0 | 2934.4358 | yes |  | 0 | 0 | 0 | 2934.4358 | 0 | no | 0 | 0 | 0 | 2934.4358 | 0
| 10080.5149 | 0 | yes | Deficit |  |  | 0 | 0 | 0 | 0 | 0 |  | 0 | 0 | 0 | 0 | 4860 | no |  | 0 | 14783.5925 | no | 10080.5149 | 0 | no | no | 0 | 0 | 0 | 0 | 0 |  | 0 | 0 | 0 | 0 | 0 | 10080.5149 | 10192.7527 | 8168.9748 | 0 | yes | Deficit |  |  | 0 | 0 | 0 | 0 | 0 |  | 0 | 0 | 0 | 0 | 4202.6422 | yes |  | 0 | 0 | 0 | 4202.6422 | 0 | no | 0 | 0 | 0 | 4202.6422 | 0
| 9450.5579 | 0 | no | Surplus | yes |  | 0 | 0 | 0 | 629.957 | 0 | no | 0 | 0 | 0 | 629.957 | 4860 | no | 9450.5579 | 0 | 20161.0298 |  |  | 0 |  |  | 0 | 0 | 0 | 0 | 0 |  | 0 | 0 | 0 | 0 | 0 | 9450.5579 | 9221.6858 | 7658.4748 | 0 | yes | Deficit |  |  | 0 | 0 | 0 | 0 | 0 |  | 0 | 0 | 0 | 0 | 1052.711 | yes |  | 0 | 0 | 0 | 1052.711 | 0 | no | 0 | 0 | 0 | 1052.711 | 0
| 9017.5955 | 0 | no | Surplus | yes |  | 0 | 0 | 0 | 432.9625 | 0 | no | 0 | 0 | 0 | 432.9625 | 4860 | no | 9017.5955 | 0 | 18901.1158 |  |  | 0 |  |  | 0 | 0 | 0 | 0 | 0 |  | 0 | 0 | 0 | 0 | 0 | 9017.5955 | 9839.1843 | 7307.6138 | 0 | yes | Deficit |  |  | 0 | 0 | 0 | 0 | 0 |  | 0 | 0 | 0 | 0 | 2180.7095 | yes |  | 0 | 0 | 0 | 2180.7095 | 0 | no | 0 | 0 | 0 | 2180.7095 | 0
| 9740.2724 | 0 | yes | Deficit |  |  | 0 | 0 | 0 | 0 | 0 |  | 0 | 0 | 0 | 0 | 4860 | no |  | 0 | 18035.1909 | no | 9740.2724 | 0 | no | no | 0 | 0 | 0 | 0 | 0 |  | 0 | 0 | 0 | 0 | 0 | 9740.2724 | 10287.7683 | 7893.2515 | 0 | yes | Deficit |  |  | 0 | 0 | 0 | 0 | 0 |  | 0 | 0 | 0 | 0 | 2980.1545 | yes |  | 0 | 0 | 0 | 2980.1545 | 0 | no | 0 | 0 | 0 | 2980.1545 | 0
| 8768.7448 | 0 | no | Surplus | yes |  | 0 | 0 | 0 | 971.5276 | 0 | no | 0 | 0 | 0 | 971.5276 | 4860 | no | 8768.7448 | 0 | 19480.5447 |  |  | 0 |  |  | 0 | 0 | 0 | 0 | 0 |  | 0 | 0 | 0 | 0 | 0 | 8768.7448 | 12624.1159 | 7105.952 | 0 | yes | Deficit |  |  | 0 | 0 | 0 | 0 | 0 |  | 0 | 0 | 0 | 0 | 4730.8644 | yes |  | 0 | 0 | 0 | 4730.8644 | 0 | no | 0 | 0 | 0 | 4730.8644 | 0
| 12082.1494 | 0 | yes | Deficit |  |  | 0 | 0 | 0 | 0 | 0 |  | 0 | 0 | 0 | 0 | 4860 | no |  | 0 | 17537.4895 | no | 12082.1494 | 0 | no | no | 0 | 0 | 0 | 0 | 0 |  | 0 | 0 | 0 | 0 | 0 | 12082.1494 | 12165.7214 | 9791.0449 | 0 | yes | Deficit |  |  | 0 | 0 | 0 | 0 | 0 |  | 0 | 0 | 0 | 0 | 5059.7695 | yes |  | 0 | 0 | 0 | 5059.7695 | 0 | no | 0 | 0 | 0 | 5059.7695 | 0
| 13286.5675 | 0 | yes | Deficit |  |  | 0 | 0 | 0 | 0 | 0 |  | 0 | 0 | 0 | 0 | 4860 | no |  | 0 | 24164.2988 | no | 13286.5675 | 0 | no | no | 0 | 0 | 0 | 0 | 0 |  | 0 | 0 | 0 | 0 | 0 | 13286.5675 | 12363.0474 | 10767.0725 | 0 | yes | Deficit |  |  | 0 | 0 | 0 | 0 | 0 |  | 0 | 0 | 0 | 0 | 2572.0025 | yes |  | 0 | 0 | 0 | 2572.0025 | 0 | no | 0 | 0 | 0 | 2572.0025 | 0
| 13705.7686 | 0 | yes | Deficit |  |  | 0 | 0 | 0 | 0 | 0 |  | 0 | 0 | 0 | 0 | 4860 | no |  | 0 | 24300 | no | 13705.7686 | 0 | no | no | 0 | 0 | 0 | 0 | 0 |  | 0 | 0 | 0 | 0 | 0 | 13705.7686 | 11081.7723 | 11106.7817 | 0 | yes | Deficit |  |  | 0 | 0 | 0 | 0 | 0 |  | 0 | 0 | 0 | 0 | 314.6998 | yes |  | 0 | 0 | 0 | 314.6998 | 0 | no | 0 | 0 | 0 | 314.6998 | 0
| 15234.6095 | 0 | yes | Deficit |  |  | 0 | 0 | 0 | 0 | 0 |  | 0 | 0 | 0 | 0 | 4860 | no |  | 0 | 24300 | no | 15234.6095 | 0 | no | no | 0 | 0 | 0 | 0 | 0 |  | 0 | 0 | 0 | 0 | 0 | 15234.6095 | 11146.6617 | 12345.7127 | 0 | yes | Deficit |  |  | 0 | 0 | 0 | 0 | 0 |  | 0 | 0 | 0 | 0 | 39.88 | yes |  | 0 | 0 | 0 | 39.88 | 0 | no | 0 | 0 | 0 | 39.88 | 0
| 15355.0467 | 0 | yes | Deficit |  |  | 0 | 0 | 0 | 0 | 0 |  | 0 | 0 | 0 | 0 | 4860 | no |  | 0 | 24300 | no | 15355.0467 | 0 | no | no | 0 | 0 | 0 | 0 | 0 |  | 0 | 0 | 0 | 0 | 0 | 15355.0467 | 11951.9213 | 12443.3117 | 0 | no | Surplus | yes |  | 0 | 0 | 0 | 393.7914 | 0 | no | 0 | 0 | 0 | 393.7914 | 0 |  |  | 0 | 0 | 0 | 0 | 0 |  | 0 | 0 | 0 | 0 | 0
| 11958.0934 | 0 | no | Surplus | yes |  | 0 | 0 | 0 | 3396.9533 | 0 | no | 0 | 0 | 0 | 3396.9533 | 4860 | no | 11958.0934 | 0 | 24300 |  |  | 0 |  |  | 0 | 0 | 0 | 0 | 0 |  | 0 | 0 | 0 | 0 | 0 | 11958.0934 | 13746.2581 | 9690.5133 | 0 | yes | Deficit |  |  | 0 | 0 | 0 | 0 | 0 |  | 0 | 0 | 0 | 0 | 1302.9464 | yes |  | 0 | 0 | 0 | 1302.9464 | 0 | no | 0 | 0 | 0 | 1302.9464 | 0
| 12477.9486 | 0 | yes | Deficit |  |  | 0 | 0 | 0 | 0 | 0 |  | 0 | 0 | 0 | 0 | 4860 | no |  | 0 | 23916.1867 | no | 12477.9486 | 0 | no | no | 0 | 0 | 0 | 0 | 0 |  | 0 | 0 | 0 | 0 | 0 | 12477.9486 | 13931.0719 | 10111.7898 | 0 | yes | Deficit |  |  | 0 | 0 | 0 | 0 | 0 |  | 0 | 0 | 0 | 0 | 4240.5586 | yes |  | 0 | 0 | 0 | 4240.5586 | 0 | no | 0 | 0 | 0 | 4240.5586 | 0
| 13491.8742 | 0 | yes | Deficit |  |  | 0 | 0 | 0 | 0 | 0 |  | 0 | 0 | 0 | 0 | 4860 | no |  | 0 | 24300 | no | 13491.8742 | 0 | no | no | 0 | 0 | 0 | 0 | 0 |  | 0 | 0 | 0 | 0 | 0 | 13491.8742 | 12548.014 | 10933.4475 | 0 | yes | Deficit |  |  | 0 | 0 | 0 | 0 | 0 |  | 0 | 0 | 0 | 0 | 2436.2242 | yes |  | 0 | 0 | 0 | 2436.2242 | 0 | no | 0 | 0 | 0 | 2436.2242 | 0
| 12354.1465 | 0 | no | Surplus | yes |  | 0 | 0 | 0 | 1137.7277 | 0 | no | 0 | 0 | 0 | 1137.7277 | 4860 | no | 12354.1465 | 0 | 24300 |  |  | 0 |  |  | 0 | 0 | 0 | 0 | 0 |  | 0 | 0 | 0 | 0 | 0 | 12354.1465 | 13564.1454 | 10011.464 | 0 | yes | Deficit |  |  | 0 | 0 | 0 | 0 | 0 |  | 0 | 0 | 0 | 0 | 2630.6979 | yes |  | 0 | 0 | 0 | 2630.6979 | 0 | no | 0 | 0 | 0 | 2630.6979 | 0
| 14281.9334 | 0 | yes | Deficit |  |  | 0 | 0 | 0 | 0 | 0 |  | 0 | 0 | 0 | 0 | 4860 | no |  | 0 | 24300 | no | 14281.9334 | 0 | no | no | 0 | 0 | 0 | 0 | 0 |  | 0 | 0 | 0 | 0 | 0 | 14281.9334 | 13241.9256 | 11573.69 | 0 | yes | Deficit |  |  | 0 | 0 | 0 | 0 | 0 |  | 0 | 0 | 0 | 0 | 3230.4616 | yes |  | 0 | 0 | 0 | 3230.4616 | 0 | no | 0 | 0 | 0 | 3230.4616 | 0
| 14894.27 | 0 | yes | Deficit |  |  | 0 | 0 | 0 | 0 | 0 |  | 0 | 0 | 0 | 0 | 4860 | no |  | 0 | 24300 | no | 14894.27 | 0 | no | no | 0 | 0 | 0 | 0 | 0 |  | 0 | 0 | 0 | 0 | 0 | 14894.27 | 13513.1312 | 12069.9109 | 0 | yes | Deficit |  |  | 0 | 0 | 0 | 0 | 0 |  | 0 | 0 | 0 | 0 | 1939.4412 | yes |  | 0 | 0 | 0 | 1939.4412 | 0 | no | 0 | 0 | 0 | 1939.4412 | 0
| 13990.3608 | 0 | no | Surplus | yes |  | 0 | 0 | 0 | 903.9092 | 0 | no | 0 | 0 | 0 | 903.9092 | 4860 | no | 13990.3608 | 0 | 24300 |  |  | 0 |  |  | 0 | 0 | 0 | 0 | 0 |  | 0 | 0 | 0 | 0 | 0 | 13990.3608 | 12737.9079 | 11337.4074 | 0 | yes | Deficit |  |  | 0 | 0 | 0 | 0 | 0 |  | 0 | 0 | 0 | 0 | 667.9971 | yes |  | 0 | 0 | 0 | 667.9971 | 0 | no | 0 | 0 | 0 | 667.9971 | 0
| 13686.8912 | 0 | no | Surplus | yes |  | 0 | 0 | 0 | 303.4696 | 0 | no | 0 | 0 | 0 | 303.4696 | 4860 | no | 13686.8912 | 0 | 24300 |  |  | 0 |  |  | 0 | 0 | 0 | 0 | 0 |  | 0 | 0 | 0 | 0 | 0 | 13686.8912 | 12121.5391 | 11091.4839 | 0 | yes | Deficit |  |  | 0 | 0 | 0 | 0 | 0 |  | 0 | 0 | 0 | 0 | 784.1316 | yes |  | 0 | 0 | 0 | 784.1316 | 0 | no | 0 | 0 | 0 | 784.1316 | 0
| 14308.3889 | 0 | yes | Deficit |  |  | 0 | 0 | 0 | 0 | 0 |  | 0 | 0 | 0 | 0 | 4860 | no |  | 0 | 24300 | no | 14308.3889 | 0 | no | no | 0 | 0 | 0 | 0 | 0 |  | 0 | 0 | 0 | 0 | 0 | 14308.3889 | 13434.2709 | 11595.1288 | 0 | yes | Deficit |  |  | 0 | 0 | 0 | 0 | 0 |  | 0 | 0 | 0 | 0 | 2342.787 | yes |  | 0 | 0 | 0 | 2342.787 | 0 | no | 0 | 0 | 0 | 2342.787 | 0
| 15428.6778 | 0 | yes | Deficit |  |  | 0 | 0 | 0 | 0 | 0 |  | 0 | 0 | 0 | 0 | 4860 | no |  | 0 | 24300 | no | 15428.6778 | 0 | no | no | 0 | 0 | 0 | 0 | 0 |  | 0 | 0 | 0 | 0 | 0 | 15428.6778 | 14194.9027 | 12502.9804 | 0 | yes | Deficit |  |  | 0 | 0 | 0 | 0 | 0 |  | 0 | 0 | 0 | 0 | 2599.7739 | yes |  | 0 | 0 | 0 | 2599.7739 | 0 | no | 0 | 0 | 0 | 2599.7739 | 0
| 14060.9646 | 0 | no | Surplus | yes |  | 0 | 0 | 0 | 1367.7132 | 0 | no | 0 | 0 | 0 | 1367.7132 | 4860 | no | 14060.9646 | 0 | 24300 |  |  | 0 |  |  | 0 | 0 | 0 | 0 | 0 |  | 0 | 0 | 0 | 0 | 0 | 14060.9646 | 13718.9402 | 11394.6228 | 0 | yes | Deficit |  |  | 0 | 0 | 0 | 0 | 0 |  | 0 | 0 | 0 | 0 | 1215.9599 | yes |  | 0 | 0 | 0 | 1215.9599 | 0 | no | 0 | 0 | 0 | 1215.9599 | 0
| 13579.8638 | 0 | no | Surplus | yes |  | 0 | 0 | 0 | 481.1008 | 0 | no | 0 | 0 | 0 | 481.1008 | 4860 | no | 13579.8638 | 0 | 24300 |  |  | 0 |  |  | 0 | 0 | 0 | 0 | 0 |  | 0 | 0 | 0 | 0 | 0 | 13579.8638 | 14204.5502 | 11004.7518 | 0 | yes | Deficit |  |  | 0 | 0 | 0 | 0 | 0 |  | 0 | 0 | 0 | 0 | 2809.9274 | yes |  | 0 | 0 | 0 | 2809.9274 | 0 | no | 0 | 0 | 0 | 2809.9274 | 0
| 12736.5129 | 0 | no | Surplus | yes |  | 0 | 0 | 0 | 843.3508 | 0 | no | 0 | 0 | 0 | 843.3508 | 4860 | no | 12736.5129 | 0 | 24300 |  |  | 0 |  |  | 0 | 0 | 0 | 0 | 0 |  | 0 | 0 | 0 | 0 | 0 | 12736.5129 | 14501.302 | 10321.3233 | 0 | yes | Deficit |  |  | 0 | 0 | 0 | 0 | 0 |  | 0 | 0 | 0 | 0 | 3496.5502 | yes |  | 0 | 0 | 0 | 3496.5502 | 0 | no | 0 | 0 | 0 | 3496.5502 | 0
| 11510.7337 | 0 | no | Surplus | yes |  | 0 | 0 | 0 | 1225.7793 | 0 | no | 0 | 0 | 0 | 1225.7793 | 4860 | no | 11510.7337 | 0 | 24300 |  |  | 0 |  |  | 0 | 0 | 0 | 0 | 0 |  | 0 | 0 | 0 | 0 | 0 | 11510.7337 | 14314.9929 | 9327.9851 | 0 | yes | Deficit |  |  | 0 | 0 | 0 | 0 | 0 |  | 0 | 0 | 0 | 0 | 3993.6696 | yes |  | 0 | 0 | 0 | 3993.6696 | 0 | no | 0 | 0 | 0 | 3993.6696 | 0
| 12293.1741 | 0 | yes | Deficit |  |  | 0 | 0 | 0 | 0 | 0 |  | 0 | 0 | 0 | 0 | 4860 | no |  | 0 | 23021.4673 | no | 12293.1741 | 0 | no | no | 0 | 0 | 0 | 0 | 0 |  | 0 | 0 | 0 | 0 | 0 | 12293.1741 | 14274.8686 | 9962.0536 | 0 | yes | Deficit |  |  | 0 | 0 | 0 | 0 | 0 |  | 0 | 0 | 0 | 0 | 4946.8835 | yes |  | 0 | 0 | 0 | 4946.8835 | 0 | no | 0 | 0 | 0 | 4946.8835 | 0
| 13416.9261 | 0 | yes | Deficit |  |  | 0 | 0 | 0 | 0 | 0 |  | 0 | 0 | 0 | 0 | 4860 | no |  | 0 | 24300 | no | 13416.9261 | 0 | no | no | 0 | 0 | 0 | 0 | 0 |  | 0 | 0 | 0 | 0 | 0 | 13416.9261 | 14495.6889 | 10872.7116 | 0 | yes | Deficit |  |  | 0 | 0 | 0 | 0 | 0 |  | 0 | 0 | 0 | 0 | 4533.6353 | yes |  | 0 | 0 | 0 | 4533.6353 | 0 | no | 0 | 0 | 0 | 4533.6353 | 0
| 11227.0562 | 0 | no | Surplus | yes |  | 0 | 0 | 0 | 2189.8699 | 0 | no | 0 | 0 | 0 | 2189.8699 | 4860 | no | 11227.0562 | 0 | 24300 |  |  | 0 |  |  | 0 | 0 | 0 | 0 | 0 |  | 0 | 0 | 0 | 0 | 0 | 11227.0562 | 13525.3337 | 9098.1007 | 0 | yes | Deficit |  |  | 0 | 0 | 0 | 0 | 0 |  | 0 | 0 | 0 | 0 | 2652.6221 | yes |  | 0 | 0 | 0 | 2652.6221 | 0 | no | 0 | 0 | 0 | 2652.6221 | 0
| 12276.8094 | 0 | yes | Deficit |  |  | 0 | 0 | 0 | 0 | 0 |  | 0 | 0 | 0 | 0 | 4860 | no |  | 0 | 22454.1125 | no | 12276.8094 | 0 | no | no | 0 | 0 | 0 | 0 | 0 |  | 0 | 0 | 0 | 0 | 0 | 12276.8094 | 14911.1136 | 9948.792 | 0 | yes | Deficit |  |  | 0 | 0 | 0 | 0 | 0 |  | 0 | 0 | 0 | 0 | 5813.0129 | yes |  | 0 | 0 | 0 | 5813.0129 | 0 | no | 0 | 0 | 0 | 5813.0129 | 0
| 11419.4949 | 0 | no | Surplus | yes |  | 0 | 0 | 0 | 857.3145 | 0 | no | 0 | 0 | 0 | 857.3145 | 4860 | no | 11419.4949 | 0 | 24300 |  |  | 0 |  |  | 0 | 0 | 0 | 0 | 0 |  | 0 | 0 | 0 | 0 | 0 | 11419.4949 | 14852.0402 | 9254.0477 | 0 | yes | Deficit |  |  | 0 | 0 | 0 | 0 | 0 |  | 0 | 0 | 0 | 0 | 4903.2481 | yes |  | 0 | 0 | 0 | 4903.2481 | 0 | no | 0 | 0 | 0 | 4903.2481 | 0
| 13142.6688 | 0 | yes | Deficit |  |  | 0 | 0 | 0 | 0 | 0 |  | 0 | 0 | 0 | 0 | 4860 | no |  | 0 | 22838.9898 | no | 13142.6688 | 0 | no | no | 0 | 0 | 0 | 0 | 0 |  | 0 | 0 | 0 | 0 | 0 | 13142.6688 | 14667.3269 | 10650.4609 | 0 | yes | Deficit |  |  | 0 | 0 | 0 | 0 | 0 |  | 0 | 0 | 0 | 0 | 5413.2792 | yes |  | 0 | 0 | 0 | 5413.2792 | 0 | no | 0 | 0 | 0 | 5413.2792 | 0
| 12569.2202 | 0 | no | Surplus | yes |  | 0 | 0 | 0 | 573.4486 | 0 | no | 0 | 0 | 0 | 573.4486 | 4860 | no | 12569.2202 | 0 | 24300 |  |  | 0 |  |  | 0 | 0 | 0 | 0 | 0 |  | 0 | 0 | 0 | 0 | 0 | 12569.2202 | 14455.8765 | 10185.7538 | 0 | yes | Deficit |  |  | 0 | 0 | 0 | 0 | 0 |  | 0 | 0 | 0 | 0 | 3805.4156 | yes |  | 0 | 0 | 0 | 3805.4156 | 0 | no | 0 | 0 | 0 | 3805.4156 | 0
| 10493.8389 | 0 | no | Surplus | yes |  | 0 | 0 | 0 | 2075.3812 | 0 | no | 0 | 0 | 0 | 2075.3812 | 4860 | no | 10493.8389 | 0 | 24300 |  |  | 0 |  |  | 0 | 0 | 0 | 0 | 0 |  | 0 | 0 | 0 | 0 | 0 | 10493.8389 | 14482.0187 | 8503.9213 | 0 | yes | Deficit |  |  | 0 | 0 | 0 | 0 | 0 |  | 0 | 0 | 0 | 0 | 4296.2649 | yes |  | 0 | 0 | 0 | 4296.2649 | 0 | no | 0 | 0 | 0 | 4296.2649 | 0
| 11179.0984 | 0 | yes | Deficit |  |  | 0 | 0 | 0 | 0 | 0 |  | 0 | 0 | 0 | 0 | 4860 | no |  | 0 | 20987.6779 | no | 11179.0984 | 0 | no | no | 0 | 0 | 0 | 0 | 0 |  | 0 | 0 | 0 | 0 | 0 | 11179.0984 | 14441.9053 | 9059.237 | 0 | yes | Deficit |  |  | 0 | 0 | 0 | 0 | 0 |  | 0 | 0 | 0 | 0 | 5937.984 | yes |  | 0 | 0 | 0 | 5937.984 | 0 | no | 0 | 0 | 0 | 5937.984 | 0
| 11854.9922 | 0 | yes | Deficit |  |  | 0 | 0 | 0 | 0 | 0 |  | 0 | 0 | 0 | 0 | 4860 | no |  | 0 | 22358.1968 | no | 11854.9922 | 0 | no | no | 0 | 0 | 0 | 0 | 0 |  | 0 | 0 | 0 | 0 | 0 | 11854.9922 | 14334.086 | 9606.9629 | 0 | yes | Deficit |  |  | 0 | 0 | 0 | 0 | 0 |  | 0 | 0 | 0 | 0 | 5274.8491 | yes |  | 0 | 0 | 0 | 5274.8491 | 0 | no | 0 | 0 | 0 | 5274.8491 | 0
| 11468.173 | 0 | no | Surplus | yes |  | 0 | 0 | 0 | 386.8193 | 0 | no | 0 | 0 | 0 | 386.8193 | 4860 | no | 11468.173 | 0 | 23709.9845 |  |  | 0 |  |  | 0 | 0 | 0 | 0 | 0 |  | 0 | 0 | 0 | 0 | 0 | 11468.173 | 14047.8507 | 9293.4951 | 0 | yes | Deficit |  |  | 0 | 0 | 0 | 0 | 0 |  | 0 | 0 | 0 | 0 | 4440.8878 | yes |  | 0 | 0 | 0 | 4440.8878 | 0 | no | 0 | 0 | 0 | 4440.8878 | 0
| 12985.7986 | 0 | yes | Deficit |  |  | 0 | 0 | 0 | 0 | 0 |  | 0 | 0 | 0 | 0 | 4860 | no |  | 0 | 22936.3459 | no | 12985.7986 | 0 | no | no | 0 | 0 | 0 | 0 | 0 |  | 0 | 0 | 0 | 0 | 0 | 12985.7986 | 14368.3656 | 10523.3376 | 0 | yes | Deficit |  |  | 0 | 0 | 0 | 0 | 0 |  | 0 | 0 | 0 | 0 | 5074.8705 | yes |  | 0 | 0 | 0 | 5074.8705 | 0 | no | 0 | 0 | 0 | 5074.8705 | 0
| 12443.7745 | 0 | no | Surplus | yes |  | 0 | 0 | 0 | 542.0241 | 0 | no | 0 | 0 | 0 | 542.0241 | 4860 | no | 12443.7745 | 0 | 24300 |  |  | 0 |  |  | 0 | 0 | 0 | 0 | 0 |  | 0 | 0 | 0 | 0 | 0 | 12443.7745 | 14368.6068 | 10084.096 | 0 | yes | Deficit |  |  | 0 | 0 | 0 | 0 | 0 |  | 0 | 0 | 0 | 0 | 3845.2691 | yes |  | 0 | 0 | 0 | 3845.2691 | 0 | no | 0 | 0 | 0 | 3845.2691 | 0
| 16526.417 | 0 | yes | Deficit |  |  | 0 | 0 | 0 | 0 | 0 |  | 0 | 0 | 0 | 0 | 4860 | no |  | 0 | 24300 | no | 16526.417 | 0 | no | no | 0 | 0 | 0 | 0 | 0 |  | 0 | 0 | 0 | 0 | 0 | 16526.417 | 13841.2804 | 13392.5584 | 0 | yes | Deficit |  |  | 0 | 0 | 0 | 0 | 0 |  | 0 | 0 | 0 | 0 | 3757.1844 | yes |  | 0 | 0 | 0 | 3757.1844 | 0 | no | 0 | 0 | 0 | 3757.1844 | 0
| 13981.5021 | 0 | no | Surplus | yes |  | 0 | 0 | 0 | 2544.915 | 0 | no | 0 | 0 | 0 | 2544.915 | 4860 | no | 13981.5021 | 0 | 24300 |  |  | 0 |  |  | 0 | 0 | 0 | 0 | 0 |  | 0 | 0 | 0 | 0 | 0 | 13981.5021 | 14142.6987 | 11330.2286 | 0 | yes | Deficit |  |  | 0 | 0 | 0 | 0 | 0 |  | 0 | 0 | 0 | 0 | 750.1403 | yes |  | 0 | 0 | 0 | 750.1403 | 0 | no | 0 | 0 | 0 | 750.1403 | 0
| 14233.6164 | 0 | yes | Deficit |  |  | 0 | 0 | 0 | 0 | 0 |  | 0 | 0 | 0 | 0 | 4860 | no |  | 0 | 24300 | no | 14233.6164 | 0 | no | no | 0 | 0 | 0 | 0 | 0 |  | 0 | 0 | 0 | 0 | 0 | 14233.6164 | 14072.1815 | 11534.5352 | 0 | yes | Deficit |  |  | 0 | 0 | 0 | 0 | 0 |  | 0 | 0 | 0 | 0 | 2741.9529 | yes |  | 0 | 0 | 0 | 2741.9529 | 0 | no | 0 | 0 | 0 | 2741.9529 | 0
| 15561.8425 | 0 | yes | Deficit |  |  | 0 | 0 | 0 | 0 | 0 |  | 0 | 0 | 0 | 0 | 4860 | no |  | 0 | 24300 | no | 15561.8425 | 0 | no | no | 0 | 0 | 0 | 0 | 0 |  | 0 | 0 | 0 | 0 | 0 | 15561.8425 | 14090.0744 | 12610.8934 | 0 | yes | Deficit |  |  | 0 | 0 | 0 | 0 | 0 |  | 0 | 0 | 0 | 0 | 2555.5392 | yes |  | 0 | 0 | 0 | 2555.5392 | 0 | no | 0 | 0 | 0 | 2555.5392 | 0
| 15462.5995 | 0 | no | Surplus | yes |  | 0 | 0 | 0 | 99.243 | 0 | no | 0 | 0 | 0 | 99.243 | 4860 | no | 15462.5995 | 0 | 24300 |  |  | 0 |  |  | 0 | 0 | 0 | 0 | 0 |  | 0 | 0 | 0 | 0 | 0 | 15462.5995 | 13836.4904 | 12530.4696 | 0 | yes | Deficit |  |  | 0 | 0 | 0 | 0 | 0 |  | 0 | 0 | 0 | 0 | 1225.597 | yes |  | 0 | 0 | 0 | 1225.597 | 0 | no | 0 | 0 | 0 | 1225.597 | 0
| 14485.9806 | 0 | no | Surplus | yes |  | 0 | 0 | 0 | 976.6189 | 0 | no | 0 | 0 | 0 | 976.6189 | 4860 | no | 14485.9806 | 0 | 24300 |  |  | 0 |  |  | 0 | 0 | 0 | 0 | 0 |  | 0 | 0 | 0 | 0 | 0 | 14485.9806 | 14573.0695 | 11739.0442 | 0 | yes | Deficit |  |  | 0 | 0 | 0 | 0 | 0 |  | 0 | 0 | 0 | 0 | 2042.5999 | yes |  | 0 | 0 | 0 | 2042.5999 | 0 | no | 0 | 0 | 0 | 2042.5999 | 0
| 13387.068 | 0 | no | Surplus | yes |  | 0 | 0 | 0 | 1098.9126 | 0 | no | 0 | 0 | 0 | 1098.9126 | 4860 | no | 13387.068 | 0 | 24300 |  |  | 0 |  |  | 0 | 0 | 0 | 0 | 0 |  | 0 | 0 | 0 | 0 | 0 | 13387.068 | 14966.143 | 10848.5154 | 0 | yes | Deficit |  |  | 0 | 0 | 0 | 0 | 0 |  | 0 | 0 | 0 | 0 | 3227.0988 | yes |  | 0 | 0 | 0 | 3227.0988 | 0 | no | 0 | 0 | 0 | 3227.0988 | 0
| 13173.8681 | 0 | no | Surplus | yes |  | 0 | 0 | 0 | 213.2 | 0 | no | 0 | 0 | 0 | 213.2 | 4860 | no | 13173.8681 | 0 | 24300 |  |  | 0 |  |  | 0 | 0 | 0 | 0 | 0 |  | 0 | 0 | 0 | 0 | 0 | 13173.8681 | 15301.2009 | 10675.744 | 0 | yes | Deficit |  |  | 0 | 0 | 0 | 0 | 0 |  | 0 | 0 | 0 | 0 | 4452.6855 | yes |  | 0 | 0 | 0 | 4452.6855 | 0 | no | 0 | 0 | 0 | 4452.6855 | 0
| 13597.0105 | 0 | yes | Deficit |  |  | 0 | 0 | 0 | 0 | 0 |  | 0 | 0 | 0 | 0 | 4860 | no |  | 0 | 24300 | no | 13597.0105 | 0 | no | no | 0 | 0 | 0 | 0 | 0 |  | 0 | 0 | 0 | 0 | 0 | 13597.0105 | 14674.6991 | 11018.647 | 0 | yes | Deficit |  |  | 0 | 0 | 0 | 0 | 0 |  | 0 | 0 | 0 | 0 | 3998.9551 | yes |  | 0 | 0 | 0 | 3998.9551 | 0 | no | 0 | 0 | 0 | 3998.9551 | 0
| 11076.9073 | 0 | no | Surplus | yes |  | 0 | 0 | 0 | 2520.1032 | 0 | no | 0 | 0 | 0 | 2520.1032 | 4860 | no | 11076.9073 | 0 | 24300 |  |  | 0 |  |  | 0 | 0 | 0 | 0 | 0 |  | 0 | 0 | 0 | 0 | 0 | 11076.9073 | 14614.7483 | 8976.4241 | 0 | yes | Deficit |  |  | 0 | 0 | 0 | 0 | 0 |  | 0 | 0 | 0 | 0 | 3596.1012 | yes |  | 0 | 0 | 0 | 3596.1012 | 0 | no | 0 | 0 | 0 | 3596.1012 | 0
| 10363.1159 | 0 | no | Surplus | yes |  | 0 | 0 | 0 | 713.7914 | 0 | no | 0 | 0 | 0 | 713.7914 | 4860 | no | 10363.1159 | 0 | 22153.8146 |  |  | 0 |  |  | 0 | 0 | 0 | 0 | 0 |  | 0 | 0 | 0 | 0 | 0 | 10363.1159 | 14568.0117 | 8397.9869 | 0 | yes | Deficit |  |  | 0 | 0 | 0 | 0 | 0 |  | 0 | 0 | 0 | 0 | 5591.5877 | yes |  | 0 | 0 | 0 | 5591.5877 | 0 | no | 0 | 0 | 0 | 5591.5877 | 0
| 11006.0326 | 0 | yes | Deficit |  |  | 0 | 0 | 0 | 0 | 0 |  | 0 | 0 | 0 | 0 | 4860 | no |  | 0 | 20726.2318 | no | 11006.0326 | 0 | no | no | 0 | 0 | 0 | 0 | 0 |  | 0 | 0 | 0 | 0 | 0 | 11006.0326 | 14480.5862 | 8918.9891 | 0 | yes | Deficit |  |  | 0 | 0 | 0 | 0 | 0 |  | 0 | 0 | 0 | 0 | 6082.5992 | yes |  | 0 | 0 | 0 | 6082.5992 | 0 | no | 0 | 0 | 0 | 6082.5992 | 0
| 12691.7034 | 0 | yes | Deficit |  |  | 0 | 0 | 0 | 0 | 0 |  | 0 | 0 | 0 | 0 | 4860 | no |  | 0 | 22012.0651 | no | 12691.7034 | 0 | no | no | 0 | 0 | 0 | 0 | 0 |  | 0 | 0 | 0 | 0 | 0 | 12691.7034 | 14359.6595 | 10285.0109 | 0 | yes | Deficit |  |  | 0 | 0 | 0 | 0 | 0 |  | 0 | 0 | 0 | 0 | 5440.6704 | yes |  | 0 | 0 | 0 | 5440.6704 | 0 | no | 0 | 0 | 0 | 5440.6704 | 0
| 15724.4728 | 0 | yes | Deficit |  |  | 0 | 0 | 0 | 0 | 0 |  | 0 | 0 | 0 | 0 | 4860 | no |  | 0 | 24300 | no | 15724.4728 | 0 | no | no | 0 | 0 | 0 | 0 | 0 |  | 0 | 0 | 0 | 0 | 0 | 15724.4728 | 14697.5193 | 12742.6846 | 0 | yes | Deficit |  |  | 0 | 0 | 0 | 0 | 0 |  | 0 | 0 | 0 | 0 | 4412.5084 | yes |  | 0 | 0 | 0 | 4412.5084 | 0 | no | 0 | 0 | 0 | 4412.5084 | 0
| 12712.1627 | 0 | no | Surplus | yes |  | 0 | 0 | 0 | 3012.3101 | 0 | no | 0 | 0 | 0 | 3012.3101 | 4860 | no | 12712.1627 | 0 | 24300 |  |  | 0 |  |  | 0 | 0 | 0 | 0 | 0 |  | 0 | 0 | 0 | 0 | 0 | 12712.1627 | 14004.2068 | 10301.5905 | 0 | yes | Deficit |  |  | 0 | 0 | 0 | 0 | 0 |  | 0 | 0 | 0 | 0 | 1261.5222 | yes |  | 0 | 0 | 0 | 1261.5222 | 0 | no | 0 | 0 | 0 | 1261.5222 | 0
| 7137.9687 | 0 | no | Surplus | yes |  | 0 | 0 | 0 | 5574.194 | 0 | no | 0 | 0 | 0 | 5574.194 | 4860 | no | 7137.9687 | 0 | 24300 |  |  | 0 |  |  | 0 | 0 | 0 | 0 | 0 |  | 0 | 0 | 0 | 0 | 0 | 7137.9687 | 13905.282 | 5784.4154 | 0 | yes | Deficit |  |  | 0 | 0 | 0 | 0 | 0 |  | 0 | 0 | 0 | 0 | 3603.6915 | yes |  | 0 | 0 | 0 | 3603.6915 | 0 | no | 0 | 0 | 0 | 3603.6915 | 0
| 9276.4081 | 0 | yes | Deficit |  |  | 0 | 0 | 0 | 0 | 0 |  | 0 | 0 | 0 | 0 | 4860 | no |  | 0 | 14275.9373 | no | 9276.4081 | 0 | no | no | 0 | 0 | 0 | 0 | 0 |  | 0 | 0 | 0 | 0 | 0 | 9276.4081 | 14008.7812 | 7517.3485 | 0 | yes | Deficit |  |  | 0 | 0 | 0 | 0 | 0 |  | 0 | 0 | 0 | 0 | 8224.3657 | yes |  | 0 | 0 | 0 | 8224.3657 | 0 | no | 0 | 0 | 0 | 8224.3657 | 0
| 9327.7207 | 0 | yes | Deficit |  |  | 0 | 0 | 0 | 0 | 0 |  | 0 | 0 | 0 | 0 | 4860 | no |  | 0 | 18552.8161 | no | 9327.7207 | 0 | no | no | 0 | 0 | 0 | 0 | 0 |  | 0 | 0 | 0 | 0 | 0 | 9327.7207 | 14500.7732 | 7558.9309 | 0 | yes | Deficit |  |  | 0 | 0 | 0 | 0 | 0 |  | 0 | 0 | 0 | 0 | 6983.4247 | yes |  | 0 | 0 | 0 | 6983.4247 | 0 | no | 0 | 0 | 0 | 6983.4247 | 0
| 8628.1733 | 0 | no | Surplus | yes |  | 0 | 0 | 0 | 699.5474 | 0 | no | 0 | 0 | 0 | 699.5474 | 4860 | no | 8628.1733 | 0 | 18655.4413 |  |  | 0 |  |  | 0 | 0 | 0 | 0 | 0 |  | 0 | 0 | 0 | 0 | 0 | 8628.1733 | 14816.3713 | 6992.0367 | 0 | yes | Deficit |  |  | 0 | 0 | 0 | 0 | 0 |  | 0 | 0 | 0 | 0 | 7257.4405 | yes |  | 0 | 0 | 0 | 7257.4405 | 0 | no | 0 | 0 | 0 | 7257.4405 | 0
| 9486.839 | 0 | yes | Deficit |  |  | 0 | 0 | 0 | 0 | 0 |  | 0 | 0 | 0 | 0 | 4860 | no |  | 0 | 17256.3466 | no | 9486.839 | 0 | no | no | 0 | 0 | 0 | 0 | 0 |  | 0 | 0 | 0 | 0 | 0 | 9486.839 | 14050.0698 | 7687.876 | 0 | yes | Deficit |  |  | 0 | 0 | 0 | 0 | 0 |  | 0 | 0 | 0 | 0 | 7058.0331 | yes |  | 0 | 0 | 0 | 7058.0331 | 0 | no | 0 | 0 | 0 | 7058.0331 | 0
| 9617.565 | 0 | yes | Deficit |  |  | 0 | 0 | 0 | 0 | 0 |  | 0 | 0 | 0 | 0 | 4860 | no |  | 0 | 18973.6781 | no | 9617.565 | 0 | no | no | 0 | 0 | 0 | 0 | 0 |  | 0 | 0 | 0 | 0 | 0 | 9617.565 | 13649.9661 | 7793.8128 | 0 | yes | Deficit |  |  | 0 | 0 | 0 | 0 | 0 |  | 0 | 0 | 0 | 0 | 5962.0901 | yes |  | 0 | 0 | 0 | 5962.0901 | 0 | no | 0 | 0 | 0 | 5962.0901 | 0
| 8883.8701 | 0 | no | Surplus | yes |  | 0 | 0 | 0 | 733.695 | 0 | no | 0 | 0 | 0 | 733.695 | 4860 | no | 8883.8701 | 0 | 19235.1301 |  |  | 0 |  |  | 0 | 0 | 0 | 0 | 0 |  | 0 | 0 | 0 | 0 | 0 | 8883.8701 | 13689.7262 | 7199.2464 | 0 | yes | Deficit |  |  | 0 | 0 | 0 | 0 | 0 |  | 0 | 0 | 0 | 0 | 5895.9134 | yes |  | 0 | 0 | 0 | 5895.9134 | 0 | no | 0 | 0 | 0 | 5895.9134 | 0
| 8210.1415 | 0 | no | Surplus | yes |  | 0 | 0 | 0 | 673.7286 | 0 | no | 0 | 0 | 0 | 673.7286 | 4860 | no | 8210.1415 | 0 | 17767.7401 |  |  | 0 |  |  | 0 | 0 | 0 | 0 | 0 |  | 0 | 0 | 0 | 0 | 0 | 8210.1415 | 13436.9109 | 6653.2751 | 0 | yes | Deficit |  |  | 0 | 0 | 0 | 0 | 0 |  | 0 | 0 | 0 | 0 | 6237.6645 | yes |  | 0 | 0 | 0 | 6237.6645 | 0 | no | 0 | 0 | 0 | 6237.6645 | 0
| 10145.5239 | 0 | yes | Deficit |  |  | 0 | 0 | 0 | 0 | 0 |  | 0 | 0 | 0 | 0 | 4860 | no |  | 0 | 16420.283 | no | 10145.5239 | 0 | no | no | 0 | 0 | 0 | 0 | 0 |  | 0 | 0 | 0 | 0 | 0 | 10145.5239 | 13071.8585 | 8221.6563 | 0 | yes | Deficit |  |  | 0 | 0 | 0 | 0 | 0 |  | 0 | 0 | 0 | 0 | 6418.5834 | yes |  | 0 | 0 | 0 | 6418.5834 | 0 | no | 0 | 0 | 0 | 6418.5834 | 0
| 11561.9513 | 0 | yes | Deficit |  |  | 0 | 0 | 0 | 0 | 0 |  | 0 | 0 | 0 | 0 | 4860 | no |  | 0 | 20291.0477 | no | 11561.9513 | 0 | no | no | 0 | 0 | 0 | 0 | 0 |  | 0 | 0 | 0 | 0 | 0 | 11561.9513 | 13523.317 | 9369.4906 | 0 | yes | Deficit |  |  | 0 | 0 | 0 | 0 | 0 |  | 0 | 0 | 0 | 0 | 5301.6607 | yes |  | 0 | 0 | 0 | 5301.6607 | 0 | no | 0 | 0 | 0 | 5301.6607 | 0
| 8914.4303 | 0 | no | Surplus | yes |  | 0 | 0 | 0 | 2647.521 | 0 | no | 0 | 0 | 0 | 2647.521 | 4860 | no | 8914.4303 | 0 | 23123.9027 |  |  | 0 |  |  | 0 | 0 | 0 | 0 | 0 |  | 0 | 0 | 0 | 0 | 0 | 8914.4303 | 12803.8056 | 7224.0116 | 0 | yes | Deficit |  |  | 0 | 0 | 0 | 0 | 0 |  | 0 | 0 | 0 | 0 | 3434.3151 | yes |  | 0 | 0 | 0 | 3434.3151 | 0 | no | 0 | 0 | 0 | 3434.3151 | 0
| 7958.4216 | 0 | no | Surplus | yes |  | 0 | 0 | 0 | 956.0087 | 0 | no | 0 | 0 | 0 | 956.0087 | 4860 | no | 7958.4216 | 0 | 17828.8607 |  |  | 0 |  |  | 0 | 0 | 0 | 0 | 0 |  | 0 | 0 | 0 | 0 | 0 | 7958.4216 | 13164.5974 | 6449.2882 | 0 | yes | Deficit |  |  | 0 | 0 | 0 | 0 | 0 |  | 0 | 0 | 0 | 0 | 5940.5858 | yes |  | 0 | 0 | 0 | 5940.5858 | 0 | no | 0 | 0 | 0 | 5940.5858 | 0
| 9637.1445 | 0 | yes | Deficit |  |  | 0 | 0 | 0 | 0 | 0 |  | 0 | 0 | 0 | 0 | 4860 | no |  | 0 | 15916.8432 | no | 9637.1445 | 0 | no | no | 0 | 0 | 0 | 0 | 0 |  | 0 | 0 | 0 | 0 | 0 | 9637.1445 | 13240.5267 | 7809.6795 | 0 | yes | Deficit |  |  | 0 | 0 | 0 | 0 | 0 |  | 0 | 0 | 0 | 0 | 6791.2385 | yes |  | 0 | 0 | 0 | 6791.2385 | 0 | no | 0 | 0 | 0 | 6791.2385 | 0
| 11004.2242 | 0 | yes | Deficit |  |  | 0 | 0 | 0 | 0 | 0 |  | 0 | 0 | 0 | 0 | 4860 | no |  | 0 | 19274.289 | no | 11004.2242 | 0 | no | no | 0 | 0 | 0 | 0 | 0 |  | 0 | 0 | 0 | 0 | 0 | 11004.2242 | 13183.7464 | 8917.5237 | 0 | yes | Deficit |  |  | 0 | 0 | 0 | 0 | 0 |  | 0 | 0 | 0 | 0 | 5374.0669 | yes |  | 0 | 0 | 0 | 5374.0669 | 0 | no | 0 | 0 | 0 | 5374.0669 | 0
| 11876.0193 | 0 | yes | Deficit |  |  | 0 | 0 | 0 | 0 | 0 |  | 0 | 0 | 0 | 0 | 4860 | no |  | 0 | 22008.4484 | no | 11876.0193 | 0 | no | no | 0 | 0 | 0 | 0 | 0 |  | 0 | 0 | 0 | 0 | 0 | 11876.0193 | 13396.6652 | 9624.0027 | 0 | yes | Deficit |  |  | 0 | 0 | 0 | 0 | 0 |  | 0 | 0 | 0 | 0 | 4479.1415 | yes |  | 0 | 0 | 0 | 4479.1415 | 0 | no | 0 | 0 | 0 | 4479.1415 | 0
| 9790.6337 | 0 | no | Surplus | yes |  | 0 | 0 | 0 | 2085.3856 | 0 | no | 0 | 0 | 0 | 2085.3856 | 4860 | no | 9790.6337 | 0 | 23752.0387 |  |  | 0 |  |  | 0 | 0 | 0 | 0 | 0 |  | 0 | 0 | 0 | 0 | 0 | 9790.6337 | 13606.4073 | 7934.063 | 0 | yes | Deficit |  |  | 0 | 0 | 0 | 0 | 0 |  | 0 | 0 | 0 | 0 | 3982.4046 | yes |  | 0 | 0 | 0 | 3982.4046 | 0 | no | 0 | 0 | 0 | 3982.4046 | 0
| 9800.1444 | 0 | yes | Deficit |  |  | 0 | 0 | 0 | 0 | 0 |  | 0 | 0 | 0 | 0 | 4860 | no |  | 0 | 19581.2675 | no | 9800.1444 | 0 | no | no | 0 | 0 | 0 | 0 | 0 |  | 0 | 0 | 0 | 0 | 0 | 9800.1444 | 13318.4613 | 7941.7702 | 0 | yes | Deficit |  |  | 0 | 0 | 0 | 0 | 0 |  | 0 | 0 | 0 | 0 | 5384.3983 | yes |  | 0 | 0 | 0 | 5384.3983 | 0 | no | 0 | 0 | 0 | 5384.3983 | 0
| 10581.1993 | 0 | yes | Deficit |  |  | 0 | 0 | 0 | 0 | 0 |  | 0 | 0 | 0 | 0 | 4860 | no |  | 0 | 19600.2888 | no | 10581.1993 | 0 | no | no | 0 | 0 | 0 | 0 | 0 |  | 0 | 0 | 0 | 0 | 0 | 10581.1993 | 14156.4969 | 8574.7158 | 0 | yes | Deficit |  |  | 0 | 0 | 0 | 0 | 0 |  | 0 | 0 | 0 | 0 | 6214.7267 | yes |  | 0 | 0 | 0 | 6214.7267 | 0 | no | 0 | 0 | 0 | 6214.7267 | 0
| 12728.292 | 0 | yes | Deficit |  |  | 0 | 0 | 0 | 0 | 0 |  | 0 | 0 | 0 | 0 | 4860 | no |  | 0 | 21162.3986 | no | 12728.292 | 0 | no | no | 0 | 0 | 0 | 0 | 0 |  | 0 | 0 | 0 | 0 | 0 | 12728.292 | 13387.8517 | 10314.6612 | 0 | yes | Deficit |  |  | 0 | 0 | 0 | 0 | 0 |  | 0 | 0 | 0 | 0 | 4813.1359 | yes |  | 0 | 0 | 0 | 4813.1359 | 0 | no | 0 | 0 | 0 | 4813.1359 | 0
| 11501.2999 | 0 | no | Surplus | yes |  | 0 | 0 | 0 | 1226.9921 | 0 | no | 0 | 0 | 0 | 1226.9921 | 4860 | no | 11501.2999 | 0 | 24300 |  |  | 0 |  |  | 0 | 0 | 0 | 0 | 0 |  | 0 | 0 | 0 | 0 | 0 | 11501.2999 | 11772.7655 | 9320.3403 | 0 | yes | Deficit |  |  | 0 | 0 | 0 | 0 | 0 |  | 0 | 0 | 0 | 0 | 1458.1042 | yes |  | 0 | 0 | 0 | 1458.1042 | 0 | no | 0 | 0 | 0 | 1458.1042 | 0
| 10584.0423 | 0 | no | Surplus | yes |  | 0 | 0 | 0 | 917.2575 | 0 | no | 0 | 0 | 0 | 917.2575 | 4860 | no | 10584.0423 | 0 | 23002.5997 |  |  | 0 |  |  | 0 | 0 | 0 | 0 | 0 |  | 0 | 0 | 0 | 0 | 0 | 10584.0423 | 14151.215 | 8577.0197 | 0 | yes | Deficit |  |  | 0 | 0 | 0 | 0 | 0 |  | 0 | 0 | 0 | 0 | 4830.8747 | yes |  | 0 | 0 | 0 | 4830.8747 | 0 | no | 0 | 0 | 0 | 4830.8747 | 0
| 9775.2992 | 0 | no | Surplus | yes |  | 0 | 0 | 0 | 808.7431 | 0 | no | 0 | 0 | 0 | 808.7431 | 4860 | no | 9775.2992 | 0 | 21168.0846 |  |  | 0 |  |  | 0 | 0 | 0 | 0 | 0 |  | 0 | 0 | 0 | 0 | 0 | 9775.2992 | 14436.1432 | 7921.6363 | 0 | yes | Deficit |  |  | 0 | 0 | 0 | 0 | 0 |  | 0 | 0 | 0 | 0 | 5859.1235 | yes |  | 0 | 0 | 0 | 5859.1235 | 0 | no | 0 | 0 | 0 | 5859.1235 | 0
| 9109.0648 | 0 | no | Surplus | yes |  | 0 | 0 | 0 | 666.2344 | 0 | no | 0 | 0 | 0 | 666.2344 | 4860 | no | 9109.0648 | 0 | 19550.5985 |  |  | 0 |  |  | 0 | 0 | 0 | 0 | 0 |  | 0 | 0 | 0 | 0 | 0 | 9109.0648 | 14542.811 | 7381.7381 | 0 | yes | Deficit |  |  | 0 | 0 | 0 | 0 | 0 |  | 0 | 0 | 0 | 0 | 6621.1746 | yes |  | 0 | 0 | 0 | 6621.1746 | 0 | no | 0 | 0 | 0 | 6621.1746 | 0
| 9833.6916 | 0 | yes | Deficit |  |  | 0 | 0 | 0 | 0 | 0 |  | 0 | 0 | 0 | 0 | 4860 | no |  | 0 | 18218.1296 | no | 9833.6916 | 0 | no | no | 0 | 0 | 0 | 0 | 0 |  | 0 | 0 | 0 | 0 | 0 | 9833.6916 | 14709.9795 | 7968.9559 | 0 | yes | Deficit |  |  | 0 | 0 | 0 | 0 | 0 |  | 0 | 0 | 0 | 0 | 7328.2414 | yes |  | 0 | 0 | 0 | 7328.2414 | 0 | no | 0 | 0 | 0 | 7328.2414 | 0
| 11579.5169 | 0 | yes | Deficit |  |  | 0 | 0 | 0 | 0 | 0 |  | 0 | 0 | 0 | 0 | 4860 | no |  | 0 | 19667.3832 | no | 11579.5169 | 0 | no | no | 0 | 0 | 0 | 0 | 0 |  | 0 | 0 | 0 | 0 | 0 | 11579.5169 | 13911.5055 | 9383.7252 | 0 | yes | Deficit |  |  | 0 | 0 | 0 | 0 | 0 |  | 0 | 0 | 0 | 0 | 5942.5496 | yes |  | 0 | 0 | 0 | 5942.5496 | 0 | no | 0 | 0 | 0 | 5942.5496 | 0
| 12742.3336 | 0 | yes | Deficit |  |  | 0 | 0 | 0 | 0 | 0 |  | 0 | 0 | 0 | 0 | 4860 | no |  | 0 | 23159.0339 | no | 12742.3336 | 0 | no | no | 0 | 0 | 0 | 0 | 0 |  | 0 | 0 | 0 | 0 | 0 | 12742.3336 | 15164.5371 | 10326.0402 | 0 | yes | Deficit |  |  | 0 | 0 | 0 | 0 | 0 |  | 0 | 0 | 0 | 0 | 5780.8118 | yes |  | 0 | 0 | 0 | 5780.8118 | 0 | no | 0 | 0 | 0 | 5780.8118 | 0
| 11615.8368 | 0 | no | Surplus | yes |  | 0 | 0 | 0 | 1126.4968 | 0 | no | 0 | 0 | 0 | 1126.4968 | 4860 | no | 11615.8368 | 0 | 24300 |  |  | 0 |  |  | 0 | 0 | 0 | 0 | 0 |  | 0 | 0 | 0 | 0 | 0 | 11615.8368 | 15230.8029 | 9413.1578 | 0 | yes | Deficit |  |  | 0 | 0 | 0 | 0 | 0 |  | 0 | 0 | 0 | 0 | 4904.7627 | yes |  | 0 | 0 | 0 | 4904.7627 | 0 | no | 0 | 0 | 0 | 4904.7627 | 0
| 12507.7193 | 0 | yes | Deficit |  |  | 0 | 0 | 0 | 0 | 0 |  | 0 | 0 | 0 | 0 | 4860 | no |  | 0 | 23231.6735 | no | 12507.7193 | 0 | no | no | 0 | 0 | 0 | 0 | 0 |  | 0 | 0 | 0 | 0 | 0 | 12507.7193 | 14859.8187 | 10135.9151 | 0 | yes | Deficit |  |  | 0 | 0 | 0 | 0 | 0 |  | 0 | 0 | 0 | 0 | 5446.6609 | yes |  | 0 | 0 | 0 | 5446.6609 | 0 | no | 0 | 0 | 0 | 5446.6609 | 0
| 13389.4747 | 0 | yes | Deficit |  |  | 0 | 0 | 0 | 0 | 0 |  | 0 | 0 | 0 | 0 | 4860 | no |  | 0 | 24300 | no | 13389.4747 | 0 | no | no | 0 | 0 | 0 | 0 | 0 |  | 0 | 0 | 0 | 0 | 0 | 13389.4747 | 15164.9743 | 10850.4657 | 0 | yes | Deficit |  |  | 0 | 0 | 0 | 0 | 0 |  | 0 | 0 | 0 | 0 | 5029.0592 | yes |  | 0 | 0 | 0 | 5029.0592 | 0 | no | 0 | 0 | 0 | 5029.0592 | 0
| 11349.364 | 0 | no | Surplus | yes |  | 0 | 0 | 0 | 2040.1107 | 0 | no | 0 | 0 | 0 | 2040.1107 | 4860 | no | 11349.364 | 0 | 24300 |  |  | 0 |  |  | 0 | 0 | 0 | 0 | 0 |  | 0 | 0 | 0 | 0 | 0 | 11349.364 | 15351.8944 | 9197.2155 | 0 | yes | Deficit |  |  | 0 | 0 | 0 | 0 | 0 |  | 0 | 0 | 0 | 0 | 4501.4287 | yes |  | 0 | 0 | 0 | 4501.4287 | 0 | no | 0 | 0 | 0 | 4501.4287 | 0
| 11507.3796 | 0 | yes | Deficit |  |  | 0 | 0 | 0 | 0 | 0 |  | 0 | 0 | 0 | 0 | 4860 | no |  | 0 | 22698.728 | no | 11507.3796 | 0 | no | no | 0 | 0 | 0 | 0 | 0 |  | 0 | 0 | 0 | 0 | 0 | 11507.3796 | 14810.9613 | 9325.2671 | 0 | yes | Deficit |  |  | 0 | 0 | 0 | 0 | 0 |  | 0 | 0 | 0 | 0 | 5613.7457 | yes |  | 0 | 0 | 0 | 5613.7457 | 0 | no | 0 | 0 | 0 | 5613.7457 | 0
| 12166.8085 | 0 | yes | Deficit |  |  | 0 | 0 | 0 | 0 | 0 |  | 0 | 0 | 0 | 0 | 4860 | no |  | 0 | 23014.7591 | no | 12166.8085 | 0 | no | no | 0 | 0 | 0 | 0 | 0 |  | 0 | 0 | 0 | 0 | 0 | 12166.8085 | 15055.3817 | 9859.6503 | 0 | yes | Deficit |  |  | 0 | 0 | 0 | 0 | 0 |  | 0 | 0 | 0 | 0 | 5730.1146 | yes |  | 0 | 0 | 0 | 5730.1146 | 0 | no | 0 | 0 | 0 | 5730.1146 | 0
| 12636.604 | 0 | yes | Deficit |  |  | 0 | 0 | 0 | 0 | 0 |  | 0 | 0 | 0 | 0 | 4860 | no |  | 0 | 24300 | no | 12636.604 | 0 | no | no | 0 | 0 | 0 | 0 | 0 |  | 0 | 0 | 0 | 0 | 0 | 12636.604 | 15380.4823 | 10240.3598 | 0 | yes | Deficit |  |  | 0 | 0 | 0 | 0 | 0 |  | 0 | 0 | 0 | 0 | 5520.832 | yes |  | 0 | 0 | 0 | 5520.832 | 0 | no | 0 | 0 | 0 | 5520.832 | 0
| 11142.3015 | 0 | no | Surplus | yes |  | 0 | 0 | 0 | 1494.3025 | 0 | no | 0 | 0 | 0 | 1494.3025 | 4860 | no | 11142.3015 | 0 | 24300 |  |  | 0 |  |  | 0 | 0 | 0 | 0 | 0 |  | 0 | 0 | 0 | 0 | 0 | 11142.3015 | 15222.3969 | 9029.4178 | 0 | yes | Deficit |  |  | 0 | 0 | 0 | 0 | 0 |  | 0 | 0 | 0 | 0 | 4982.0371 | yes |  | 0 | 0 | 0 | 4982.0371 | 0 | no | 0 | 0 | 0 | 4982.0371 | 0
| 10872.6054 | 0 | no | Surplus | yes |  | 0 | 0 | 0 | 269.6961 | 0 | no | 0 | 0 | 0 | 269.6961 | 4860 | no | 10872.6054 | 0 | 22284.603 |  |  | 0 |  |  | 0 | 0 | 0 | 0 | 0 |  | 0 | 0 | 0 | 0 | 0 | 10872.6054 | 14975.9405 | 8810.8633 | 0 | yes | Deficit |  |  | 0 | 0 | 0 | 0 | 0 |  | 0 | 0 | 0 | 0 | 5946.5227 | yes |  | 0 | 0 | 0 | 5946.5227 | 0 | no | 0 | 0 | 0 | 5946.5227 | 0
| 9876.2349 | 0 | no | Surplus | yes |  | 0 | 0 | 0 | 996.3705 | 0 | no | 0 | 0 | 0 | 996.3705 | 4860 | no | 9876.2349 | 0 | 21745.2107 |  |  | 0 |  |  | 0 | 0 | 0 | 0 | 0 |  | 0 | 0 | 0 | 0 | 0 | 9876.2349 | 15550.1331 | 8003.4319 | 0 | yes | Deficit |  |  | 0 | 0 | 0 | 0 | 0 |  | 0 | 0 | 0 | 0 | 6739.2697 | yes |  | 0 | 0 | 0 | 6739.2697 | 0 | no | 0 | 0 | 0 | 6739.2697 | 0
| 11403.5484 | 0 | yes | Deficit |  |  | 0 | 0 | 0 | 0 | 0 |  | 0 | 0 | 0 | 0 | 4860 | no |  | 0 | 19752.4698 | no | 11403.5484 | 0 | no | no | 0 | 0 | 0 | 0 | 0 |  | 0 | 0 | 0 | 0 | 0 | 11403.5484 | 14944.561 | 9241.1251 | 0 | yes | Deficit |  |  | 0 | 0 | 0 | 0 | 0 |  | 0 | 0 | 0 | 0 | 6941.1292 | yes |  | 0 | 0 | 0 | 6941.1292 | 0 | no | 0 | 0 | 0 | 6941.1292 | 0
| 11855.121 | 0 | yes | Deficit |  |  | 0 | 0 | 0 | 0 | 0 |  | 0 | 0 | 0 | 0 | 4860 | no |  | 0 | 22807.0968 | no | 11855.121 | 0 | no | no | 0 | 0 | 0 | 0 | 0 |  | 0 | 0 | 0 | 0 | 0 | 11855.121 | 16171.0363 | 9607.0673 | 0 | yes | Deficit |  |  | 0 | 0 | 0 | 0 | 0 |  | 0 | 0 | 0 | 0 | 6929.9111 | yes |  | 0 | 0 | 0 | 6929.9111 | 0 | no | 0 | 0 | 0 | 6929.9111 | 0
| 11163.2791 | 0 | no | Surplus | yes |  | 0 | 0 | 0 | 691.8419 | 0 | no | 0 | 0 | 0 | 691.8419 | 4860 | no | 11163.2791 | 0 | 23710.2421 |  |  | 0 |  |  | 0 | 0 | 0 | 0 | 0 |  | 0 | 0 | 0 | 0 | 0 | 11163.2791 | 15678.8011 | 9046.4174 | 0 | yes | Deficit |  |  | 0 | 0 | 0 | 0 | 0 |  | 0 | 0 | 0 | 0 | 6071.7338 | yes |  | 0 | 0 | 0 | 6071.7338 | 0 | no | 0 | 0 | 0 | 6071.7338 | 0
| 13085.8942 | 0 | yes | Deficit |  |  | 0 | 0 | 0 | 0 | 0 |  | 0 | 0 | 0 | 0 | 4860 | no |  | 0 | 22326.5582 | no | 13085.8942 | 0 | no | no | 0 | 0 | 0 | 0 | 0 |  | 0 | 0 | 0 | 0 | 0 | 13085.8942 | 15376.8895 | 10604.4524 | 0 | yes | Deficit |  |  | 0 | 0 | 0 | 0 | 0 |  | 0 | 0 | 0 | 0 | 6330.472 | yes |  | 0 | 0 | 0 | 6330.472 | 0 | no | 0 | 0 | 0 | 6330.472 | 0
| 13891.6134 | 0 | yes | Deficit |  |  | 0 | 0 | 0 | 0 | 0 |  | 0 | 0 | 0 | 0 | 4860 | no |  | 0 | 24300 | no | 13891.6134 | 0 | no | no | 0 | 0 | 0 | 0 | 0 |  | 0 | 0 | 0 | 0 | 0 | 13891.6134 | 15503.6524 | 11257.3852 | 0 | yes | Deficit |  |  | 0 | 0 | 0 | 0 | 0 |  | 0 | 0 | 0 | 0 | 4899.2 | yes |  | 0 | 0 | 0 | 4899.2 | 0 | no | 0 | 0 | 0 | 4899.2 | 0
| 12503.9949 | 0 | no | Surplus | yes |  | 0 | 0 | 0 | 1387.6185 | 0 | no | 0 | 0 | 0 | 1387.6185 | 4860 | no | 12503.9949 | 0 | 24300 |  |  | 0 |  |  | 0 | 0 | 0 | 0 | 0 |  | 0 | 0 | 0 | 0 | 0 | 12503.9949 | 15495.2889 | 10132.897 | 0 | yes | Deficit |  |  | 0 | 0 | 0 | 0 | 0 |  | 0 | 0 | 0 | 0 | 4237.9036 | yes |  | 0 | 0 | 0 | 4237.9036 | 0 | no | 0 | 0 | 0 | 4237.9036 | 0
| 13606.4563 | 0 | yes | Deficit |  |  | 0 | 0 | 0 | 0 | 0 |  | 0 | 0 | 0 | 0 | 4860 | no |  | 0 | 24300 | no | 13606.4563 | 0 | no | no | 0 | 0 | 0 | 0 | 0 |  | 0 | 0 | 0 | 0 | 0 | 13606.4563 | 15584.2598 | 11026.3017 | 0 | yes | Deficit |  |  | 0 | 0 | 0 | 0 | 0 |  | 0 | 0 | 0 | 0 | 5451.3628 | yes |  | 0 | 0 | 0 | 5451.3628 | 0 | no | 0 | 0 | 0 | 5451.3628 | 0
| 13331.7868 | 0 | no | Surplus | yes |  | 0 | 0 | 0 | 274.6694 | 0 | no | 0 | 0 | 0 | 274.6694 | 4860 | no | 13331.7868 | 0 | 24300 |  |  | 0 |  |  | 0 | 0 | 0 | 0 | 0 |  | 0 | 0 | 0 | 0 | 0 | 13331.7868 | 14219.6719 | 10803.717 | 0 | yes | Deficit |  |  | 0 | 0 | 0 | 0 | 0 |  | 0 | 0 | 0 | 0 | 3193.3702 | yes |  | 0 | 0 | 0 | 3193.3702 | 0 | no | 0 | 0 | 0 | 3193.3702 | 0
| 13325.0756 | 0 | no | Surplus | yes |  | 0 | 0 | 0 | 6.7112 | 0 | no | 0 | 0 | 0 | 6.7112 | 4860 | no | 13325.0756 | 0 | 24300 |  |  | 0 |  |  | 0 | 0 | 0 | 0 | 0 |  | 0 | 0 | 0 | 0 | 0 | 13325.0756 | 15678.4309 | 10798.2785 | 0 | yes | Deficit |  |  | 0 | 0 | 0 | 0 | 0 |  | 0 | 0 | 0 | 0 | 4874.7138 | yes |  | 0 | 0 | 0 | 4874.7138 | 0 | no | 0 | 0 | 0 | 4874.7138 | 0
| 13262.6893 | 0 | no | Surplus | yes |  | 0 | 0 | 0 | 62.3864 | 0 | no | 0 | 0 | 0 | 62.3864 | 4860 | no | 13262.6893 | 0 | 24300 |  |  | 0 |  |  | 0 | 0 | 0 | 0 | 0 |  | 0 | 0 | 0 | 0 | 0 | 13262.6893 | 15954.1869 | 10747.7223 | 0 | yes | Deficit |  |  | 0 | 0 | 0 | 0 | 0 |  | 0 | 0 | 0 | 0 | 5155.9085 | yes |  | 0 | 0 | 0 | 5155.9085 | 0 | no | 0 | 0 | 0 | 5155.9085 | 0
| 13049.6179 | 0 | no | Surplus | yes |  | 0 | 0 | 0 | 213.0714 | 0 | no | 0 | 0 | 0 | 213.0714 | 4860 | no | 13049.6179 | 0 | 24300 |  |  | 0 |  |  | 0 | 0 | 0 | 0 | 0 |  | 0 | 0 | 0 | 0 | 0 | 13049.6179 | 16230.8428 | 10575.055 | 0 | yes | Deficit |  |  | 0 | 0 | 0 | 0 | 0 |  | 0 | 0 | 0 | 0 | 5483.1205 | yes |  | 0 | 0 | 0 | 5483.1205 | 0 | no | 0 | 0 | 0 | 5483.1205 | 0
| 12619.1741 | 0 | no | Surplus | yes |  | 0 | 0 | 0 | 430.4437 | 0 | no | 0 | 0 | 0 | 430.4437 | 4860 | no | 12619.1741 | 0 | 24300 |  |  | 0 |  |  | 0 | 0 | 0 | 0 | 0 |  | 0 | 0 | 0 | 0 | 0 | 12619.1741 | 15320.8568 | 10226.2351 | 0 | yes | Deficit |  |  | 0 | 0 | 0 | 0 | 0 |  | 0 | 0 | 0 | 0 | 4745.8018 | yes |  | 0 | 0 | 0 | 4745.8018 | 0 | no | 0 | 0 | 0 | 4745.8018 | 0
| 12094.4003 | 0 | no | Surplus | yes |  | 0 | 0 | 0 | 524.7738 | 0 | no | 0 | 0 | 0 | 524.7738 | 4860 | no | 12094.4003 | 0 | 24300 |  |  | 0 |  |  | 0 | 0 | 0 | 0 | 0 |  | 0 | 0 | 0 | 0 | 0 | 12094.4003 | 15384.6575 | 9800.9727 | 0 | yes | Deficit |  |  | 0 | 0 | 0 | 0 | 0 |  | 0 | 0 | 0 | 0 | 5158.4224 | yes |  | 0 | 0 | 0 | 5158.4224 | 0 | no | 0 | 0 | 0 | 5158.4224 | 0
| 11441.1007 | 0 | no | Surplus | yes |  | 0 | 0 | 0 | 653.2996 | 0 | no | 0 | 0 | 0 | 653.2996 | 4860 | no | 11441.1007 | 0 | 24188.8006 |  |  | 0 |  |  | 0 | 0 | 0 | 0 | 0 |  | 0 | 0 | 0 | 0 | 0 | 11441.1007 | 14273.8656 | 9271.5565 | 0 | yes | Deficit |  |  | 0 | 0 | 0 | 0 | 0 |  | 0 | 0 | 0 | 0 | 4472.8929 | yes |  | 0 | 0 | 0 | 4472.8929 | 0 | no | 0 | 0 | 0 | 4472.8929 | 0
| 15327.3699 | 0 | yes | Deficit |  |  | 0 | 0 | 0 | 0 | 0 |  | 0 | 0 | 0 | 0 | 4860 | no |  | 0 | 22882.2015 | no | 15327.3699 | 0 | no | no | 0 | 0 | 0 | 0 | 0 |  | 0 | 0 | 0 | 0 | 0 | 15327.3699 | 16235.1986 | 12420.8832 | 0 | yes | Deficit |  |  | 0 | 0 | 0 | 0 | 0 |  | 0 | 0 | 0 | 0 | 6963.6421 | yes |  | 0 | 0 | 0 | 6963.6421 | 0 | no | 0 | 0 | 0 | 6963.6421 | 0
| 13758.6946 | 0 | no | Surplus | yes |  | 0 | 0 | 0 | 1568.6753 | 0 | no | 0 | 0 | 0 | 1568.6753 | 4860 | no | 13758.6946 | 0 | 24300 |  |  | 0 |  |  | 0 | 0 | 0 | 0 | 0 |  | 0 | 0 | 0 | 0 | 0 | 13758.6946 | 16350.3574 | 11149.6715 | 0 | yes | Deficit |  |  | 0 | 0 | 0 | 0 | 0 |  | 0 | 0 | 0 | 0 | 3929.4742 | yes |  | 0 | 0 | 0 | 3929.4742 | 0 | no | 0 | 0 | 0 | 3929.4742 | 0
| 11753.1241 | 0 | no | Surplus | yes |  | 0 | 0 | 0 | 2005.5705 | 0 | no | 0 | 0 | 0 | 2005.5705 | 4860 | no | 11753.1241 | 0 | 24300 |  |  | 0 |  |  | 0 | 0 | 0 | 0 | 0 |  | 0 | 0 | 0 | 0 | 0 | 11753.1241 | 15352.738 | 9524.4117 | 0 | yes | Deficit |  |  | 0 | 0 | 0 | 0 | 0 |  | 0 | 0 | 0 | 0 | 4203.0666 | yes |  | 0 | 0 | 0 | 4203.0666 | 0 | no | 0 | 0 | 0 | 4203.0666 | 0
| 11493.4149 | 0 | no | Surplus | yes |  | 0 | 0 | 0 | 259.7092 | 0 | no | 0 | 0 | 0 | 259.7092 | 4860 | no | 11493.4149 | 0 | 23506.2482 |  |  | 0 |  |  | 0 | 0 | 0 | 0 | 0 |  | 0 | 0 | 0 | 0 | 0 | 11493.4149 | 15328.3067 | 9313.9505 | 0 | yes | Deficit |  |  | 0 | 0 | 0 | 0 | 0 |  | 0 | 0 | 0 | 0 | 5803.895 | yes |  | 0 | 0 | 0 | 5803.895 | 0 | no | 0 | 0 | 0 | 5803.895 | 0
| 11615.4404 | 0 | yes | Deficit |  |  | 0 | 0 | 0 | 0 | 0 |  | 0 | 0 | 0 | 0 | 4860 | no |  | 0 | 22986.8299 | no | 11615.4404 | 0 | no | no | 0 | 0 | 0 | 0 | 0 |  | 0 | 0 | 0 | 0 | 0 | 11615.4404 | 14918.4171 | 9412.8366 | 0 | yes | Deficit |  |  | 0 | 0 | 0 | 0 | 0 |  | 0 | 0 | 0 | 0 | 5604.4666 | yes |  | 0 | 0 | 0 | 5604.4666 | 0 | no | 0 | 0 | 0 | 5604.4666 | 0
| 11329.1932 | 0 | no | Surplus | yes |  | 0 | 0 | 0 | 286.2472 | 0 | no | 0 | 0 | 0 | 286.2472 | 4860 | no | 11329.1932 | 0 | 23230.8808 |  |  | 0 |  |  | 0 | 0 | 0 | 0 | 0 |  | 0 | 0 | 0 | 0 | 0 | 11329.1932 | 16032.0692 | 9180.8697 | 0 | yes | Deficit |  |  | 0 | 0 | 0 | 0 | 0 |  | 0 | 0 | 0 | 0 | 6619.2326 | yes |  | 0 | 0 | 0 | 6619.2326 | 0 | no | 0 | 0 | 0 | 6619.2326 | 0
| 11628.8767 | 0 | yes | Deficit |  |  | 0 | 0 | 0 | 0 | 0 |  | 0 | 0 | 0 | 0 | 4860 | no |  | 0 | 22658.3864 | no | 11628.8767 | 0 | no | no | 0 | 0 | 0 | 0 | 0 |  | 0 | 0 | 0 | 0 | 0 | 11628.8767 | 16358.2883 | 9423.7251 | 0 | yes | Deficit |  |  | 0 | 0 | 0 | 0 | 0 |  | 0 | 0 | 0 | 0 | 7177.4186 | yes |  | 0 | 0 | 0 | 7177.4186 | 0 | no | 0 | 0 | 0 | 7177.4186 | 0
| 12658.3126 | 0 | yes | Deficit |  |  | 0 | 0 | 0 | 0 | 0 |  | 0 | 0 | 0 | 0 | 4860 | no |  | 0 | 23257.7534 | no | 12658.3126 | 0 | no | no | 0 | 0 | 0 | 0 | 0 |  | 0 | 0 | 0 | 0 | 0 | 12658.3126 | 16787.945 | 10257.9518 | 0 | yes | Deficit |  |  | 0 | 0 | 0 | 0 | 0 |  | 0 | 0 | 0 | 0 | 7364.2199 | yes |  | 0 | 0 | 0 | 7364.2199 | 0 | no | 0 | 0 | 0 | 7364.2199 | 0
| 13352.0203 | 0 | yes | Deficit |  |  | 0 | 0 | 0 | 0 | 0 |  | 0 | 0 | 0 | 0 | 4860 | no |  | 0 | 24300 | no | 13352.0203 | 0 | no | no | 0 | 0 | 0 | 0 | 0 |  | 0 | 0 | 0 | 0 | 0 | 13352.0203 | 16652.1613 | 10820.1137 | 0 | yes | Deficit |  |  | 0 | 0 | 0 | 0 | 0 |  | 0 | 0 | 0 | 0 | 6394.2095 | yes |  | 0 | 0 | 0 | 6394.2095 | 0 | no | 0 | 0 | 0 | 6394.2095 | 0
| 12328.1341 | 0 | no | Surplus | yes |  | 0 | 0 | 0 | 1023.8862 | 0 | no | 0 | 0 | 0 | 1023.8862 | 4860 | no | 12328.1341 | 0 | 24300 |  |  | 0 |  |  | 0 | 0 | 0 | 0 | 0 |  | 0 | 0 | 0 | 0 | 0 | 12328.1341 | 16216.2598 | 9990.3842 | 0 | yes | Deficit |  |  | 0 | 0 | 0 | 0 | 0 |  | 0 | 0 | 0 | 0 | 5396.1461 | yes |  | 0 | 0 | 0 | 5396.1461 | 0 | no | 0 | 0 | 0 | 5396.1461 | 0
| 12933.3763 | 0 | yes | Deficit |  |  | 0 | 0 | 0 | 0 | 0 |  | 0 | 0 | 0 | 0 | 4860 | no |  | 0 | 24300 | no | 12933.3763 | 0 | no | no | 0 | 0 | 0 | 0 | 0 |  | 0 | 0 | 0 | 0 | 0 | 12933.3763 | 16621.4998 | 10480.856 | 0 | yes | Deficit |  |  | 0 | 0 | 0 | 0 | 0 |  | 0 | 0 | 0 | 0 | 6631.1156 | yes |  | 0 | 0 | 0 | 6631.1156 | 0 | no | 0 | 0 | 0 | 6631.1156 | 0
| 12222.3124 | 0 | no | Surplus | yes |  | 0 | 0 | 0 | 711.064 | 0 | no | 0 | 0 | 0 | 711.064 | 4860 | no | 12222.3124 | 0 | 24300 |  |  | 0 |  |  | 0 | 0 | 0 | 0 | 0 |  | 0 | 0 | 0 | 0 | 0 | 12222.3124 | 16121.3544 | 9904.6292 | 0 | yes | Deficit |  |  | 0 | 0 | 0 | 0 | 0 |  | 0 | 0 | 0 | 0 | 5640.4984 | yes |  | 0 | 0 | 0 | 5640.4984 | 0 | no | 0 | 0 | 0 | 5640.4984 | 0
| 11782.2323 | 0 | no | Surplus | yes |  | 0 | 0 | 0 | 440.0801 | 0 | no | 0 | 0 | 0 | 440.0801 | 4860 | no | 11782.2323 | 0 | 24300 |  |  | 0 |  |  | 0 | 0 | 0 | 0 | 0 |  | 0 | 0 | 0 | 0 | 0 | 11782.2323 | 16008.8212 | 9548.0002 | 0 | yes | Deficit |  |  | 0 | 0 | 0 | 0 | 0 |  | 0 | 0 | 0 | 0 | 6104.192 | yes |  | 0 | 0 | 0 | 6104.192 | 0 | no | 0 | 0 | 0 | 6104.192 | 0
| 12650.7538 | 0 | yes | Deficit |  |  | 0 | 0 | 0 | 0 | 0 |  | 0 | 0 | 0 | 0 | 4860 | no |  | 0 | 23564.4646 | no | 12650.7538 | 0 | no | no | 0 | 0 | 0 | 0 | 0 |  | 0 | 0 | 0 | 0 | 0 | 12650.7538 | 14745.5912 | 10251.8264 | 0 | yes | Deficit |  |  | 0 | 0 | 0 | 0 | 0 |  | 0 | 0 | 0 | 0 | 5197.591 | yes |  | 0 | 0 | 0 | 5197.591 | 0 | no | 0 | 0 | 0 | 5197.591 | 0
| 12592.1323 | 0 | no | Surplus | yes |  | 0 | 0 | 0 | 58.6215 | 0 | no | 0 | 0 | 0 | 58.6215 | 4860 | no | 12592.1323 | 0 | 24300 |  |  | 0 |  |  | 0 | 0 | 0 | 0 | 0 |  | 0 | 0 | 0 | 0 | 0 | 12592.1323 | 14942.2646 | 10204.3211 | 0 | yes | Deficit |  |  | 0 | 0 | 0 | 0 | 0 |  | 0 | 0 | 0 | 0 | 4690.4382 | yes |  | 0 | 0 | 0 | 4690.4382 | 0 | no | 0 | 0 | 0 | 4690.4382 | 0
| 13522.8996 | 0 | yes | Deficit |  |  | 0 | 0 | 0 | 0 | 0 |  | 0 | 0 | 0 | 0 | 4860 | no |  | 0 | 24300 | no | 13522.8996 | 0 | no | no | 0 | 0 | 0 | 0 | 0 |  | 0 | 0 | 0 | 0 | 0 | 13522.8996 | 13097.5533 | 10958.5896 | 0 | yes | Deficit |  |  | 0 | 0 | 0 | 0 | 0 |  | 0 | 0 | 0 | 0 | 2893.2322 | yes |  | 0 | 0 | 0 | 2893.2322 | 0 | no | 0 | 0 | 0 | 2893.2322 | 0
| 12504.1068 | 0 | no | Surplus | yes |  | 0 | 0 | 0 | 1018.7928 | 0 | no | 0 | 0 | 0 | 1018.7928 | 4860 | no | 12504.1068 | 0 | 24300 |  |  | 0 |  |  | 0 | 0 | 0 | 0 | 0 |  | 0 | 0 | 0 | 0 | 0 | 12504.1068 | 12285.3267 | 10132.9877 | 0 | yes | Deficit |  |  | 0 | 0 | 0 | 0 | 0 |  | 0 | 0 | 0 | 0 | 1326.737 | yes |  | 0 | 0 | 0 | 1326.737 | 0 | no | 0 | 0 | 0 | 1326.737 | 0
| 11141.194 | 0 | no | Surplus | yes |  | 0 | 0 | 0 | 1362.9128 | 0 | no | 0 | 0 | 0 | 1362.9128 | 4860 | no | 11141.194 | 0 | 24300 |  |  | 0 |  |  | 0 | 0 | 0 | 0 | 0 |  | 0 | 0 | 0 | 0 | 0 | 11141.194 | 14458.3689 | 9028.5202 | 0 | yes | Deficit |  |  | 0 | 0 | 0 | 0 | 0 |  | 0 | 0 | 0 | 0 | 4325.3813 | yes |  | 0 | 0 | 0 | 4325.3813 | 0 | no | 0 | 0 | 0 | 4325.3813 | 0
| 11604.6137 | 0 | yes | Deficit |  |  | 0 | 0 | 0 | 0 | 0 |  | 0 | 0 | 0 | 0 | 4860 | no |  | 0 | 22282.3879 | no | 11604.6137 | 0 | no | no | 0 | 0 | 0 | 0 | 0 |  | 0 | 0 | 0 | 0 | 0 | 11604.6137 | 14491.1055 | 9404.063 | 0 | yes | Deficit |  |  | 0 | 0 | 0 | 0 | 0 |  | 0 | 0 | 0 | 0 | 5462.5853 | yes |  | 0 | 0 | 0 | 5462.5853 | 0 | no | 0 | 0 | 0 | 5462.5853 | 0
| 11941.1011 | 0 | yes | Deficit |  |  | 0 | 0 | 0 | 0 | 0 |  | 0 | 0 | 0 | 0 | 4860 | no |  | 0 | 23209.2274 | no | 11941.1011 | 0 | no | no | 0 | 0 | 0 | 0 | 0 |  | 0 | 0 | 0 | 0 | 0 | 11941.1011 | 14642.9094 | 9676.7432 | 0 | yes | Deficit |  |  | 0 | 0 | 0 | 0 | 0 |  | 0 | 0 | 0 | 0 | 5238.8464 | yes |  | 0 | 0 | 0 | 5238.8464 | 0 | no | 0 | 0 | 0 | 5238.8464 | 0
| 11851.179 | 0 | no | Surplus | yes |  | 0 | 0 | 0 | 89.9221 | 0 | no | 0 | 0 | 0 | 89.9221 | 4860 | no | 11851.179 | 0 | 23882.2022 |  |  | 0 |  |  | 0 | 0 | 0 | 0 | 0 |  | 0 | 0 | 0 | 0 | 0 | 11851.179 | 14514.8799 | 9603.8728 | 0 | yes | Deficit |  |  | 0 | 0 | 0 | 0 | 0 |  | 0 | 0 | 0 | 0 | 4838.1367 | yes |  | 0 | 0 | 0 | 4838.1367 | 0 | no | 0 | 0 | 0 | 4838.1367 | 0
| 12017.6407 | 0 | yes | Deficit |  |  | 0 | 0 | 0 | 0 | 0 |  | 0 | 0 | 0 | 0 | 4860 | no |  | 0 | 23702.3581 | no | 12017.6407 | 0 | no | no | 0 | 0 | 0 | 0 | 0 |  | 0 | 0 | 0 | 0 | 0 | 12017.6407 | 14882.6484 | 9738.7688 | 0 | yes | Deficit |  |  | 0 | 0 | 0 | 0 | 0 |  | 0 | 0 | 0 | 0 | 5278.7756 | yes |  | 0 | 0 | 0 | 5278.7756 | 0 | no | 0 | 0 | 0 | 5278.7756 | 0
| 11241.4805 | 0 | no | Surplus | yes |  | 0 | 0 | 0 | 776.1602 | 0 | no | 0 | 0 | 0 | 776.1602 | 4860 | no | 11241.4805 | 0 | 24035.2813 |  |  | 0 |  |  | 0 | 0 | 0 | 0 | 0 |  | 0 | 0 | 0 | 0 | 0 | 11241.4805 | 14465.5017 | 9109.7897 | 0 | yes | Deficit |  |  | 0 | 0 | 0 | 0 | 0 |  | 0 | 0 | 0 | 0 | 4726.7329 | yes |  | 0 | 0 | 0 | 4726.7329 | 0 | no | 0 | 0 | 0 | 4726.7329 | 0
| 12452.5998 | 0 | yes | Deficit |  |  | 0 | 0 | 0 | 0 | 0 |  | 0 | 0 | 0 | 0 | 4860 | no |  | 0 | 22482.9609 | no | 12452.5998 | 0 | no | no | 0 | 0 | 0 | 0 | 0 |  | 0 | 0 | 0 | 0 | 0 | 12452.5998 | 14960.5346 | 10091.2478 | 0 | yes | Deficit |  |  | 0 | 0 | 0 | 0 | 0 |  | 0 | 0 | 0 | 0 | 5850.7449 | yes |  | 0 | 0 | 0 | 5850.7449 | 0 | no | 0 | 0 | 0 | 5850.7449 | 0
| 13068.1564 | 0 | yes | Deficit |  |  | 0 | 0 | 0 | 0 | 0 |  | 0 | 0 | 0 | 0 | 4860 | no |  | 0 | 24300 | no | 13068.1564 | 0 | no | no | 0 | 0 | 0 | 0 | 0 |  | 0 | 0 | 0 | 0 | 0 | 13068.1564 | 15200.4504 | 10590.0781 | 0 | yes | Deficit |  |  | 0 | 0 | 0 | 0 | 0 |  | 0 | 0 | 0 | 0 | 5109.2026 | yes |  | 0 | 0 | 0 | 5109.2026 | 0 | no | 0 | 0 | 0 | 5109.2026 | 0
| 12418.1283 | 0 | no | Surplus | yes |  | 0 | 0 | 0 | 650.0281 | 0 | no | 0 | 0 | 0 | 650.0281 | 4860 | no | 12418.1283 | 0 | 24300 |  |  | 0 |  |  | 0 | 0 | 0 | 0 | 0 |  | 0 | 0 | 0 | 0 | 0 | 12418.1283 | 14727.1668 | 10063.3131 | 0 | yes | Deficit |  |  | 0 | 0 | 0 | 0 | 0 |  | 0 | 0 | 0 | 0 | 4137.0887 | yes |  | 0 | 0 | 0 | 4137.0887 | 0 | no | 0 | 0 | 0 | 4137.0887 | 0
| 13885.6833 | 0 | yes | Deficit |  |  | 0 | 0 | 0 | 0 | 0 |  | 0 | 0 | 0 | 0 | 4860 | no |  | 0 | 24300 | no | 13885.6833 | 0 | no | no | 0 | 0 | 0 | 0 | 0 |  | 0 | 0 | 0 | 0 | 0 | 13885.6833 | 14049.9654 | 11252.5796 | 0 | yes | Deficit |  |  | 0 | 0 | 0 | 0 | 0 |  | 0 | 0 | 0 | 0 | 3986.6523 | yes |  | 0 | 0 | 0 | 3986.6523 | 0 | no | 0 | 0 | 0 | 3986.6523 | 0
| 12649.0854 | 0 | no | Surplus | yes |  | 0 | 0 | 0 | 1236.5979 | 0 | no | 0 | 0 | 0 | 1236.5979 | 4860 | no | 12649.0854 | 0 | 24300 |  |  | 0 |  |  | 0 | 0 | 0 | 0 | 0 |  | 0 | 0 | 0 | 0 | 0 | 12649.0854 | 13309.0697 | 10250.4744 | 0 | yes | Deficit |  |  | 0 | 0 | 0 | 0 | 0 |  | 0 | 0 | 0 | 0 | 2056.4901 | yes |  | 0 | 0 | 0 | 2056.4901 | 0 | no | 0 | 0 | 0 | 2056.4901 | 0
| 11938.9794 | 0 | no | Surplus | yes |  | 0 | 0 | 0 | 710.106 | 0 | no | 0 | 0 | 0 | 710.106 | 4860 | no | 11938.9794 | 0 | 24300 |  |  | 0 |  |  | 0 | 0 | 0 | 0 | 0 |  | 0 | 0 | 0 | 0 | 0 | 11938.9794 | 13160.3877 | 9675.0238 | 0 | yes | Deficit |  |  | 0 | 0 | 0 | 0 | 0 |  | 0 | 0 | 0 | 0 | 2909.9134 | yes |  | 0 | 0 | 0 | 2909.9134 | 0 | no | 0 | 0 | 0 | 2909.9134 | 0
| 13649.6429 | 0 | yes | Deficit |  |  | 0 | 0 | 0 | 0 | 0 |  | 0 | 0 | 0 | 0 | 4860 | no |  | 0 | 23877.9587 | no | 13649.6429 | 0 | no | no | 0 | 0 | 0 | 0 | 0 |  | 0 | 0 | 0 | 0 | 0 | 13649.6429 | 13452.7886 | 11061.299 | 0 | yes | Deficit |  |  | 0 | 0 | 0 | 0 | 0 |  | 0 | 0 | 0 | 0 | 3777.7648 | yes |  | 0 | 0 | 0 | 3777.7648 | 0 | no | 0 | 0 | 0 | 3777.7648 | 0
| 14022.4413 | 0 | yes | Deficit |  |  | 0 | 0 | 0 | 0 | 0 |  | 0 | 0 | 0 | 0 | 4860 | no |  | 0 | 24300 | no | 14022.4413 | 0 | no | no | 0 | 0 | 0 | 0 | 0 |  | 0 | 0 | 0 | 0 | 0 | 14022.4413 | 13655.3472 | 11363.4046 | 0 | yes | Deficit |  |  | 0 | 0 | 0 | 0 | 0 |  | 0 | 0 | 0 | 0 | 2594.0482 | yes |  | 0 | 0 | 0 | 2594.0482 | 0 | no | 0 | 0 | 0 | 2594.0482 | 0
| 12777.089 | 0 | no | Surplus | yes |  | 0 | 0 | 0 | 1245.3523 | 0 | no | 0 | 0 | 0 | 1245.3523 | 4860 | no | 12777.089 | 0 | 24300 |  |  | 0 |  |  | 0 | 0 | 0 | 0 | 0 |  | 0 | 0 | 0 | 0 | 0 | 12777.089 | 13482.5227 | 10354.205 | 0 | yes | Deficit |  |  | 0 | 0 | 0 | 0 | 0 |  | 0 | 0 | 0 | 0 | 2119.118 | yes |  | 0 | 0 | 0 | 2119.118 | 0 | no | 0 | 0 | 0 | 2119.118 | 0
| 12875.0377 | 0 | yes | Deficit |  |  | 0 | 0 | 0 | 0 | 0 |  | 0 | 0 | 0 | 0 | 4860 | no |  | 0 | 24300 | no | 12875.0377 | 0 | no | no | 0 | 0 | 0 | 0 | 0 |  | 0 | 0 | 0 | 0 | 0 | 12875.0377 | 13702.3502 | 10433.58 | 0 | yes | Deficit |  |  | 0 | 0 | 0 | 0 | 0 |  | 0 | 0 | 0 | 0 | 3348.1452 | yes |  | 0 | 0 | 0 | 3348.1452 | 0 | no | 0 | 0 | 0 | 3348.1452 | 0
| 12217.8378 | 0 | no | Surplus | yes |  | 0 | 0 | 0 | 657.1999 | 0 | no | 0 | 0 | 0 | 657.1999 | 4860 | no | 12217.8378 | 0 | 24300 |  |  | 0 |  |  | 0 | 0 | 0 | 0 | 0 |  | 0 | 0 | 0 | 0 | 0 | 12217.8378 | 13682.8616 | 9901.0031 | 0 | yes | Deficit |  |  | 0 | 0 | 0 | 0 | 0 |  | 0 | 0 | 0 | 0 | 3249.2816 | yes |  | 0 | 0 | 0 | 3249.2816 | 0 | no | 0 | 0 | 0 | 3249.2816 | 0
| 17954.6512 | 0 | yes | Deficit |  |  | 0 | 0 | 0 | 0 | 0 |  | 0 | 0 | 0 | 0 | 4860 | no |  | 0 | 24300 | no | 17954.6512 | 0 | no | no | 0 | 0 | 0 | 0 | 0 |  | 0 | 0 | 0 | 0 | 0 | 17954.6512 | 13651.1743 | 14549.9604 | 0 | yes | Deficit |  |  | 0 | 0 | 0 | 0 | 0 |  | 0 | 0 | 0 | 0 | 3750.1712 | yes |  | 0 | 0 | 0 | 3750.1712 | 0 | no | 0 | 0 | 0 | 3750.1712 | 0
| 16794.6187 | 0 | no | Surplus | yes |  | 0 | 0 | 0 | 1160.0325 | 0 | no | 0 | 0 | 0 | 1160.0325 | 4860 | no | 16794.6187 | 0 | 24300 |  |  | 0 |  |  | 0 | 0 | 0 | 0 | 0 |  | 0 | 0 | 0 | 0 | 0 | 16794.6187 | 13974.3244 | 13609.9017 | 0 | no | Surplus | yes |  | 0 | 0 | 0 | 575.636 | 0 | no | 0 | 0 | 0 | 575.636 | 0 |  |  | 0 | 0 | 0 | 0 | 0 |  | 0 | 0 | 0 | 0 | 0
| 14958.2701 | 0 | no | Surplus | yes |  | 0 | 0 | 0 | 1836.3486 | 0 | no | 0 | 0 | 0 | 1836.3486 | 4860 | no | 14958.2701 | 0 | 24300 |  |  | 0 |  |  | 0 | 0 | 0 | 0 | 0 |  | 0 | 0 | 0 | 0 | 0 | 14958.2701 | 14461.2917 | 12121.7748 | 0 | yes | Deficit |  |  | 0 | 0 | 0 | 0 | 0 |  | 0 | 0 | 0 | 0 | 851.39 | yes |  | 0 | 0 | 0 | 851.39 | 0 | no | 0 | 0 | 0 | 851.39 | 0
| 15654.4716 | 0 | yes | Deficit |  |  | 0 | 0 | 0 | 0 | 0 |  | 0 | 0 | 0 | 0 | 4860 | no |  | 0 | 24300 | no | 15654.4716 | 0 | no | no | 0 | 0 | 0 | 0 | 0 |  | 0 | 0 | 0 | 0 | 0 | 15654.4716 | 14547.957 | 12685.9576 | 0 | yes | Deficit |  |  | 0 | 0 | 0 | 0 | 0 |  | 0 | 0 | 0 | 0 | 2426.1822 | yes |  | 0 | 0 | 0 | 2426.1822 | 0 | no | 0 | 0 | 0 | 2426.1822 | 0
| 14532.1054 | 0 | no | Surplus | yes |  | 0 | 0 | 0 | 1122.3662 | 0 | no | 0 | 0 | 0 | 1122.3662 | 4860 | no | 14532.1054 | 0 | 24300 |  |  | 0 |  |  | 0 | 0 | 0 | 0 | 0 |  | 0 | 0 | 0 | 0 | 0 | 14532.1054 | 14563.8245 | 11776.4226 | 0 | yes | Deficit |  |  | 0 | 0 | 0 | 0 | 0 |  | 0 | 0 | 0 | 0 | 1877.8669 | yes |  | 0 | 0 | 0 | 1877.8669 | 0 | no | 0 | 0 | 0 | 1877.8669 | 0
| 11833.8269 | 0 | no | Surplus | yes |  | 0 | 0 | 0 | 2698.2785 | 0 | no | 0 | 0 | 0 | 2698.2785 | 4860 | no | 11833.8269 | 0 | 24300 |  |  | 0 |  |  | 0 | 0 | 0 | 0 | 0 |  | 0 | 0 | 0 | 0 | 0 | 11833.8269 | 15442.3005 | 9589.8111 | 0 | yes | Deficit |  |  | 0 | 0 | 0 | 0 | 0 |  | 0 | 0 | 0 | 0 | 3665.878 | yes |  | 0 | 0 | 0 | 3665.878 | 0 | no | 0 | 0 | 0 | 3665.878 | 0
| 12514.4467 | 0 | yes | Deficit |  |  | 0 | 0 | 0 | 0 | 0 |  | 0 | 0 | 0 | 0 | 4860 | no |  | 0 | 23667.6538 | no | 12514.4467 | 0 | no | no | 0 | 0 | 0 | 0 | 0 |  | 0 | 0 | 0 | 0 | 0 | 12514.4467 | 15043.2612 | 10141.3668 | 0 | yes | Deficit |  |  | 0 | 0 | 0 | 0 | 0 |  | 0 | 0 | 0 | 0 | 5453.4501 | yes |  | 0 | 0 | 0 | 5453.4501 | 0 | no | 0 | 0 | 0 | 5453.4501 | 0
| 13529.2972 | 0 | yes | Deficit |  |  | 0 | 0 | 0 | 0 | 0 |  | 0 | 0 | 0 | 0 | 4860 | no |  | 0 | 24300 | no | 13529.2972 | 0 | no | no | 0 | 0 | 0 | 0 | 0 |  | 0 | 0 | 0 | 0 | 0 | 13529.2972 | 15488.1502 | 10963.7741 | 0 | yes | Deficit |  |  | 0 | 0 | 0 | 0 | 0 |  | 0 | 0 | 0 | 0 | 5346.7834 | yes |  | 0 | 0 | 0 | 5346.7834 | 0 | no | 0 | 0 | 0 | 5346.7834 | 0
| 13982.0934 | 0 | yes | Deficit |  |  | 0 | 0 | 0 | 0 | 0 |  | 0 | 0 | 0 | 0 | 4860 | no |  | 0 | 24300 | no | 13982.0934 | 0 | no | no | 0 | 0 | 0 | 0 | 0 |  | 0 | 0 | 0 | 0 | 0 | 13982.0934 | 15436.6032 | 11330.7078 | 0 | yes | Deficit |  |  | 0 | 0 | 0 | 0 | 0 |  | 0 | 0 | 0 | 0 | 4472.8291 | yes |  | 0 | 0 | 0 | 4472.8291 | 0 | no | 0 | 0 | 0 | 4472.8291 | 0
| 13474.2688 | 0 | no | Surplus | yes |  | 0 | 0 | 0 | 507.8246 | 0 | no | 0 | 0 | 0 | 507.8246 | 4860 | no | 13474.2688 | 0 | 24300 |  |  | 0 |  |  | 0 | 0 | 0 | 0 | 0 |  | 0 | 0 | 0 | 0 | 0 | 13474.2688 | 15453.2641 | 10919.1806 | 0 | yes | Deficit |  |  | 0 | 0 | 0 | 0 | 0 |  | 0 | 0 | 0 | 0 | 4122.5563 | yes |  | 0 | 0 | 0 | 4122.5563 | 0 | no | 0 | 0 | 0 | 4122.5563 | 0
| 12819.6519 | 0 | no | Surplus | yes |  | 0 | 0 | 0 | 654.617 | 0 | no | 0 | 0 | 0 | 654.617 | 4860 | no | 12819.6519 | 0 | 24300 |  |  | 0 |  |  | 0 | 0 | 0 | 0 | 0 |  | 0 | 0 | 0 | 0 | 0 | 12819.6519 | 15508.2581 | 10388.6968 | 0 | yes | Deficit |  |  | 0 | 0 | 0 | 0 | 0 |  | 0 | 0 | 0 | 0 | 4589.0775 | yes |  | 0 | 0 | 0 | 4589.0775 | 0 | no | 0 | 0 | 0 | 4589.0775 | 0
| 14813.8839 | 0 | yes | Deficit |  |  | 0 | 0 | 0 | 0 | 0 |  | 0 | 0 | 0 | 0 | 4860 | no |  | 0 | 24300 | no | 14813.8839 | 0 | no | no | 0 | 0 | 0 | 0 | 0 |  | 0 | 0 | 0 | 0 | 0 | 14813.8839 | 15427.6892 | 12004.7681 | 0 | yes | Deficit |  |  | 0 | 0 | 0 | 0 | 0 |  | 0 | 0 | 0 | 0 | 5038.9924 | yes |  | 0 | 0 | 0 | 5038.9924 | 0 | no | 0 | 0 | 0 | 5038.9924 | 0
| 16014.285 | 0 | yes | Deficit |  |  | 0 | 0 | 0 | 0 | 0 |  | 0 | 0 | 0 | 0 | 4860 | no |  | 0 | 24300 | no | 16014.285 | 0 | no | no | 0 | 0 | 0 | 0 | 0 |  | 0 | 0 | 0 | 0 | 0 | 16014.285 | 15374.0482 | 12977.5405 | 0 | yes | Deficit |  |  | 0 | 0 | 0 | 0 | 0 |  | 0 | 0 | 0 | 0 | 3369.28 | yes |  | 0 | 0 | 0 | 3369.28 | 0 | no | 0 | 0 | 0 | 3369.28 | 0
| 15694.7819 | 0 | no | Surplus | yes |  | 0 | 0 | 0 | 319.503 | 0 | no | 0 | 0 | 0 | 319.503 | 4860 | no | 15694.7819 | 0 | 24300 |  |  | 0 |  |  | 0 | 0 | 0 | 0 | 0 |  | 0 | 0 | 0 | 0 | 0 | 15694.7819 | 15232.3646 | 12718.6239 | 0 | yes | Deficit |  |  | 0 | 0 | 0 | 0 | 0 |  | 0 | 0 | 0 | 0 | 2254.8241 | yes |  | 0 | 0 | 0 | 2254.8241 | 0 | no | 0 | 0 | 0 | 2254.8241 | 0
| 13209.6232 | 0 | no | Surplus | yes |  | 0 | 0 | 0 | 2485.1588 | 0 | no | 0 | 0 | 0 | 2485.1588 | 4860 | no | 13209.6232 | 0 | 24300 |  |  | 0 |  |  | 0 | 0 | 0 | 0 | 0 |  | 0 | 0 | 0 | 0 | 0 | 13209.6232 | 14918.4892 | 10704.7189 | 0 | yes | Deficit |  |  | 0 | 0 | 0 | 0 | 0 |  | 0 | 0 | 0 | 0 | 2199.8652 | yes |  | 0 | 0 | 0 | 2199.8652 | 0 | no | 0 | 0 | 0 | 2199.8652 | 0
| 13981.3891 | 0 | yes | Deficit |  |  | 0 | 0 | 0 | 0 | 0 |  | 0 | 0 | 0 | 0 | 4860 | no |  | 0 | 24300 | no | 13981.3891 | 0 | no | no | 0 | 0 | 0 | 0 | 0 |  | 0 | 0 | 0 | 0 | 0 | 13981.3891 | 15591.1576 | 11330.137 | 0 | yes | Deficit |  |  | 0 | 0 | 0 | 0 | 0 |  | 0 | 0 | 0 | 0 | 4886.4387 | yes |  | 0 | 0 | 0 | 4886.4387 | 0 | no | 0 | 0 | 0 | 4886.4387 | 0
| 14737.7117 | 0 | yes | Deficit |  |  | 0 | 0 | 0 | 0 | 0 |  | 0 | 0 | 0 | 0 | 4860 | no |  | 0 | 24300 | no | 14737.7117 | 0 | no | no | 0 | 0 | 0 | 0 | 0 |  | 0 | 0 | 0 | 0 | 0 | 14737.7117 | 15254.6591 | 11943.0403 | 0 | yes | Deficit |  |  | 0 | 0 | 0 | 0 | 0 |  | 0 | 0 | 0 | 0 | 3924.522 | yes |  | 0 | 0 | 0 | 3924.522 | 0 | no | 0 | 0 | 0 | 3924.522 | 0
| 11879.2147 | 0 | no | Surplus | yes |  | 0 | 0 | 0 | 2858.497 | 0 | no | 0 | 0 | 0 | 2858.497 | 4860 | no | 11879.2147 | 0 | 24300 |  |  | 0 |  |  | 0 | 0 | 0 | 0 | 0 |  | 0 | 0 | 0 | 0 | 0 | 11879.2147 | 15509.847 | 9626.5921 | 0 | yes | Deficit |  |  | 0 | 0 | 0 | 0 | 0 |  | 0 | 0 | 0 | 0 | 3566.8067 | yes |  | 0 | 0 | 0 | 3566.8067 | 0 | no | 0 | 0 | 0 | 3566.8067 | 0
| 9892.6734 | 0 | no | Surplus | yes |  | 0 | 0 | 0 | 1986.5413 | 0 | no | 0 | 0 | 0 | 1986.5413 | 4860 | no | 9892.6734 | 0 | 23758.4294 |  |  | 0 |  |  | 0 | 0 | 0 | 0 | 0 |  | 0 | 0 | 0 | 0 | 0 | 9892.6734 | 15592.6771 | 8016.7532 | 0 | yes | Deficit |  |  | 0 | 0 | 0 | 0 | 0 |  | 0 | 0 | 0 | 0 | 5966.085 | yes |  | 0 | 0 | 0 | 5966.085 | 0 | no | 0 | 0 | 0 | 5966.085 | 0
| 10074.1373 | 0 | yes | Deficit |  |  | 0 | 0 | 0 | 0 | 0 |  | 0 | 0 | 0 | 0 | 4860 | no |  | 0 | 19785.3469 | no | 10074.1373 | 0 | no | no | 0 | 0 | 0 | 0 | 0 |  | 0 | 0 | 0 | 0 | 0 | 10074.1373 | 15665.2797 | 8163.8066 | 0 | yes | Deficit |  |  | 0 | 0 | 0 | 0 | 0 |  | 0 | 0 | 0 | 0 | 7648.5265 | yes |  | 0 | 0 | 0 | 7648.5265 | 0 | no | 0 | 0 | 0 | 7648.5265 | 0
| 9231.4864 | 0 | no | Surplus | yes |  | 0 | 0 | 0 | 842.6509 | 0 | no | 0 | 0 | 0 | 842.6509 | 4860 | no | 9231.4864 | 0 | 20148.2746 |  |  | 0 |  |  | 0 | 0 | 0 | 0 | 0 |  | 0 | 0 | 0 | 0 | 0 | 9231.4864 | 15571.5577 | 7480.9452 | 0 | yes | Deficit |  |  | 0 | 0 | 0 | 0 | 0 |  | 0 | 0 | 0 | 0 | 7407.7512 | yes |  | 0 | 0 | 0 | 7407.7512 | 0 | no | 0 | 0 | 0 | 7407.7512 | 0
| 8639.844 | 0 | no | Surplus | yes |  | 0 | 0 | 0 | 591.6425 | 0 | no | 0 | 0 | 0 | 591.6425 | 4860 | no | 8639.844 | 0 | 18462.9728 |  |  | 0 |  |  | 0 | 0 | 0 | 0 | 0 |  | 0 | 0 | 0 | 0 | 0 | 8639.844 | 15491.0564 | 7001.4943 | 0 | yes | Deficit |  |  | 0 | 0 | 0 | 0 | 0 |  | 0 | 0 | 0 | 0 | 8010.1111 | yes |  | 0 | 0 | 0 | 8010.1111 | 0 | no | 0 | 0 | 0 | 8010.1111 | 0
| 6066.552 | 0 | no | Surplus | yes |  | 0 | 0 | 0 | 2573.2919 | 0 | no | 0 | 0 | 0 | 2573.2919 | 4860 | no | 6066.552 | 0 | 17279.6879 |  |  | 0 |  |  | 0 | 0 | 0 | 0 | 0 |  | 0 | 0 | 0 | 0 | 0 | 6066.552 | 15953.6196 | 4916.1686 | 0 | yes | Deficit |  |  | 0 | 0 | 0 | 0 | 0 |  | 0 | 0 | 0 | 0 | 8952.1253 | yes |  | 0 | 0 | 0 | 8952.1253 | 0 | no | 0 | 0 | 0 | 8952.1253 | 0
| 8772.9758 | 0 | yes | Deficit |  |  | 0 | 0 | 0 | 0 | 0 |  | 0 | 0 | 0 | 0 | 4860 | no |  | 0 | 12133.1041 | no | 8772.9758 | 0 | no | no | 0 | 0 | 0 | 0 | 0 |  | 0 | 0 | 0 | 0 | 0 | 8772.9758 | 15776.5839 | 7109.3808 | 0 | yes | Deficit |  |  | 0 | 0 | 0 | 0 | 0 |  | 0 | 0 | 0 | 0 | 10860.4153 | yes |  | 0 | 0 | 0 | 10860.4153 | 0 | no | 0 | 0 | 0 | 10860.4153 | 0
| 10295.5359 | 0 | yes | Deficit |  |  | 0 | 0 | 0 | 0 | 0 |  | 0 | 0 | 0 | 0 | 4860 | no |  | 0 | 17545.9517 | no | 10295.5359 | 0 | no | no | 0 | 0 | 0 | 0 | 0 |  | 0 | 0 | 0 | 0 | 0 | 10295.5359 | 15556.0717 | 8343.2219 | 0 | yes | Deficit |  |  | 0 | 0 | 0 | 0 | 0 |  | 0 | 0 | 0 | 0 | 8446.691 | yes |  | 0 | 0 | 0 | 8446.691 | 0 | no | 0 | 0 | 0 | 8446.691 | 0
| 7414.8399 | 0 | no | Surplus | yes |  | 0 | 0 | 0 | 2880.6959 | 0 | no | 0 | 0 | 0 | 2880.6959 | 4860 | no | 7414.8399 | 0 | 20591.0717 |  |  | 0 |  |  | 0 | 0 | 0 | 0 | 0 |  | 0 | 0 | 0 | 0 | 0 | 7414.8399 | 15748.1853 | 6008.7844 | 0 | yes | Deficit |  |  | 0 | 0 | 0 | 0 | 0 |  | 0 | 0 | 0 | 0 | 7404.9633 | yes |  | 0 | 0 | 0 | 7404.9633 | 0 | no | 0 | 0 | 0 | 7404.9633 | 0
| 9817.2899 | 0 | yes | Deficit |  |  | 0 | 0 | 0 | 0 | 0 |  | 0 | 0 | 0 | 0 | 4860 | no |  | 0 | 14829.6799 | no | 9817.2899 | 0 | no | no | 0 | 0 | 0 | 0 | 0 |  | 0 | 0 | 0 | 0 | 0 | 9817.2899 | 16000.846 | 7955.6644 | 0 | yes | Deficit |  |  | 0 | 0 | 0 | 0 | 0 |  | 0 | 0 | 0 | 0 | 9992.0616 | yes |  | 0 | 0 | 0 | 9992.0616 | 0 | no | 0 | 0 | 0 | 9992.0616 | 0
| 7713.44 | 0 | no | Surplus | yes |  | 0 | 0 | 0 | 2103.8499 | 0 | no | 0 | 0 | 0 | 2103.8499 | 4860 | no | 7713.44 | 0 | 19634.5798 |  |  | 0 |  |  | 0 | 0 | 0 | 0 | 0 |  | 0 | 0 | 0 | 0 | 0 | 7713.44 | 15877.9258 | 6250.7618 | 0 | yes | Deficit |  |  | 0 | 0 | 0 | 0 | 0 |  | 0 | 0 | 0 | 0 | 7922.2614 | yes |  | 0 | 0 | 0 | 7922.2614 | 0 | no | 0 | 0 | 0 | 7922.2614 | 0
| 6788.5878 | 0 | no | Surplus | yes |  | 0 | 0 | 0 | 924.8522 | 0 | no | 0 | 0 | 0 | 924.8522 | 4860 | no | 6788.5878 | 0 | 15426.8801 |  |  | 0 |  |  | 0 | 0 | 0 | 0 | 0 |  | 0 | 0 | 0 | 0 | 0 | 6788.5878 | 15535.683 | 5501.2867 | 0 | yes | Deficit |  |  | 0 | 0 | 0 | 0 | 0 |  | 0 | 0 | 0 | 0 | 9284.9213 | yes |  | 0 | 0 | 0 | 9284.9213 | 0 | no | 0 | 0 | 0 | 9284.9213 | 0
| 6986.2115 | 0 | yes | Deficit |  |  | 0 | 0 | 0 | 0 | 0 |  | 0 | 0 | 0 | 0 | 4860 | no |  | 0 | 13577.1757 | no | 6986.2115 | 0 | no | no | 0 | 0 | 0 | 0 | 0 |  | 0 | 0 | 0 | 0 | 0 | 6986.2115 | 15376.1351 | 5661.4356 | 0 | yes | Deficit |  |  | 0 | 0 | 0 | 0 | 0 |  | 0 | 0 | 0 | 0 | 9874.8483 | yes |  | 0 | 0 | 0 | 9874.8483 | 0 | no | 0 | 0 | 0 | 9874.8483 | 0
| 7175.0589 | 0 | yes | Deficit |  |  | 0 | 0 | 0 | 0 | 0 |  | 0 | 0 | 0 | 0 | 4860 | no |  | 0 | 13972.423 | no | 7175.0589 | 0 | no | no | 0 | 0 | 0 | 0 | 0 |  | 0 | 0 | 0 | 0 | 0 | 7175.0589 | 15530.9329 | 5814.4724 | 0 | yes | Deficit |  |  | 0 | 0 | 0 | 0 | 0 |  | 0 | 0 | 0 | 0 | 9869.4973 | yes |  | 0 | 0 | 0 | 9869.4973 | 0 | no | 0 | 0 | 0 | 9869.4973 | 0
| 6340.1817 | 0 | no | Surplus | yes |  | 0 | 0 | 0 | 834.8772 | 0 | no | 0 | 0 | 0 | 834.8772 | 4860 | no | 6340.1817 | 0 | 14350.1179 |  |  | 0 |  |  | 0 | 0 | 0 | 0 | 0 |  | 0 | 0 | 0 | 0 | 0 | 6340.1817 | 15543.4184 | 5137.9106 | 0 | yes | Deficit |  |  | 0 | 0 | 0 | 0 | 0 |  | 0 | 0 | 0 | 0 | 9728.946 | yes |  | 0 | 0 | 0 | 9728.946 | 0 | no | 0 | 0 | 0 | 9728.946 | 0
| 6592.5357 | 0 | yes | Deficit |  |  | 0 | 0 | 0 | 0 | 0 |  | 0 | 0 | 0 | 0 | 4860 | no |  | 0 | 12680.3635 | no | 6592.5357 | 0 | no | no | 0 | 0 | 0 | 0 | 0 |  | 0 | 0 | 0 | 0 | 0 | 6592.5357 | 14483.5564 | 5342.4114 | 0 | yes | Deficit |  |  | 0 | 0 | 0 | 0 | 0 |  | 0 | 0 | 0 | 0 | 9345.6457 | yes |  | 0 | 0 | 0 | 9345.6457 | 0 | no | 0 | 0 | 0 | 9345.6457 | 0
| 6358.369 | 0 | no | Surplus | yes |  | 0 | 0 | 0 | 234.1667 | 0 | no | 0 | 0 | 0 | 234.1667 | 4860 | no | 6358.369 | 0 | 13185.0714 |  |  | 0 |  |  | 0 | 0 | 0 | 0 | 0 |  | 0 | 0 | 0 | 0 | 0 | 6358.369 | 15721.8974 | 5152.6491 | 0 | yes | Deficit |  |  | 0 | 0 | 0 | 0 | 0 |  | 0 | 0 | 0 | 0 | 10379.4859 | yes |  | 0 | 0 | 0 | 10379.4859 | 0 | no | 0 | 0 | 0 | 10379.4859 | 0
| 7706.7216 | 0 | yes | Deficit |  |  | 0 | 0 | 0 | 0 | 0 |  | 0 | 0 | 0 | 0 | 4860 | no |  | 0 | 12716.7381 | no | 7706.7216 | 0 | no | no | 0 | 0 | 0 | 0 | 0 |  | 0 | 0 | 0 | 0 | 0 | 7706.7216 | 15820.2668 | 6245.3173 | 0 | yes | Deficit |  |  | 0 | 0 | 0 | 0 | 0 |  | 0 | 0 | 0 | 0 | 10667.6177 | yes |  | 0 | 0 | 0 | 10667.6177 | 0 | no | 0 | 0 | 0 | 10667.6177 | 0
| 10447.0869 | 0 | yes | Deficit |  |  | 0 | 0 | 0 | 0 | 0 |  | 0 | 0 | 0 | 0 | 4860 | no |  | 0 | 15413.4431 | no | 10447.0869 | 0 | no | no | 0 | 0 | 0 | 0 | 0 |  | 0 | 0 | 0 | 0 | 0 | 10447.0869 | 15700.2357 | 8466.0347 | 0 | yes | Deficit |  |  | 0 | 0 | 0 | 0 | 0 |  | 0 | 0 | 0 | 0 | 9454.9184 | yes |  | 0 | 0 | 0 | 9454.9184 | 0 | no | 0 | 0 | 0 | 9454.9184 | 0
| 8025.3118 | 0 | no | Surplus | yes |  | 0 | 0 | 0 | 2421.7751 | 0 | no | 0 | 0 | 0 | 2421.7751 | 4860 | no | 8025.3118 | 0 | 20894.1737 |  |  | 0 |  |  | 0 | 0 | 0 | 0 | 0 |  | 0 | 0 | 0 | 0 | 0 | 8025.3118 | 15879.0427 | 6503.4942 | 0 | yes | Deficit |  |  | 0 | 0 | 0 | 0 | 0 |  | 0 | 0 | 0 | 0 | 7413.008 | yes |  | 0 | 0 | 0 | 7413.008 | 0 | no | 0 | 0 | 0 | 7413.008 | 0
| 7129.5091 | 0 | no | Surplus | yes |  | 0 | 0 | 0 | 895.8027 | 0 | no | 0 | 0 | 0 | 895.8027 | 4860 | no | 7129.5091 | 0 | 16050.6236 |  |  | 0 |  |  | 0 | 0 | 0 | 0 | 0 |  | 0 | 0 | 0 | 0 | 0 | 7129.5091 | 15966.5564 | 5777.5601 | 0 | yes | Deficit |  |  | 0 | 0 | 0 | 0 | 0 |  | 0 | 0 | 0 | 0 | 9463.0623 | yes |  | 0 | 0 | 0 | 9463.0623 | 0 | no | 0 | 0 | 0 | 9463.0623 | 0
| 6287.4258 | 0 | no | Surplus | yes |  | 0 | 0 | 0 | 842.0833 | 0 | no | 0 | 0 | 0 | 842.0833 | 4860 | no | 6287.4258 | 0 | 14259.0183 |  |  | 0 |  |  | 0 | 0 | 0 | 0 | 0 |  | 0 | 0 | 0 | 0 | 0 | 6287.4258 | 15718.8845 | 5095.1587 | 0 | yes | Deficit |  |  | 0 | 0 | 0 | 0 | 0 |  | 0 | 0 | 0 | 0 | 9941.3244 | yes |  | 0 | 0 | 0 | 9941.3244 | 0 | no | 0 | 0 | 0 | 9941.3244 | 0
| 7369.3841 | 0 | yes | Deficit |  |  | 0 | 0 | 0 | 0 | 0 |  | 0 | 0 | 0 | 0 | 4860 | no |  | 0 | 12574.8517 | no | 7369.3841 | 0 | no | no | 0 | 0 | 0 | 0 | 0 |  | 0 | 0 | 0 | 0 | 0 | 7369.3841 | 15251.9404 | 5971.9483 | 0 | yes | Deficit |  |  | 0 | 0 | 0 | 0 | 0 |  | 0 | 0 | 0 | 0 | 10156.7817 | yes |  | 0 | 0 | 0 | 10156.7817 | 0 | no | 0 | 0 | 0 | 10156.7817 | 0
| 9295.0019 | 0 | yes | Deficit |  |  | 0 | 0 | 0 | 0 | 0 |  | 0 | 0 | 0 | 0 | 4860 | no |  | 0 | 14738.7683 | no | 9295.0019 | 0 | no | no | 0 | 0 | 0 | 0 | 0 |  | 0 | 0 | 0 | 0 | 0 | 9295.0019 | 14815.7425 | 7532.4164 | 0 | yes | Deficit |  |  | 0 | 0 | 0 | 0 | 0 |  | 0 | 0 | 0 | 0 | 8843.7942 | yes |  | 0 | 0 | 0 | 8843.7942 | 0 | no | 0 | 0 | 0 | 8843.7942 | 0
| 8238.2015 | 0 | no | Surplus | yes |  | 0 | 0 | 0 | 1056.8004 | 0 | no | 0 | 0 | 0 | 1056.8004 | 4860 | no | 8238.2015 | 0 | 18590.0037 |  |  | 0 |  |  | 0 | 0 | 0 | 0 | 0 |  | 0 | 0 | 0 | 0 | 0 | 8238.2015 | 13341.3808 | 6676.0142 | 0 | yes | Deficit |  |  | 0 | 0 | 0 | 0 | 0 |  | 0 | 0 | 0 | 0 | 5808.9644 | yes |  | 0 | 0 | 0 | 5808.9644 | 0 | no | 0 | 0 | 0 | 5808.9644 | 0
| 5791.5952 | 0 | no | Surplus | yes |  | 0 | 0 | 0 | 2446.6063 | 0 | no | 0 | 0 | 0 | 2446.6063 | 4860 | no | 5791.5952 | 0 | 16476.4029 |  |  | 0 |  |  | 0 | 0 | 0 | 0 | 0 |  | 0 | 0 | 0 | 0 | 0 | 5791.5952 | 13428.217 | 4693.351 | 0 | yes | Deficit |  |  | 0 | 0 | 0 | 0 | 0 |  | 0 | 0 | 0 | 0 | 6752.2029 | yes |  | 0 | 0 | 0 | 6752.2029 | 0 | no | 0 | 0 | 0 | 6752.2029 | 0
| 7791.354 | 0 | yes | Deficit |  |  | 0 | 0 | 0 | 0 | 0 |  | 0 | 0 | 0 | 0 | 4860 | no |  | 0 | 11583.1903 | no | 7791.354 | 0 | no | no | 0 | 0 | 0 | 0 | 0 |  | 0 | 0 | 0 | 0 | 0 | 7791.354 | 14791.6809 | 6313.9011 | 0 | yes | Deficit |  |  | 0 | 0 | 0 | 0 | 0 |  | 0 | 0 | 0 | 0 | 10098.3298 | yes |  | 0 | 0 | 0 | 10098.3298 | 0 | no | 0 | 0 | 0 | 10098.3298 | 0
| 7319.8724 | 0 | no | Surplus | yes |  | 0 | 0 | 0 | 471.4816 | 0 | no | 0 | 0 | 0 | 471.4816 | 4860 | no | 7319.8724 | 0 | 15582.708 |  |  | 0 |  |  | 0 | 0 | 0 | 0 | 0 |  | 0 | 0 | 0 | 0 | 0 | 7319.8724 | 14019.788 | 5931.8253 | 0 | yes | Deficit |  |  | 0 | 0 | 0 | 0 | 0 |  | 0 | 0 | 0 | 0 | 7705.8869 | yes |  | 0 | 0 | 0 | 7705.8869 | 0 | no | 0 | 0 | 0 | 7705.8869 | 0
| 7139.9913 | 0 | no | Surplus | yes |  | 0 | 0 | 0 | 179.8811 | 0 | no | 0 | 0 | 0 | 179.8811 | 4860 | no | 7139.9913 | 0 | 14639.7448 |  |  | 0 |  |  | 0 | 0 | 0 | 0 | 0 |  | 0 | 0 | 0 | 0 | 0 | 7139.9913 | 11741.6813 | 5786.0545 | 0 | yes | Deficit |  |  | 0 | 0 | 0 | 0 | 0 |  | 0 | 0 | 0 | 0 | 5809.856 | yes |  | 0 | 0 | 0 | 5809.856 | 0 | no | 0 | 0 | 0 | 5809.856 | 0
| 7959.9354 | 0 | yes | Deficit |  |  | 0 | 0 | 0 | 0 | 0 |  | 0 | 0 | 0 | 0 | 4860 | no |  | 0 | 14279.9826 | no | 7959.9354 | 0 | no | no | 0 | 0 | 0 | 0 | 0 |  | 0 | 0 | 0 | 0 | 0 | 7959.9354 | 11405.552 | 6450.5149 | 0 | yes | Deficit |  |  | 0 | 0 | 0 | 0 | 0 |  | 0 | 0 | 0 | 0 | 5619.4975 | yes |  | 0 | 0 | 0 | 5619.4975 | 0 | no | 0 | 0 | 0 | 5619.4975 | 0
| 8357.1766 | 0 | yes | Deficit |  |  | 0 | 0 | 0 | 0 | 0 |  | 0 | 0 | 0 | 0 | 4860 | no |  | 0 | 15919.8707 | no | 8357.1766 | 0 | no | no | 0 | 0 | 0 | 0 | 0 |  | 0 | 0 | 0 | 0 | 0 | 8357.1766 | 11510.6522 | 6772.4284 | 0 | yes | Deficit |  |  | 0 | 0 | 0 | 0 | 0 |  | 0 | 0 | 0 | 0 | 5060.1373 | yes |  | 0 | 0 | 0 | 5060.1373 | 0 | no | 0 | 0 | 0 | 5060.1373 | 0
| 10506.8094 | 0 | yes | Deficit |  |  | 0 | 0 | 0 | 0 | 0 |  | 0 | 0 | 0 | 0 | 4860 | no |  | 0 | 16714.3533 | no | 10506.8094 | 0 | no | no | 0 | 0 | 0 | 0 | 0 |  | 0 | 0 | 0 | 0 | 0 | 10506.8094 | 12567.8261 | 8514.4322 | 0 | yes | Deficit |  |  | 0 | 0 | 0 | 0 | 0 |  | 0 | 0 | 0 | 0 | 5795.3977 | yes |  | 0 | 0 | 0 | 5795.3977 | 0 | no | 0 | 0 | 0 | 5795.3977 | 0
| 9889.3061 | 0 | no | Surplus | yes |  | 0 | 0 | 0 | 617.5033 | 0 | no | 0 | 0 | 0 | 617.5033 | 4860 | no | 9889.3061 | 0 | 21013.6187 |  |  | 0 |  |  | 0 | 0 | 0 | 0 | 0 |  | 0 | 0 | 0 | 0 | 0 | 9889.3061 | 12114.3779 | 8014.0244 | 0 | yes | Deficit |  |  | 0 | 0 | 0 | 0 | 0 |  | 0 | 0 | 0 | 0 | 3599.9457 | yes |  | 0 | 0 | 0 | 3599.9457 | 0 | no | 0 | 0 | 0 | 3599.9457 | 0
| 9842.0548 | 0 | no | Surplus | yes |  | 0 | 0 | 0 | 47.2513 | 0 | no | 0 | 0 | 0 | 47.2513 | 4860 | no | 9842.0548 | 0 | 19778.6121 |  |  | 0 |  |  | 0 | 0 | 0 | 0 | 0 |  | 0 | 0 | 0 | 0 | 0 | 9842.0548 | 11844.7809 | 7975.7332 | 0 | yes | Deficit |  |  | 0 | 0 | 0 | 0 | 0 |  | 0 | 0 | 0 | 0 | 3830.7565 | yes |  | 0 | 0 | 0 | 3830.7565 | 0 | no | 0 | 0 | 0 | 3830.7565 | 0
| 9633.7873 | 0 | no | Surplus | yes |  | 0 | 0 | 0 | 208.2675 | 0 | no | 0 | 0 | 0 | 208.2675 | 4860 | no | 9633.7873 | 0 | 19684.1096 |  |  | 0 |  |  | 0 | 0 | 0 | 0 | 0 |  | 0 | 0 | 0 | 0 | 0 | 9633.7873 | 11857.5631 | 7806.9589 | 0 | yes | Deficit |  |  | 0 | 0 | 0 | 0 | 0 |  | 0 | 0 | 0 | 0 | 3881.8298 | yes |  | 0 | 0 | 0 | 3881.8298 | 0 | no | 0 | 0 | 0 | 3881.8298 | 0
| 998.7207 | 0 | no | Surplus | yes |  | 0 | 0 | 0 | 8635.0666 | 0 | no | 0 | 0 | 0 | 8635.0666 | 4860 | yes | 4860 | 3861.2793 | 19267.5746 |  |  | 0 |  |  | 0 | 0 | 0 | 0 | 0 |  | 0 | 0 | 0 | 0 | 0 | 4860 | 11654.0622 | 3938.4117 | 0 | yes | Deficit |  |  | 0 | 0 | 0 | 0 | 0 |  | 0 | 0 | 0 | 0 | 3847.1033 | yes |  | 0 | 0 | 0 | 3847.1033 | 0 | no | 0 | 0 | 0 | 3847.1033 | 0
| -268.7195 | 0 | no | Surplus | yes |  | 0 | 0 | 0 | 5128.7195 | 0 | no | 0 | 0 | 0 | 5128.7195 | 4860 | yes | 4860 | 5128.7195 | 9720 |  |  | 0 |  |  | 0 | 0 | 0 | 0 | 0 |  | 0 | 0 | 0 | 0 | 0 | 4860 | 9232.7292 | 3938.4117 | 0 | yes | Deficit |  |  | 0 | 0 | 0 | 0 | 0 |  | 0 | 0 | 0 | 0 | 5294.3175 | yes |  | 0 | 0 | 0 | 5294.3175 | 0 | no | 0 | 0 | 0 | 5294.3175 | 0
| 705.3202 | 0 | no | Surplus | yes |  | 0 | 0 | 0 | 4154.6798 | 0 | no | 0 | 0 | 0 | 4154.6798 | 4860 | yes | 4860 | 4154.6798 | 9720 |  |  | 0 |  |  | 0 | 0 | 0 | 0 | 0 |  | 0 | 0 | 0 | 0 | 0 | 4860 | 11714.8546 | 3938.4117 | 0 | yes | Deficit |  |  | 0 | 0 | 0 | 0 | 0 |  | 0 | 0 | 0 | 0 | 7776.443 | yes |  | 0 | 0 | 0 | 7776.443 | 0 | no | 0 | 0 | 0 | 7776.443 | 0
| 1042.7828 | 0 | no | Surplus | yes |  | 0 | 0 | 0 | 3817.2172 | 0 | no | 0 | 0 | 0 | 3817.2172 | 4860 | yes | 4860 | 3817.2172 | 9720 |  |  | 0 |  |  | 0 | 0 | 0 | 0 | 0 |  | 0 | 0 | 0 | 0 | 0 | 4860 | 11744.5639 | 3938.4117 | 0 | yes | Deficit |  |  | 0 | 0 | 0 | 0 | 0 |  | 0 | 0 | 0 | 0 | 7806.1522 | yes |  | 0 | 0 | 0 | 7806.1522 | 0 | no | 0 | 0 | 0 | 7806.1522 | 0
| 1341.8973 | 0 | no | Surplus | yes |  | 0 | 0 | 0 | 3518.1027 | 0 | no | 0 | 0 | 0 | 3518.1027 | 4860 | yes | 4860 | 3518.1027 | 9720 |  |  | 0 |  |  | 0 | 0 | 0 | 0 | 0 |  | 0 | 0 | 0 | 0 | 0 | 4860 | 11981.6501 | 3938.4117 | 0 | yes | Deficit |  |  | 0 | 0 | 0 | 0 | 0 |  | 0 | 0 | 0 | 0 | 8043.2385 | yes |  | 0 | 0 | 0 | 8043.2385 | 0 | no | 0 | 0 | 0 | 8043.2385 | 0
| 935.4083 | 0 | no | Surplus | yes |  | 0 | 0 | 0 | 3924.5917 | 0 | no | 0 | 0 | 0 | 3924.5917 | 4860 | yes | 4860 | 3924.5917 | 9720 |  |  | 0 |  |  | 0 | 0 | 0 | 0 | 0 |  | 0 | 0 | 0 | 0 | 0 | 4860 | 11580.4436 | 3938.4117 | 0 | yes | Deficit |  |  | 0 | 0 | 0 | 0 | 0 |  | 0 | 0 | 0 | 0 | 7642.0319 | yes |  | 0 | 0 | 0 | 7642.0319 | 0 | no | 0 | 0 | 0 | 7642.0319 | 0
| 1019.774 | 0 | no | Surplus | yes |  | 0 | 0 | 0 | 3840.226 | 0 | no | 0 | 0 | 0 | 3840.226 | 4860 | yes | 4860 | 3840.226 | 9720 |  |  | 0 |  |  | 0 | 0 | 0 | 0 | 0 |  | 0 | 0 | 0 | 0 | 0 | 4860 | 11461.2279 | 3938.4117 | 0 | yes | Deficit |  |  | 0 | 0 | 0 | 0 | 0 |  | 0 | 0 | 0 | 0 | 7522.8162 | yes |  | 0 | 0 | 0 | 7522.8162 | 0 | no | 0 | 0 | 0 | 7522.8162 | 0
| 1127.1484 | 0 | no | Surplus | yes |  | 0 | 0 | 0 | 3732.8516 | 0 | no | 0 | 0 | 0 | 3732.8516 | 4860 | yes | 4860 | 3732.8516 | 9720 |  |  | 0 |  |  | 0 | 0 | 0 | 0 | 0 |  | 0 | 0 | 0 | 0 | 0 | 4860 | 11846.8855 | 3938.4117 | 0 | yes | Deficit |  |  | 0 | 0 | 0 | 0 | 0 |  | 0 | 0 | 0 | 0 | 7908.4739 | yes |  | 0 | 0 | 0 | 7908.4739 | 0 | no | 0 | 0 | 0 | 7908.4739 | 0
| 3473.998 | 0 | no | Surplus | yes |  | 0 | 0 | 0 | 1386.002 | 0 | no | 0 | 0 | 0 | 1386.002 | 4860 | yes | 4860 | 1386.002 | 9720 |  |  | 0 |  |  | 0 | 0 | 0 | 0 | 0 |  | 0 | 0 | 0 | 0 | 0 | 4860 | 11963.677 | 3938.4117 | 0 | yes | Deficit |  |  | 0 | 0 | 0 | 0 | 0 |  | 0 | 0 | 0 | 0 | 8025.2654 | yes |  | 0 | 0 | 0 | 8025.2654 | 0 | no | 0 | 0 | 0 | 8025.2654 | 0
| 6230.1804 | 0 | yes | Deficit |  |  | 0 | 0 | 0 | 0 | 0 |  | 0 | 0 | 0 | 0 | 4860 | no |  | 0 | 9720 | no | 6230.1804 | 0 | no | no | 0 | 0 | 0 | 0 | 0 |  | 0 | 0 | 0 | 0 | 0 | 6230.1804 | 11840.0427 | 5048.7686 | 0 | yes | Deficit |  |  | 0 | 0 | 0 | 0 | 0 |  | 0 | 0 | 0 | 0 | 7901.631 | yes |  | 0 | 0 | 0 | 7901.631 | 0 | no | 0 | 0 | 0 | 7901.631 | 0
| 2964.7607 | 0 | no | Surplus | yes |  | 0 | 0 | 0 | 3265.4197 | 0 | no | 0 | 0 | 0 | 3265.4197 | 4860 | yes | 4860 | 1895.2393 | 12460.3608 |  |  | 0 |  |  | 0 | 0 | 0 | 0 | 0 |  | 0 | 0 | 0 | 0 | 0 | 4860 | 11993.2721 | 3938.4117 | 0 | yes | Deficit |  |  | 0 | 0 | 0 | 0 | 0 |  | 0 | 0 | 0 | 0 | 6944.5036 | yes |  | 0 | 0 | 0 | 6944.5036 | 0 | no | 0 | 0 | 0 | 6944.5036 | 0
| 1280.5405 | 0 | no | Surplus | yes |  | 0 | 0 | 0 | 3579.4595 | 0 | no | 0 | 0 | 0 | 3579.4595 | 4860 | yes | 4860 | 3579.4595 | 9720 |  |  | 0 |  |  | 0 | 0 | 0 | 0 | 0 |  | 0 | 0 | 0 | 0 | 0 | 4860 | 12399.7691 | 3938.4117 | 0 | yes | Deficit |  |  | 0 | 0 | 0 | 0 | 0 |  | 0 | 0 | 0 | 0 | 8461.3574 | yes |  | 0 | 0 | 0 | 8461.3574 | 0 | no | 0 | 0 | 0 | 8461.3574 | 0
| 1571.9854 | 0 | no | Surplus | yes |  | 0 | 0 | 0 | 3288.0146 | 0 | no | 0 | 0 | 0 | 3288.0146 | 4860 | yes | 4860 | 3288.0146 | 9720 |  |  | 0 |  |  | 0 | 0 | 0 | 0 | 0 |  | 0 | 0 | 0 | 0 | 0 | 4860 | 12385.4332 | 3938.4117 | 0 | yes | Deficit |  |  | 0 | 0 | 0 | 0 | 0 |  | 0 | 0 | 0 | 0 | 8447.0216 | yes |  | 0 | 0 | 0 | 8447.0216 | 0 | no | 0 | 0 | 0 | 8447.0216 | 0
| 966.0867 | 0 | no | Surplus | yes |  | 0 | 0 | 0 | 3893.9133 | 0 | no | 0 | 0 | 0 | 3893.9133 | 4860 | yes | 4860 | 3893.9133 | 9720 |  |  | 0 |  |  | 0 | 0 | 0 | 0 | 0 |  | 0 | 0 | 0 | 0 | 0 | 4860 | 11950.0926 | 3938.4117 | 0 | yes | Deficit |  |  | 0 | 0 | 0 | 0 | 0 |  | 0 | 0 | 0 | 0 | 8011.6809 | yes |  | 0 | 0 | 0 | 8011.6809 | 0 | no | 0 | 0 | 0 | 8011.6809 | 0
| 1135.4628 | 0 | no | Surplus | yes |  | 0 | 0 | 0 | 3724.5372 | 0 | no | 0 | 0 | 0 | 3724.5372 | 4860 | yes | 4860 | 3724.5372 | 9720 |  |  | 0 |  |  | 0 | 0 | 0 | 0 | 0 |  | 0 | 0 | 0 | 0 | 0 | 4860 | 11521.2548 | 3938.4117 | 0 | yes | Deficit |  |  | 0 | 0 | 0 | 0 | 0 |  | 0 | 0 | 0 | 0 | 7582.8431 | yes |  | 0 | 0 | 0 | 7582.8431 | 0 | no | 0 | 0 | 0 | 7582.8431 | 0
| 1295.8797 | 0 | no | Surplus | yes |  | 0 | 0 | 0 | 3564.1203 | 0 | no | 0 | 0 | 0 | 3564.1203 | 4860 | yes | 4860 | 3564.1203 | 9720 |  |  | 0 |  |  | 0 | 0 | 0 | 0 | 0 |  | 0 | 0 | 0 | 0 | 0 | 4860 | 12949.1789 | 3938.4117 | 0 | yes | Deficit |  |  | 0 | 0 | 0 | 0 | 0 |  | 0 | 0 | 0 | 0 | 9010.7673 | yes |  | 0 | 0 | 0 | 9010.7673 | 0 | no | 0 | 0 | 0 | 9010.7673 | 0
| 898.0465 | 0 | no | Surplus | yes |  | 0 | 0 | 0 | 3961.9535 | 0 | no | 0 | 0 | 0 | 3961.9535 | 4860 | yes | 4860 | 3961.9535 | 9720 |  |  | 0 |  |  | 0 | 0 | 0 | 0 | 0 |  | 0 | 0 | 0 | 0 | 0 | 4860 | 12297.9636 | 3938.4117 | 0 | yes | Deficit |  |  | 0 | 0 | 0 | 0 | 0 |  | 0 | 0 | 0 | 0 | 8359.5519 | yes |  | 0 | 0 | 0 | 8359.5519 | 0 | no | 0 | 0 | 0 | 8359.5519 | 0
| 245.144 | 0 | no | Surplus | yes |  | 0 | 0 | 0 | 4614.856 | 0 | no | 0 | 0 | 0 | 4614.856 | 4860 | yes | 4860 | 4614.856 | 9720 |  |  | 0 |  |  | 0 | 0 | 0 | 0 | 0 |  | 0 | 0 | 0 | 0 | 0 | 4860 | 13099.1753 | 3938.4117 | 0 | yes | Deficit |  |  | 0 | 0 | 0 | 0 | 0 |  | 0 | 0 | 0 | 0 | 9160.7637 | yes |  | 0 | 0 | 0 | 9160.7637 | 0 | no | 0 | 0 | 0 | 9160.7637 | 0
| 1367.0743 | 0 | no | Surplus | yes |  | 0 | 0 | 0 | 3492.9257 | 0 | no | 0 | 0 | 0 | 3492.9257 | 4860 | yes | 4860 | 3492.9257 | 9720 |  |  | 0 |  |  | 0 | 0 | 0 | 0 | 0 |  | 0 | 0 | 0 | 0 | 0 | 4860 | 14395.3663 | 3938.4117 | 0 | yes | Deficit |  |  | 0 | 0 | 0 | 0 | 0 |  | 0 | 0 | 0 | 0 | 10456.9546 | yes |  | 0 | 0 | 0 | 10456.9546 | 0 | no | 0 | 0 | 0 | 10456.9546 | 0
| 759.0074 | 0 | no | Surplus | yes |  | 0 | 0 | 0 | 4100.9926 | 0 | no | 0 | 0 | 0 | 4100.9926 | 4860 | yes | 4860 | 4100.9926 | 9720 |  |  | 0 |  |  | 0 | 0 | 0 | 0 | 0 |  | 0 | 0 | 0 | 0 | 0 | 4860 | 13196.0289 | 3938.4117 | 0 | yes | Deficit |  |  | 0 | 0 | 0 | 0 | 0 |  | 0 | 0 | 0 | 0 | 9257.6172 | yes |  | 0 | 0 | 0 | 9257.6172 | 0 | no | 0 | 0 | 0 | 9257.6172 | 0
| 1249.8621 | 0 | no | Surplus | yes |  | 0 | 0 | 0 | 3610.1379 | 0 | no | 0 | 0 | 0 | 3610.1379 | 4860 | yes | 4860 | 3610.1379 | 9720 |  |  | 0 |  |  | 0 | 0 | 0 | 0 | 0 |  | 0 | 0 | 0 | 0 | 0 | 4860 | 12602.6801 | 3938.4117 | 0 | yes | Deficit |  |  | 0 | 0 | 0 | 0 | 0 |  | 0 | 0 | 0 | 0 | 8664.2684 | yes |  | 0 | 0 | 0 | 8664.2684 | 0 | no | 0 | 0 | 0 | 8664.2684 | 0
| 1631.4247 | 0 | no | Surplus | yes |  | 0 | 0 | 0 | 3228.5753 | 0 | no | 0 | 0 | 0 | 3228.5753 | 4860 | yes | 4860 | 3228.5753 | 9720 |  |  | 0 |  |  | 0 | 0 | 0 | 0 | 0 |  | 0 | 0 | 0 | 0 | 0 | 4860 | 12484.473 | 3938.4117 | 0 | yes | Deficit |  |  | 0 | 0 | 0 | 0 | 0 |  | 0 | 0 | 0 | 0 | 8546.0613 | yes |  | 0 | 0 | 0 | 8546.0613 | 0 | no | 0 | 0 | 0 | 8546.0613 | 0
| 2502.2546 | 0 | no | Surplus | yes |  | 0 | 0 | 0 | 2357.7454 | 0 | no | 0 | 0 | 0 | 2357.7454 | 4860 | yes | 4860 | 2357.7454 | 9720 |  |  | 0 |  |  | 0 | 0 | 0 | 0 | 0 |  | 0 | 0 | 0 | 0 | 0 | 4860 | 12476.7975 | 3938.4117 | 0 | yes | Deficit |  |  | 0 | 0 | 0 | 0 | 0 |  | 0 | 0 | 0 | 0 | 8538.3858 | yes |  | 0 | 0 | 0 | 8538.3858 | 0 | no | 0 | 0 | 0 | 8538.3858 | 0
| 1540.8137 | 0 | no | Surplus | yes |  | 0 | 0 | 0 | 3319.1863 | 0 | no | 0 | 0 | 0 | 3319.1863 | 4860 | yes | 4860 | 3319.1863 | 9720 |  |  | 0 |  |  | 0 | 0 | 0 | 0 | 0 |  | 0 | 0 | 0 | 0 | 0 | 4860 | 12308.1786 | 3938.4117 | 0 | yes | Deficit |  |  | 0 | 0 | 0 | 0 | 0 |  | 0 | 0 | 0 | 0 | 8369.767 | yes |  | 0 | 0 | 0 | 8369.767 | 0 | no | 0 | 0 | 0 | 8369.767 | 0
| 4222.4602 | 0 | no | Surplus | yes |  | 0 | 0 | 0 | 637.5398 | 0 | no | 0 | 0 | 0 | 637.5398 | 4860 | yes | 4860 | 637.5398 | 9720 |  |  | 0 |  |  | 0 | 0 | 0 | 0 | 0 |  | 0 | 0 | 0 | 0 | 0 | 4860 | 12504.1289 | 3938.4117 | 0 | yes | Deficit |  |  | 0 | 0 | 0 | 0 | 0 |  | 0 | 0 | 0 | 0 | 8565.7172 | yes |  | 0 | 0 | 0 | 8565.7172 | 0 | no | 0 | 0 | 0 | 8565.7172 | 0
| 2679.268 | 0 | no | Surplus | yes |  | 0 | 0 | 0 | 2180.732 | 0 | no | 0 | 0 | 0 | 2180.732 | 4860 | yes | 4860 | 2180.732 | 9720 |  |  | 0 |  |  | 0 | 0 | 0 | 0 | 0 |  | 0 | 0 | 0 | 0 | 0 | 4860 | 12229.1772 | 3938.4117 | 0 | yes | Deficit |  |  | 0 | 0 | 0 | 0 | 0 |  | 0 | 0 | 0 | 0 | 8290.7655 | yes |  | 0 | 0 | 0 | 8290.7655 | 0 | no | 0 | 0 | 0 | 8290.7655 | 0
| 4565.1401 | 0 | no | Surplus | yes |  | 0 | 0 | 0 | 294.8599 | 0 | no | 0 | 0 | 0 | 294.8599 | 4860 | yes | 4860 | 294.8599 | 9720 |  |  | 0 |  |  | 0 | 0 | 0 | 0 | 0 |  | 0 | 0 | 0 | 0 | 0 | 4860 | 12834.6196 | 3938.4117 | 0 | yes | Deficit |  |  | 0 | 0 | 0 | 0 | 0 |  | 0 | 0 | 0 | 0 | 8896.2079 | yes |  | 0 | 0 | 0 | 8896.2079 | 0 | no | 0 | 0 | 0 | 8896.2079 | 0
| 2945.9499 | 0 | no | Surplus | yes |  | 0 | 0 | 0 | 1914.0501 | 0 | no | 0 | 0 | 0 | 1914.0501 | 4860 | yes | 4860 | 1914.0501 | 9720 |  |  | 0 |  |  | 0 | 0 | 0 | 0 | 0 |  | 0 | 0 | 0 | 0 | 0 | 4860 | 12468.9499 | 3938.4117 | 0 | yes | Deficit |  |  | 0 | 0 | 0 | 0 | 0 |  | 0 | 0 | 0 | 0 | 8530.5382 | yes |  | 0 | 0 | 0 | 8530.5382 | 0 | no | 0 | 0 | 0 | 8530.5382 | 0
| 6944.5347 | 0 | yes | Deficit |  |  | 0 | 0 | 0 | 0 | 0 |  | 0 | 0 | 0 | 0 | 4860 | no |  | 0 | 9720 | no | 6944.5347 | 0 | no | no | 0 | 0 | 0 | 0 | 0 |  | 0 | 0 | 0 | 0 | 0 | 6944.5347 | 12638.922 | 5627.6619 | 0 | yes | Deficit |  |  | 0 | 0 | 0 | 0 | 0 |  | 0 | 0 | 0 | 0 | 8700.5103 | yes |  | 0 | 0 | 0 | 8700.5103 | 0 | no | 0 | 0 | 0 | 8700.5103 | 0
| 5508.9759 | 0 | no | Surplus | yes |  | 0 | 0 | 0 | 1435.5588 | 0 | no | 0 | 0 | 0 | 1435.5588 | 4860 | no | 5508.9759 | 0 | 13889.0695 |  |  | 0 |  |  | 0 | 0 | 0 | 0 | 0 |  | 0 | 0 | 0 | 0 | 0 | 5508.9759 | 11662.556 | 4464.3241 | 0 | yes | Deficit |  |  | 0 | 0 | 0 | 0 | 0 |  | 0 | 0 | 0 | 0 | 6034.8942 | yes |  | 0 | 0 | 0 | 6034.8942 | 0 | no | 0 | 0 | 0 | 6034.8942 | 0
| 2950.6115 | 0 | no | Surplus | yes |  | 0 | 0 | 0 | 2558.3644 | 0 | no | 0 | 0 | 0 | 2558.3644 | 4860 | yes | 4860 | 1909.3885 | 11017.9519 |  |  | 0 |  |  | 0 | 0 | 0 | 0 | 0 |  | 0 | 0 | 0 | 0 | 0 | 4860 | 11817.3871 | 3938.4117 | 0 | yes | Deficit |  |  | 0 | 0 | 0 | 0 | 0 |  | 0 | 0 | 0 | 0 | 7353.063 | yes |  | 0 | 0 | 0 | 7353.063 | 0 | no | 0 | 0 | 0 | 7353.063 | 0
| 3005.5844 | 0 | no | Surplus | yes |  | 0 | 0 | 0 | 1854.4156 | 0 | no | 0 | 0 | 0 | 1854.4156 | 4860 | yes | 4860 | 1854.4156 | 9720 |  |  | 0 |  |  | 0 | 0 | 0 | 0 | 0 |  | 0 | 0 | 0 | 0 | 0 | 4860 | 11705.3121 | 3938.4117 | 0 | yes | Deficit |  |  | 0 | 0 | 0 | 0 | 0 |  | 0 | 0 | 0 | 0 | 7766.9004 | yes |  | 0 | 0 | 0 | 7766.9004 | 0 | no | 0 | 0 | 0 | 7766.9004 | 0
| 2015.7354 | 0 | no | Surplus | yes |  | 0 | 0 | 0 | 2844.2646 | 0 | no | 0 | 0 | 0 | 2844.2646 | 4860 | yes | 4860 | 2844.2646 | 9720 |  |  | 0 |  |  | 0 | 0 | 0 | 0 | 0 |  | 0 | 0 | 0 | 0 | 0 | 4860 | 11944.6759 | 3938.4117 | 0 | yes | Deficit |  |  | 0 | 0 | 0 | 0 | 0 |  | 0 | 0 | 0 | 0 | 8006.2642 | yes |  | 0 | 0 | 0 | 8006.2642 | 0 | no | 0 | 0 | 0 | 8006.2642 | 0
| 3212.9515 | 0 | no | Surplus | yes |  | 0 | 0 | 0 | 1647.0485 | 0 | no | 0 | 0 | 0 | 1647.0485 | 4860 | yes | 4860 | 1647.0485 | 9720 |  |  | 0 |  |  | 0 | 0 | 0 | 0 | 0 |  | 0 | 0 | 0 | 0 | 0 | 4860 | 11388.0814 | 3938.4117 | 0 | yes | Deficit |  |  | 0 | 0 | 0 | 0 | 0 |  | 0 | 0 | 0 | 0 | 7449.6698 | yes |  | 0 | 0 | 0 | 7449.6698 | 0 | no | 0 | 0 | 0 | 7449.6698 | 0
| 5711.1225 | 0 | yes | Deficit |  |  | 0 | 0 | 0 | 0 | 0 |  | 0 | 0 | 0 | 0 | 4860 | no |  | 0 | 9720 | no | 5711.1225 | 0 | no | no | 0 | 0 | 0 | 0 | 0 |  | 0 | 0 | 0 | 0 | 0 | 5711.1225 | 10901.0167 | 4628.1382 | 0 | yes | Deficit |  |  | 0 | 0 | 0 | 0 | 0 |  | 0 | 0 | 0 | 0 | 6962.605 | yes |  | 0 | 0 | 0 | 6962.605 | 0 | no | 0 | 0 | 0 | 6962.605 | 0
| 8167.1979 | 0 | yes | Deficit |  |  | 0 | 0 | 0 | 0 | 0 |  | 0 | 0 | 0 | 0 | 4860 | no |  | 0 | 11422.2451 | no | 8167.1979 | 0 | no | no | 0 | 0 | 0 | 0 | 0 |  | 0 | 0 | 0 | 0 | 0 | 8167.1979 | 10570.4473 | 6618.4748 | 0 | yes | Deficit |  |  | 0 | 0 | 0 | 0 | 0 |  | 0 | 0 | 0 | 0 | 5942.3091 | yes |  | 0 | 0 | 0 | 5942.3091 | 0 | no | 0 | 0 | 0 | 5942.3091 | 0
| 6452.1851 | 0 | no | Surplus | yes |  | 0 | 0 | 0 | 1715.0128 | 0 | no | 0 | 0 | 0 | 1715.0128 | 4860 | no | 6452.1851 | 0 | 16334.3958 |  |  | 0 |  |  | 0 | 0 | 0 | 0 | 0 |  | 0 | 0 | 0 | 0 | 0 | 6452.1851 | 10189.5131 | 5228.6751 | 0 | yes | Deficit |  |  | 0 | 0 | 0 | 0 | 0 |  | 0 | 0 | 0 | 0 | 3571.0383 | yes |  | 0 | 0 | 0 | 3571.0383 | 0 | no | 0 | 0 | 0 | 3571.0383 | 0
| 6064.2625 | 0 | no | Surplus | yes |  | 0 | 0 | 0 | 387.9226 | 0 | no | 0 | 0 | 0 | 387.9226 | 4860 | no | 6064.2625 | 0 | 12904.3703 |  |  | 0 |  |  | 0 | 0 | 0 | 0 | 0 |  | 0 | 0 | 0 | 0 | 0 | 6064.2625 | 9911.5399 | 4914.3132 | 0 | yes | Deficit |  |  | 0 | 0 | 0 | 0 | 0 |  | 0 | 0 | 0 | 0 | 4682.8648 | yes |  | 0 | 0 | 0 | 4682.8648 | 0 | no | 0 | 0 | 0 | 4682.8648 | 0
| 7087.1321 | 0 | yes | Deficit |  |  | 0 | 0 | 0 | 0 | 0 |  | 0 | 0 | 0 | 0 | 4860 | no |  | 0 | 12128.525 | no | 7087.1321 | 0 | no | no | 0 | 0 | 0 | 0 | 0 |  | 0 | 0 | 0 | 0 | 0 | 7087.1321 | 10828.8261 | 5743.2189 | 0 | yes | Deficit |  |  | 0 | 0 | 0 | 0 | 0 |  | 0 | 0 | 0 | 0 | 5914.5129 | yes |  | 0 | 0 | 0 | 5914.5129 | 0 | no | 0 | 0 | 0 | 5914.5129 | 0
| 6645.8053 | 0 | no | Surplus | yes |  | 0 | 0 | 0 | 441.3268 | 0 | no | 0 | 0 | 0 | 441.3268 | 4860 | no | 6645.8053 | 0 | 14174.2642 |  |  | 0 |  |  | 0 | 0 | 0 | 0 | 0 |  | 0 | 0 | 0 | 0 | 0 | 6645.8053 | 10354.6082 | 5385.5797 | 0 | yes | Deficit |  |  | 0 | 0 | 0 | 0 | 0 |  | 0 | 0 | 0 | 0 | 4611.3893 | yes |  | 0 | 0 | 0 | 4611.3893 | 0 | no | 0 | 0 | 0 | 4611.3893 | 0
| 8239.4667 | 0 | yes | Deficit |  |  | 0 | 0 | 0 | 0 | 0 |  | 0 | 0 | 0 | 0 | 4860 | no |  | 0 | 13291.6106 | no | 8239.4667 | 0 | no | no | 0 | 0 | 0 | 0 | 0 |  | 0 | 0 | 0 | 0 | 0 | 8239.4667 | 10352.8251 | 6677.0395 | 0 | yes | Deficit |  |  | 0 | 0 | 0 | 0 | 0 |  | 0 | 0 | 0 | 0 | 4967.2455 | yes |  | 0 | 0 | 0 | 4967.2455 | 0 | no | 0 | 0 | 0 | 4967.2455 | 0
| 7256.1003 | 0 | no | Surplus | yes |  | 0 | 0 | 0 | 983.3664 | 0 | no | 0 | 0 | 0 | 983.3664 | 4860 | no | 7256.1003 | 0 | 16478.9334 |  |  | 0 |  |  | 0 | 0 | 0 | 0 | 0 |  | 0 | 0 | 0 | 0 | 0 | 7256.1003 | 10966.1175 | 5880.1461 | 0 | yes | Deficit |  |  | 0 | 0 | 0 | 0 | 0 |  | 0 | 0 | 0 | 0 | 4289.0781 | yes |  | 0 | 0 | 0 | 4289.0781 | 0 | no | 0 | 0 | 0 | 4289.0781 | 0
| 9115.9867 | 0 | yes | Deficit |  |  | 0 | 0 | 0 | 0 | 0 |  | 0 | 0 | 0 | 0 | 4860 | no |  | 0 | 14512.2006 | no | 9115.9867 | 0 | no | no | 0 | 0 | 0 | 0 | 0 |  | 0 | 0 | 0 | 0 | 0 | 9115.9867 | 11040.6527 | 7387.3474 | 0 | yes | Deficit |  |  | 0 | 0 | 0 | 0 | 0 |  | 0 | 0 | 0 | 0 | 5160.5066 | yes |  | 0 | 0 | 0 | 5160.5066 | 0 | no | 0 | 0 | 0 | 5160.5066 | 0
| 12406.8648 | 0 | yes | Deficit |  |  | 0 | 0 | 0 | 0 | 0 |  | 0 | 0 | 0 | 0 | 4860 | no |  | 0 | 18231.9734 | no | 12406.8648 | 0 | no | no | 0 | 0 | 0 | 0 | 0 |  | 0 | 0 | 0 | 0 | 0 | 12406.8648 | 10459.802 | 10054.1854 | 0 | yes | Deficit |  |  | 0 | 0 | 0 | 0 | 0 |  | 0 | 0 | 0 | 0 | 3072.4546 | yes |  | 0 | 0 | 0 | 3072.4546 | 0 | no | 0 | 0 | 0 | 3072.4546 | 0
| 11297.9789 | 0 | no | Surplus | yes |  | 0 | 0 | 0 | 1108.8859 | 0 | no | 0 | 0 | 0 | 1108.8859 | 4860 | no | 11297.9789 | 0 | 24300 |  |  | 0 |  |  | 0 | 0 | 0 | 0 | 0 |  | 0 | 0 | 0 | 0 | 0 | 11297.9789 | 10408.9696 | 9155.5745 | 0 | yes | Deficit |  |  | 0 | 0 | 0 | 0 | 0 |  | 0 | 0 | 0 | 0 | 354.7842 | yes |  | 0 | 0 | 0 | 354.7842 | 0 | no | 0 | 0 | 0 | 354.7842 | 0
| 10052.7219 | 0 | no | Surplus | yes |  | 0 | 0 | 0 | 1245.2571 | 0 | no | 0 | 0 | 0 | 1245.2571 | 4860 | no | 10052.7219 | 0 | 22595.9579 |  |  | 0 |  |  | 0 | 0 | 0 | 0 | 0 |  | 0 | 0 | 0 | 0 | 0 | 10052.7219 | 9561.8625 | 8146.4521 | 0 | yes | Deficit |  |  | 0 | 0 | 0 | 0 | 0 |  | 0 | 0 | 0 | 0 | 406.2879 | yes |  | 0 | 0 | 0 | 406.2879 | 0 | no | 0 | 0 | 0 | 406.2879 | 0
| 10624.3597 | 0 | yes | Deficit |  |  | 0 | 0 | 0 | 0 | 0 |  | 0 | 0 | 0 | 0 | 4860 | no |  | 0 | 20105.4437 | no | 10624.3597 | 0 | no | no | 0 | 0 | 0 | 0 | 0 |  | 0 | 0 | 0 | 0 | 0 | 10624.3597 | 9830.5327 | 8609.6918 | 0 | yes | Deficit |  |  | 0 | 0 | 0 | 0 | 0 |  | 0 | 0 | 0 | 0 | 1684.0807 | yes |  | 0 | 0 | 0 | 1684.0807 | 0 | no | 0 | 0 | 0 | 1684.0807 | 0
| 10767.7301 | 0 | yes | Deficit |  |  | 0 | 0 | 0 | 0 | 0 |  | 0 | 0 | 0 | 0 | 4860 | no |  | 0 | 21248.7195 | no | 10767.7301 | 0 | no | no | 0 | 0 | 0 | 0 | 0 |  | 0 | 0 | 0 | 0 | 0 | 10767.7301 | 9776.7595 | 8725.8753 | 0 | yes | Deficit |  |  | 0 | 0 | 0 | 0 | 0 |  | 0 | 0 | 0 | 0 | 1167.0677 | yes |  | 0 | 0 | 0 | 1167.0677 | 0 | no | 0 | 0 | 0 | 1167.0677 | 0
| 10747.9688 | 0 | no | Surplus | yes |  | 0 | 0 | 0 | 19.7613 | 0 | no | 0 | 0 | 0 | 19.7613 | 4860 | no | 10747.9688 | 0 | 21535.4601 |  |  | 0 |  |  | 0 | 0 | 0 | 0 | 0 |  | 0 | 0 | 0 | 0 | 0 | 10747.9688 | 9734.3654 | 8709.8612 | 0 | yes | Deficit |  |  | 0 | 0 | 0 | 0 | 0 |  | 0 | 0 | 0 | 0 | 1008.4901 | yes |  | 0 | 0 | 0 | 1008.4901 | 0 | no | 0 | 0 | 0 | 1008.4901 | 0
| 10015.8638 | 0 | no | Surplus | yes |  | 0 | 0 | 0 | 732.105 | 0 | no | 0 | 0 | 0 | 732.105 | 4860 | no | 10015.8638 | 0 | 21495.9375 |  |  | 0 |  |  | 0 | 0 | 0 | 0 | 0 |  | 0 | 0 | 0 | 0 | 0 | 10015.8638 | 9260.9773 | 8116.5833 | 0 | yes | Deficit |  |  | 0 | 0 | 0 | 0 | 0 |  | 0 | 0 | 0 | 0 | 551.116 | yes |  | 0 | 0 | 0 | 551.116 | 0 | no | 0 | 0 | 0 | 551.116 | 0
| 10263.5393 | 0 | yes | Deficit |  |  | 0 | 0 | 0 | 0 | 0 |  | 0 | 0 | 0 | 0 | 4860 | no |  | 0 | 20031.7276 | no | 10263.5393 | 0 | no | no | 0 | 0 | 0 | 0 | 0 |  | 0 | 0 | 0 | 0 | 0 | 10263.5393 | 9415.7186 | 8317.2928 | 0 | yes | Deficit |  |  | 0 | 0 | 0 | 0 | 0 |  | 0 | 0 | 0 | 0 | 1299.1352 | yes |  | 0 | 0 | 0 | 1299.1352 | 0 | no | 0 | 0 | 0 | 1299.1352 | 0
| 10485.7895 | 0 | yes | Deficit |  |  | 0 | 0 | 0 | 0 | 0 |  | 0 | 0 | 0 | 0 | 4860 | no |  | 0 | 20527.0786 | no | 10485.7895 | 0 | no | no | 0 | 0 | 0 | 0 | 0 |  | 0 | 0 | 0 | 0 | 0 | 10485.7895 | 9355.1835 | 8497.3983 | 0 | yes | Deficit |  |  | 0 | 0 | 0 | 0 | 0 |  | 0 | 0 | 0 | 0 | 1037.8907 | yes |  | 0 | 0 | 0 | 1037.8907 | 0 | no | 0 | 0 | 0 | 1037.8907 | 0
| 10763.3711 | 0 | yes | Deficit |  |  | 0 | 0 | 0 | 0 | 0 |  | 0 | 0 | 0 | 0 | 4860 | no |  | 0 | 20971.5791 | no | 10763.3711 | 0 | no | no | 0 | 0 | 0 | 0 | 0 |  | 0 | 0 | 0 | 0 | 0 | 10763.3711 | 9591.1699 | 8722.3429 | 0 | yes | Deficit |  |  | 0 | 0 | 0 | 0 | 0 |  | 0 | 0 | 0 | 0 | 1093.7715 | yes |  | 0 | 0 | 0 | 1093.7715 | 0 | no | 0 | 0 | 0 | 1093.7715 | 0
| 10724.9034 | 0 | no | Surplus | yes |  | 0 | 0 | 0 | 38.4677 | 0 | no | 0 | 0 | 0 | 38.4677 | 4860 | no | 10724.9034 | 0 | 21526.7422 |  |  | 0 |  |  | 0 | 0 | 0 | 0 | 0 |  | 0 | 0 | 0 | 0 | 0 | 10724.9034 | 9268.5254 | 8691.1697 | 0 | yes | Deficit |  |  | 0 | 0 | 0 | 0 | 0 |  | 0 | 0 | 0 | 0 | 546.1825 | yes |  | 0 | 0 | 0 | 546.1825 | 0 | no | 0 | 0 | 0 | 546.1825 | 0
| 10331.8902 | 0 | no | Surplus | yes |  | 0 | 0 | 0 | 393.0132 | 0 | no | 0 | 0 | 0 | 393.0132 | 4860 | no | 10331.8902 | 0 | 21449.8068 |  |  | 0 |  |  | 0 | 0 | 0 | 0 | 0 |  | 0 | 0 | 0 | 0 | 0 | 10331.8902 | 11862.8786 | 8372.6825 | 0 | yes | Deficit |  |  | 0 | 0 | 0 | 0 | 0 |  | 0 | 0 | 0 | 0 | 3171.7089 | yes |  | 0 | 0 | 0 | 3171.7089 | 0 | no | 0 | 0 | 0 | 3171.7089 | 0
| 11742.132 | 0 | yes | Deficit |  |  | 0 | 0 | 0 | 0 | 0 |  | 0 | 0 | 0 | 0 | 4860 | no |  | 0 | 20663.7805 | no | 11742.132 | 0 | no | no | 0 | 0 | 0 | 0 | 0 |  | 0 | 0 | 0 | 0 | 0 | 11742.132 | 9583.2544 | 9515.504 | 0 | yes | Deficit |  |  | 0 | 0 | 0 | 0 | 0 |  | 0 | 0 | 0 | 0 | 1210.5719 | yes |  | 0 | 0 | 0 | 1210.5719 | 0 | no | 0 | 0 | 0 | 1210.5719 | 0
| 11106.4233 | 0 | no | Surplus | yes |  | 0 | 0 | 0 | 635.7087 | 0 | no | 0 | 0 | 0 | 635.7087 | 4860 | no | 11106.4233 | 0 | 23484.264 |  |  | 0 |  |  | 0 | 0 | 0 | 0 | 0 |  | 0 | 0 | 0 | 0 | 0 | 11106.4233 | 10720.6559 | 9000.343 | 0 | yes | Deficit |  |  | 0 | 0 | 0 | 0 | 0 |  | 0 | 0 | 0 | 0 | 1205.1518 | yes |  | 0 | 0 | 0 | 1205.1518 | 0 | no | 0 | 0 | 0 | 1205.1518 | 0
| 12041.3236 | 0 | yes | Deficit |  |  | 0 | 0 | 0 | 0 | 0 |  | 0 | 0 | 0 | 0 | 4860 | no |  | 0 | 22212.8466 | no | 12041.3236 | 0 | no | no | 0 | 0 | 0 | 0 | 0 |  | 0 | 0 | 0 | 0 | 0 | 12041.3236 | 10349.8301 | 9757.9608 | 0 | yes | Deficit |  |  | 0 | 0 | 0 | 0 | 0 |  | 0 | 0 | 0 | 0 | 1349.487 | yes |  | 0 | 0 | 0 | 1349.487 | 0 | no | 0 | 0 | 0 | 1349.487 | 0
| 12308.2647 | 0 | yes | Deficit |  |  | 0 | 0 | 0 | 0 | 0 |  | 0 | 0 | 0 | 0 | 4860 | no |  | 0 | 24082.6473 | no | 12308.2647 | 0 | no | no | 0 | 0 | 0 | 0 | 0 |  | 0 | 0 | 0 | 0 | 0 | 12308.2647 | 10227.529 | 9974.2826 | 0 | yes | Deficit |  |  | 0 | 0 | 0 | 0 | 0 |  | 0 | 0 | 0 | 0 | 469.5682 | yes |  | 0 | 0 | 0 | 469.5682 | 0 | no | 0 | 0 | 0 | 469.5682 | 0
| 13094.7065 | 0 | yes | Deficit |  |  | 0 | 0 | 0 | 0 | 0 |  | 0 | 0 | 0 | 0 | 4860 | no |  | 0 | 24300 | no | 13094.7065 | 0 | no | no | 0 | 0 | 0 | 0 | 0 |  | 0 | 0 | 0 | 0 | 0 | 13094.7065 | 10528.9241 | 10611.5936 | 0 | yes | Deficit |  |  | 0 | 0 | 0 | 0 | 0 |  | 0 | 0 | 0 | 0 | 554.6416 | yes |  | 0 | 0 | 0 | 554.6416 | 0 | no | 0 | 0 | 0 | 554.6416 | 0
| 13972.9778 | 0 | yes | Deficit |  |  | 0 | 0 | 0 | 0 | 0 |  | 0 | 0 | 0 | 0 | 4860 | no |  | 0 | 24300 | no | 13972.9778 | 0 | no | no | 0 | 0 | 0 | 0 | 0 |  | 0 | 0 | 0 | 0 | 0 | 13972.9778 | 10384.9039 | 11323.3208 | 0 | no | Surplus | yes |  | 0 | 0 | 0 | 226.6897 | 0 | no | 0 | 0 | 0 | 226.6897 | 0 |  |  | 0 | 0 | 0 | 0 | 0 |  | 0 | 0 | 0 | 0 | 0
| 13043.0319 | 0 | no | Surplus | yes |  | 0 | 0 | 0 | 929.9459 | 0 | no | 0 | 0 | 0 | 929.9459 | 4860 | no | 13043.0319 | 0 | 24300 |  |  | 0 |  |  | 0 | 0 | 0 | 0 | 0 |  | 0 | 0 | 0 | 0 | 0 | 13043.0319 | 10630.4779 | 10569.7179 | 0 | no | Surplus | yes |  | 0 | 0 | 0 | 692.8429 | 0 | no | 0 | 0 | 0 | 692.8429 | 0 |  |  | 0 | 0 | 0 | 0 | 0 |  | 0 | 0 | 0 | 0 | 0
| 14363.9664 | 0 | yes | Deficit |  |  | 0 | 0 | 0 | 0 | 0 |  | 0 | 0 | 0 | 0 | 4860 | no |  | 0 | 24300 | no | 14363.9664 | 0 | no | no | 0 | 0 | 0 | 0 | 0 |  | 0 | 0 | 0 | 0 | 0 | 14363.9664 | 13706.2539 | 11640.1673 | 0 | yes | Deficit |  |  | 0 | 0 | 0 | 0 | 0 |  | 0 | 0 | 0 | 0 | 3136.536 | yes |  | 0 | 0 | 0 | 3136.536 | 0 | no | 0 | 0 | 0 | 3136.536 | 0
| 13190.831 | 0 | no | Surplus | yes |  | 0 | 0 | 0 | 1173.1354 | 0 | no | 0 | 0 | 0 | 1173.1354 | 4860 | no | 13190.831 | 0 | 24300 |  |  | 0 |  |  | 0 | 0 | 0 | 0 | 0 |  | 0 | 0 | 0 | 0 | 0 | 13190.831 | 11665.4099 | 10689.4903 | 0 | yes | Deficit |  |  | 0 | 0 | 0 | 0 | 0 |  | 0 | 0 | 0 | 0 | 25.2426 | yes |  | 0 | 0 | 0 | 25.2426 | 0 | no | 0 | 0 | 0 | 25.2426 | 0
| 12521.3569 | 0 | no | Surplus | yes |  | 0 | 0 | 0 | 669.4741 | 0 | no | 0 | 0 | 0 | 669.4741 | 4860 | no | 12521.3569 | 0 | 24300 |  |  | 0 |  |  | 0 | 0 | 0 | 0 | 0 |  | 0 | 0 | 0 | 0 | 0 | 12521.3569 | 14631.9789 | 10146.9667 | 0 | yes | Deficit |  |  | 0 | 0 | 0 | 0 | 0 |  | 0 | 0 | 0 | 0 | 3942.4886 | yes |  | 0 | 0 | 0 | 3942.4886 | 0 | no | 0 | 0 | 0 | 3942.4886 | 0
| 10779.0712 | 0 | no | Surplus | yes |  | 0 | 0 | 0 | 1742.2857 | 0 | no | 0 | 0 | 0 | 1742.2857 | 4860 | no | 10779.0712 | 0 | 24300 |  |  | 0 |  |  | 0 | 0 | 0 | 0 | 0 |  | 0 | 0 | 0 | 0 | 0 | 10779.0712 | 14695.0376 | 8735.0658 | 0 | yes | Deficit |  |  | 0 | 0 | 0 | 0 | 0 |  | 0 | 0 | 0 | 0 | 4548.0709 | yes |  | 0 | 0 | 0 | 4548.0709 | 0 | no | 0 | 0 | 0 | 4548.0709 | 0
| 11061.2754 | 0 | yes | Deficit |  |  | 0 | 0 | 0 | 0 | 0 |  | 0 | 0 | 0 | 0 | 4860 | no |  | 0 | 21558.1424 | no | 11061.2754 | 0 | no | no | 0 | 0 | 0 | 0 | 0 |  | 0 | 0 | 0 | 0 | 0 | 11061.2754 | 14894.5365 | 8963.7564 | 0 | yes | Deficit |  |  | 0 | 0 | 0 | 0 | 0 |  | 0 | 0 | 0 | 0 | 6159.4707 | yes |  | 0 | 0 | 0 | 6159.4707 | 0 | no | 0 | 0 | 0 | 6159.4707 | 0
| 8941.2734 | 0 | no | Surplus | yes |  | 0 | 0 | 0 | 2120.002 | 0 | no | 0 | 0 | 0 | 2120.002 | 4860 | no | 8941.2734 | 0 | 22122.5509 |  |  | 0 |  |  | 0 | 0 | 0 | 0 | 0 |  | 0 | 0 | 0 | 0 | 0 | 8941.2734 | 12329.49 | 7245.7645 | 0 | yes | Deficit |  |  | 0 | 0 | 0 | 0 | 0 |  | 0 | 0 | 0 | 0 | 3365.7336 | yes |  | 0 | 0 | 0 | 3365.7336 | 0 | no | 0 | 0 | 0 | 3365.7336 | 0
| 11312.2381 | 0 | yes | Deficit |  |  | 0 | 0 | 0 | 0 | 0 |  | 0 | 0 | 0 | 0 | 4860 | no |  | 0 | 17882.5468 | no | 11312.2381 | 0 | no | no | 0 | 0 | 0 | 0 | 0 |  | 0 | 0 | 0 | 0 | 0 | 11312.2381 | 14738.9401 | 9167.1297 | 0 | yes | Deficit |  |  | 0 | 0 | 0 | 0 | 0 |  | 0 | 0 | 0 | 0 | 7493.1756 | yes |  | 0 | 0 | 0 | 7493.1756 | 0 | no | 0 | 0 | 0 | 7493.1756 | 0
| 12240.273 | 0 | yes | Deficit |  |  | 0 | 0 | 0 | 0 | 0 |  | 0 | 0 | 0 | 0 | 4860 | no |  | 0 | 22624.4761 | no | 12240.273 | 0 | no | no | 0 | 0 | 0 | 0 | 0 |  | 0 | 0 | 0 | 0 | 0 | 12240.273 | 14888.6346 | 9919.184 | 0 | yes | Deficit |  |  | 0 | 0 | 0 | 0 | 0 |  | 0 | 0 | 0 | 0 | 5721.5049 | yes |  | 0 | 0 | 0 | 5721.5049 | 0 | no | 0 | 0 | 0 | 5721.5049 | 0
| 11576.4278 | 0 | no | Surplus | yes |  | 0 | 0 | 0 | 663.8453 | 0 | no | 0 | 0 | 0 | 663.8453 | 4860 | no | 11576.4278 | 0 | 24300 |  |  | 0 |  |  | 0 | 0 | 0 | 0 | 0 |  | 0 | 0 | 0 | 0 | 0 | 11576.4278 | 13952.1111 | 9381.2218 | 0 | yes | Deficit |  |  | 0 | 0 | 0 | 0 | 0 |  | 0 | 0 | 0 | 0 | 4032.9272 | yes |  | 0 | 0 | 0 | 4032.9272 | 0 | no | 0 | 0 | 0 | 4032.9272 | 0
| 11628.3902 | 0 | yes | Deficit |  |  | 0 | 0 | 0 | 0 | 0 |  | 0 | 0 | 0 | 0 | 4860 | no |  | 0 | 23152.8555 | no | 11628.3902 | 0 | no | no | 0 | 0 | 0 | 0 | 0 |  | 0 | 0 | 0 | 0 | 0 | 11628.3902 | 11694.6361 | 9423.3308 | 0 | yes | Deficit |  |  | 0 | 0 | 0 | 0 | 0 |  | 0 | 0 | 0 | 0 | 2313.4142 | yes |  | 0 | 0 | 0 | 2313.4142 | 0 | no | 0 | 0 | 0 | 2313.4142 | 0
| 11594.7942 | 0 | no | Surplus | yes |  | 0 | 0 | 0 | 33.596 | 0 | no | 0 | 0 | 0 | 33.596 | 4860 | no | 11594.7942 | 0 | 23256.7804 |  |  | 0 |  |  | 0 | 0 | 0 | 0 | 0 |  | 0 | 0 | 0 | 0 | 0 | 11594.7942 | 11975.4759 | 9396.1055 | 0 | yes | Deficit |  |  | 0 | 0 | 0 | 0 | 0 |  | 0 | 0 | 0 | 0 | 2552.1451 | yes |  | 0 | 0 | 0 | 2552.1451 | 0 | no | 0 | 0 | 0 | 2552.1451 | 0
| 14682.1678 | 0 | yes | Deficit |  |  | 0 | 0 | 0 | 0 | 0 |  | 0 | 0 | 0 | 0 | 4860 | no |  | 0 | 23189.5883 | no | 14682.1678 | 0 | no | no | 0 | 0 | 0 | 0 | 0 |  | 0 | 0 | 0 | 0 | 0 | 14682.1678 | 10157.5496 | 11898.029 | 0 | yes | Deficit |  |  | 0 | 0 | 0 | 0 | 0 |  | 0 | 0 | 0 | 0 | 761.4441 | yes |  | 0 | 0 | 0 | 761.4441 | 0 | no | 0 | 0 | 0 | 761.4441 | 0
| 11219.2757 | 0 | no | Surplus | yes |  | 0 | 0 | 0 | 3462.8921 | 0 | no | 0 | 0 | 0 | 3462.8921 | 4860 | no | 11219.2757 | 0 | 24300 |  |  | 0 |  |  | 0 | 0 | 0 | 0 | 0 |  | 0 | 0 | 0 | 0 | 0 | 11219.2757 | 11159.7673 | 9091.7956 | 0 | no | Surplus | yes |  | 0 | 0 | 0 | 738.2617 | 0 | no | 0 | 0 | 0 | 738.2617 | 0 |  |  | 0 | 0 | 0 | 0 | 0 |  | 0 | 0 | 0 | 0 | 0
| 9934.9571 | 0 | no | Surplus | yes |  | 0 | 0 | 0 | 1284.3186 | 0 | no | 0 | 0 | 0 | 1284.3186 | 4860 | no | 9934.9571 | 0 | 22438.5514 |  |  | 0 |  |  | 0 | 0 | 0 | 0 | 0 |  | 0 | 0 | 0 | 0 | 0 | 9934.9571 | 10856.3432 | 8051.0187 | 0 | yes | Deficit |  |  | 0 | 0 | 0 | 0 | 0 |  | 0 | 0 | 0 | 0 | 1764.5476 | yes |  | 0 | 0 | 0 | 1764.5476 | 0 | no | 0 | 0 | 0 | 1764.5476 | 0
| 10349.0791 | 0 | yes | Deficit |  |  | 0 | 0 | 0 | 0 | 0 |  | 0 | 0 | 0 | 0 | 4860 | no |  | 0 | 19869.9142 | no | 10349.0791 | 0 | no | no | 0 | 0 | 0 | 0 | 0 |  | 0 | 0 | 0 | 0 | 0 | 10349.0791 | 10857.7101 | 8386.6119 | 0 | yes | Deficit |  |  | 0 | 0 | 0 | 0 | 0 |  | 0 | 0 | 0 | 0 | 2806.6914 | yes |  | 0 | 0 | 0 | 2806.6914 | 0 | no | 0 | 0 | 0 | 2806.6914 | 0
| 9222.3757 | 0 | no | Surplus | yes |  | 0 | 0 | 0 | 1126.7034 | 0 | no | 0 | 0 | 0 | 1126.7034 | 4860 | no | 9222.3757 | 0 | 20698.1582 |  |  | 0 |  |  | 0 | 0 | 0 | 0 | 0 |  | 0 | 0 | 0 | 0 | 0 | 9222.3757 | 12110.3603 | 7473.5621 | 0 | yes | Deficit |  |  | 0 | 0 | 0 | 0 | 0 |  | 0 | 0 | 0 | 0 | 3723.7484 | yes |  | 0 | 0 | 0 | 3723.7484 | 0 | no | 0 | 0 | 0 | 3723.7484 | 0
| 10381.2121 | 0 | yes | Deficit |  |  | 0 | 0 | 0 | 0 | 0 |  | 0 | 0 | 0 | 0 | 4860 | no |  | 0 | 18444.7514 | no | 10381.2121 | 0 | no | no | 0 | 0 | 0 | 0 | 0 |  | 0 | 0 | 0 | 0 | 0 | 10381.2121 | 13800.9429 | 8412.6516 | 0 | yes | Deficit |  |  | 0 | 0 | 0 | 0 | 0 |  | 0 | 0 | 0 | 0 | 6327.3808 | yes |  | 0 | 0 | 0 | 6327.3808 | 0 | no | 0 | 0 | 0 | 6327.3808 | 0
| 9685.8 | 0 | no | Surplus | yes |  | 0 | 0 | 0 | 695.4121 | 0 | no | 0 | 0 | 0 | 695.4121 | 4860 | no | 9685.8 | 0 | 20762.4242 |  |  | 0 |  |  | 0 | 0 | 0 | 0 | 0 |  | 0 | 0 | 0 | 0 | 0 | 9685.8 | 13425.2088 | 7849.1086 | 0 | yes | Deficit |  |  | 0 | 0 | 0 | 0 | 0 |  | 0 | 0 | 0 | 0 | 5012.5572 | yes |  | 0 | 0 | 0 | 5012.5572 | 0 | no | 0 | 0 | 0 | 5012.5572 | 0
| 11206.2979 | 0 | yes | Deficit |  |  | 0 | 0 | 0 | 0 | 0 |  | 0 | 0 | 0 | 0 | 4860 | no |  | 0 | 19371.6 | no | 11206.2979 | 0 | no | no | 0 | 0 | 0 | 0 | 0 |  | 0 | 0 | 0 | 0 | 0 | 11206.2979 | 13580.0562 | 9081.2787 | 0 | yes | Deficit |  |  | 0 | 0 | 0 | 0 | 0 |  | 0 | 0 | 0 | 0 | 5730.9476 | yes |  | 0 | 0 | 0 | 5730.9476 | 0 | no | 0 | 0 | 0 | 5730.9476 | 0
| 11662.9321 | 0 | yes | Deficit |  |  | 0 | 0 | 0 | 0 | 0 |  | 0 | 0 | 0 | 0 | 4860 | no |  | 0 | 22412.5958 | no | 11662.9321 | 0 | no | no | 0 | 0 | 0 | 0 | 0 |  | 0 | 0 | 0 | 0 | 0 | 11662.9321 | 14492.8346 | 9451.3226 | 0 | yes | Deficit |  |  | 0 | 0 | 0 | 0 | 0 |  | 0 | 0 | 0 | 0 | 5411.5559 | yes |  | 0 | 0 | 0 | 5411.5559 | 0 | no | 0 | 0 | 0 | 5411.5559 | 0
| 10841.0417 | 0 | no | Surplus | yes |  | 0 | 0 | 0 | 821.8904 | 0 | no | 0 | 0 | 0 | 821.8904 | 4860 | no | 10841.0417 | 0 | 23325.8642 |  |  | 0 |  |  | 0 | 0 | 0 | 0 | 0 |  | 0 | 0 | 0 | 0 | 0 | 10841.0417 | 12297.0291 | 8785.285 | 0 | yes | Deficit |  |  | 0 | 0 | 0 | 0 | 0 |  | 0 | 0 | 0 | 0 | 2845.7065 | yes |  | 0 | 0 | 0 | 2845.7065 | 0 | no | 0 | 0 | 0 | 2845.7065 | 0
| 11990.3679 | 0 | yes | Deficit |  |  | 0 | 0 | 0 | 0 | 0 |  | 0 | 0 | 0 | 0 | 4860 | no |  | 0 | 21682.0834 | no | 11990.3679 | 0 | no | no | 0 | 0 | 0 | 0 | 0 |  | 0 | 0 | 0 | 0 | 0 | 11990.3679 | 14565.084 | 9716.6676 | 0 | yes | Deficit |  |  | 0 | 0 | 0 | 0 | 0 |  | 0 | 0 | 0 | 0 | 5779.799 | yes |  | 0 | 0 | 0 | 5779.799 | 0 | no | 0 | 0 | 0 | 5779.799 | 0
| 9199.855 | 0 | no | Surplus | yes |  | 0 | 0 | 0 | 2790.5129 | 0 | no | 0 | 0 | 0 | 2790.5129 | 4860 | no | 9199.855 | 0 | 23980.7357 |  |  | 0 |  |  | 0 | 0 | 0 | 0 | 0 |  | 0 | 0 | 0 | 0 | 0 | 9199.855 | 14927.8443 | 7455.312 | 0 | yes | Deficit |  |  | 0 | 0 | 0 | 0 | 0 |  | 0 | 0 | 0 | 0 | 5211.1766 | yes |  | 0 | 0 | 0 | 5211.1766 | 0 | no | 0 | 0 | 0 | 5211.1766 | 0
| 11134.2846 | 0 | yes | Deficit |  |  | 0 | 0 | 0 | 0 | 0 |  | 0 | 0 | 0 | 0 | 4860 | no |  | 0 | 18399.71 | no | 11134.2846 | 0 | no | no | 0 | 0 | 0 | 0 | 0 |  | 0 | 0 | 0 | 0 | 0 | 11134.2846 | 14794.1375 | 9022.9211 | 0 | yes | Deficit |  |  | 0 | 0 | 0 | 0 | 0 |  | 0 | 0 | 0 | 0 | 7338.8255 | yes |  | 0 | 0 | 0 | 7338.8255 | 0 | no | 0 | 0 | 0 | 7338.8255 | 0
| 11172.4365 | 0 | yes | Deficit |  |  | 0 | 0 | 0 | 0 | 0 |  | 0 | 0 | 0 | 0 | 4860 | no |  | 0 | 22268.5692 | no | 11172.4365 | 0 | no | no | 0 | 0 | 0 | 0 | 0 |  | 0 | 0 | 0 | 0 | 0 | 11172.4365 | 15215.8869 | 9053.8384 | 0 | yes | Deficit |  |  | 0 | 0 | 0 | 0 | 0 |  | 0 | 0 | 0 | 0 | 6192.9659 | yes |  | 0 | 0 | 0 | 6192.9659 | 0 | no | 0 | 0 | 0 | 6192.9659 | 0
| 11368.1849 | 0 | yes | Deficit |  |  | 0 | 0 | 0 | 0 | 0 |  | 0 | 0 | 0 | 0 | 4860 | no |  | 0 | 22344.8731 | no | 11368.1849 | 0 | no | no | 0 | 0 | 0 | 0 | 0 |  | 0 | 0 | 0 | 0 | 0 | 11368.1849 | 14193.1316 | 9212.4675 | 0 | yes | Deficit |  |  | 0 | 0 | 0 | 0 | 0 |  | 0 | 0 | 0 | 0 | 5139.2932 | yes |  | 0 | 0 | 0 | 5139.2932 | 0 | no | 0 | 0 | 0 | 5139.2932 | 0
| 9471.344 | 0 | no | Surplus | yes |  | 0 | 0 | 0 | 1896.841 | 0 | no | 0 | 0 | 0 | 1896.841 | 4860 | no | 9471.344 | 0 | 22736.3699 |  |  | 0 |  |  | 0 | 0 | 0 | 0 | 0 |  | 0 | 0 | 0 | 0 | 0 | 9471.344 | 14625.6945 | 7675.3193 | 0 | yes | Deficit |  |  | 0 | 0 | 0 | 0 | 0 |  | 0 | 0 | 0 | 0 | 5413.227 | yes |  | 0 | 0 | 0 | 5413.227 | 0 | no | 0 | 0 | 0 | 5413.227 | 0
| 10603.2771 | 0 | yes | Deficit |  |  | 0 | 0 | 0 | 0 | 0 |  | 0 | 0 | 0 | 0 | 4860 | no |  | 0 | 18942.6879 | no | 10603.2771 | 0 | no | no | 0 | 0 | 0 | 0 | 0 |  | 0 | 0 | 0 | 0 | 0 | 10603.2771 | 15482.8419 | 8592.6071 | 0 | yes | Deficit |  |  | 0 | 0 | 0 | 0 | 0 |  | 0 | 0 | 0 | 0 | 7807.5227 | yes |  | 0 | 0 | 0 | 7807.5227 | 0 | no | 0 | 0 | 0 | 7807.5227 | 0
| 9523.0015 | 0 | no | Surplus | yes |  | 0 | 0 | 0 | 1080.2756 | 0 | no | 0 | 0 | 0 | 1080.2756 | 4860 | no | 9523.0015 | 0 | 21206.5542 |  |  | 0 |  |  | 0 | 0 | 0 | 0 | 0 |  | 0 | 0 | 0 | 0 | 0 | 9523.0015 | 15927.5929 | 7717.1812 | 0 | yes | Deficit |  |  | 0 | 0 | 0 | 0 | 0 |  | 0 | 0 | 0 | 0 | 7334.9858 | yes |  | 0 | 0 | 0 | 7334.9858 | 0 | no | 0 | 0 | 0 | 7334.9858 | 0
| 10654.8766 | 0 | yes | Deficit |  |  | 0 | 0 | 0 | 0 | 0 |  | 0 | 0 | 0 | 0 | 4860 | no |  | 0 | 19046.0031 | no | 10654.8766 | 0 | no | no | 0 | 0 | 0 | 0 | 0 |  | 0 | 0 | 0 | 0 | 0 | 10654.8766 | 15628.1813 | 8634.4219 | 0 | yes | Deficit |  |  | 0 | 0 | 0 | 0 | 0 |  | 0 | 0 | 0 | 0 | 7911.0002 | yes |  | 0 | 0 | 0 | 7911.0002 | 0 | no | 0 | 0 | 0 | 7911.0002 | 0
| 11865.3855 | 0 | yes | Deficit |  |  | 0 | 0 | 0 | 0 | 0 |  | 0 | 0 | 0 | 0 | 4860 | no |  | 0 | 21309.7533 | no | 11865.3855 | 0 | no | no | 0 | 0 | 0 | 0 | 0 |  | 0 | 0 | 0 | 0 | 0 | 11865.3855 | 14374.2628 | 9615.3854 | 0 | yes | Deficit |  |  | 0 | 0 | 0 | 0 | 0 |  | 0 | 0 | 0 | 0 | 5739.8409 | yes |  | 0 | 0 | 0 | 5739.8409 | 0 | no | 0 | 0 | 0 | 5739.8409 | 0
| 8128.2873 | 0 | no | Surplus | yes |  | 0 | 0 | 0 | 3737.0983 | 0 | no | 0 | 0 | 0 | 3737.0983 | 4860 | no | 8128.2873 | 0 | 23730.771 |  |  | 0 |  |  | 0 | 0 | 0 | 0 | 0 |  | 0 | 0 | 0 | 0 | 0 | 8128.2873 | 12961.2504 | 6586.9427 | 0 | yes | Deficit |  |  | 0 | 0 | 0 | 0 | 0 |  | 0 | 0 | 0 | 0 | 3345.865 | yes |  | 0 | 0 | 0 | 3345.865 | 0 | no | 0 | 0 | 0 | 3345.865 | 0
| 7905.6673 | 0 | no | Surplus | yes |  | 0 | 0 | 0 | 222.6199 | 0 | no | 0 | 0 | 0 | 222.6199 | 4860 | no | 7905.6673 | 0 | 16256.5745 |  |  | 0 |  |  | 0 | 0 | 0 | 0 | 0 |  | 0 | 0 | 0 | 0 | 0 | 7905.6673 | 14069.7231 | 6406.5375 | 0 | yes | Deficit |  |  | 0 | 0 | 0 | 0 | 0 |  | 0 | 0 | 0 | 0 | 7482.7805 | yes |  | 0 | 0 | 0 | 7482.7805 | 0 | no | 0 | 0 | 0 | 7482.7805 | 0
| 9072.6498 | 0 | yes | Deficit |  |  | 0 | 0 | 0 | 0 | 0 |  | 0 | 0 | 0 | 0 | 4860 | no |  | 0 | 15811.3347 | no | 9072.6498 | 0 | no | no | 0 | 0 | 0 | 0 | 0 |  | 0 | 0 | 0 | 0 | 0 | 9072.6498 | 12008.0636 | 7352.2283 | 0 | yes | Deficit |  |  | 0 | 0 | 0 | 0 | 0 |  | 0 | 0 | 0 | 0 | 5601.5261 | yes |  | 0 | 0 | 0 | 5601.5261 | 0 | no | 0 | 0 | 0 | 5601.5261 | 0
| 6990.2793 | 0 | no | Surplus | yes |  | 0 | 0 | 0 | 2082.3704 | 0 | no | 0 | 0 | 0 | 2082.3704 | 4860 | no | 6990.2793 | 0 | 18145.2995 |  |  | 0 |  |  | 0 | 0 | 0 | 0 | 0 |  | 0 | 0 | 0 | 0 | 0 | 6990.2793 | 11834.8016 | 5664.732 | 0 | yes | Deficit |  |  | 0 | 0 | 0 | 0 | 0 |  | 0 | 0 | 0 | 0 | 4482.5732 | yes |  | 0 | 0 | 0 | 4482.5732 | 0 | no | 0 | 0 | 0 | 4482.5732 | 0
| 7556.8676 | 0 | yes | Deficit |  |  | 0 | 0 | 0 | 0 | 0 |  | 0 | 0 | 0 | 0 | 4860 | no |  | 0 | 13980.5587 | no | 7556.8676 | 0 | no | no | 0 | 0 | 0 | 0 | 0 |  | 0 | 0 | 0 | 0 | 0 | 7556.8676 | 14702.1177 | 6123.8798 | 0 | yes | Deficit |  |  | 0 | 0 | 0 | 0 | 0 |  | 0 | 0 | 0 | 0 | 9037.3856 | yes |  | 0 | 0 | 0 | 9037.3856 | 0 | no | 0 | 0 | 0 | 9037.3856 | 0
| 6823.392 | 0 | no | Surplus | yes |  | 0 | 0 | 0 | 733.4756 | 0 | no | 0 | 0 | 0 | 733.4756 | 4860 | no | 6823.392 | 0 | 15113.7353 |  |  | 0 |  |  | 0 | 0 | 0 | 0 | 0 |  | 0 | 0 | 0 | 0 | 0 | 6823.392 | 14504.1785 | 5529.4911 | 0 | yes | Deficit |  |  | 0 | 0 | 0 | 0 | 0 |  | 0 | 0 | 0 | 0 | 8380.2987 | yes |  | 0 | 0 | 0 | 8380.2987 | 0 | no | 0 | 0 | 0 | 8380.2987 | 0
| 11356.9825 | 0 | yes | Deficit |  |  | 0 | 0 | 0 | 0 | 0 |  | 0 | 0 | 0 | 0 | 4860 | no |  | 0 | 13646.7841 | no | 11356.9825 | 0 | no | no | 0 | 0 | 0 | 0 | 0 |  | 0 | 0 | 0 | 0 | 0 | 11356.9825 | 14608.3635 | 9203.3894 | 0 | yes | Deficit |  |  | 0 | 0 | 0 | 0 | 0 |  | 0 | 0 | 0 | 0 | 9078.8724 | yes |  | 0 | 0 | 0 | 9078.8724 | 0 | no | 0 | 0 | 0 | 9078.8724 | 0
| 8167.2362 | 0 | no | Surplus | yes |  | 0 | 0 | 0 | 3189.7462 | 0 | no | 0 | 0 | 0 | 3189.7462 | 4860 | no | 8167.2362 | 0 | 22713.9649 |  |  | 0 |  |  | 0 | 0 | 0 | 0 | 0 |  | 0 | 0 | 0 | 0 | 0 | 8167.2362 | 15022.1871 | 6618.5059 | 0 | yes | Deficit |  |  | 0 | 0 | 0 | 0 | 0 |  | 0 | 0 | 0 | 0 | 5818.7978 | yes |  | 0 | 0 | 0 | 5818.7978 | 0 | no | 0 | 0 | 0 | 5818.7978 | 0
| 12421.1097 | 0 | yes | Deficit |  |  | 0 | 0 | 0 | 0 | 0 |  | 0 | 0 | 0 | 0 | 4860 | no |  | 0 | 16334.4725 | no | 12421.1097 | 0 | no | no | 0 | 0 | 0 | 0 | 0 |  | 0 | 0 | 0 | 0 | 0 | 12421.1097 | 15680.467 | 10065.7291 | 0 | yes | Deficit |  |  | 0 | 0 | 0 | 0 | 0 |  | 0 | 0 | 0 | 0 | 9061.9611 | yes |  | 0 | 0 | 0 | 9061.9611 | 0 | no | 0 | 0 | 0 | 9061.9611 | 0
| 10525.1541 | 0 | no | Surplus | yes |  | 0 | 0 | 0 | 1895.9556 | 0 | no | 0 | 0 | 0 | 1895.9556 | 4860 | no | 10525.1541 | 0 | 24300 |  |  | 0 |  |  | 0 | 0 | 0 | 0 | 0 |  | 0 | 0 | 0 | 0 | 0 | 10525.1541 | 15454.1551 | 8529.2983 | 0 | yes | Deficit |  |  | 0 | 0 | 0 | 0 | 0 |  | 0 | 0 | 0 | 0 | 5388.426 | yes |  | 0 | 0 | 0 | 5388.426 | 0 | no | 0 | 0 | 0 | 5388.426 | 0
| 9642.7622 | 0 | no | Surplus | yes |  | 0 | 0 | 0 | 882.3918 | 0 | no | 0 | 0 | 0 | 882.3918 | 4860 | no | 9642.7622 | 0 | 21050.3082 |  |  | 0 |  |  | 0 | 0 | 0 | 0 | 0 |  | 0 | 0 | 0 | 0 | 0 | 9642.7622 | 14825.5262 | 7814.232 | 0 | yes | Deficit |  |  | 0 | 0 | 0 | 0 | 0 |  | 0 | 0 | 0 | 0 | 6296.2279 | yes |  | 0 | 0 | 0 | 6296.2279 | 0 | no | 0 | 0 | 0 | 6296.2279 | 0
| 10681.3562 | 0 | yes | Deficit |  |  | 0 | 0 | 0 | 0 | 0 |  | 0 | 0 | 0 | 0 | 4860 | no |  | 0 | 19285.5245 | no | 10681.3562 | 0 | no | no | 0 | 0 | 0 | 0 | 0 |  | 0 | 0 | 0 | 0 | 0 | 10681.3562 | 15924.9406 | 8655.8802 | 0 | yes | Deficit |  |  | 0 | 0 | 0 | 0 | 0 |  | 0 | 0 | 0 | 0 | 8110.7087 | yes |  | 0 | 0 | 0 | 8110.7087 | 0 | no | 0 | 0 | 0 | 8110.7087 | 0
| 10706.8639 | 0 | yes | Deficit |  |  | 0 | 0 | 0 | 0 | 0 |  | 0 | 0 | 0 | 0 | 4860 | no |  | 0 | 21362.7124 | no | 10706.8639 | 0 | no | no | 0 | 0 | 0 | 0 | 0 |  | 0 | 0 | 0 | 0 | 0 | 10706.8639 | 14543.7431 | 8676.551 | 0 | yes | Deficit |  |  | 0 | 0 | 0 | 0 | 0 |  | 0 | 0 | 0 | 0 | 5887.8628 | yes |  | 0 | 0 | 0 | 5887.8628 | 0 | no | 0 | 0 | 0 | 5887.8628 | 0
| 10289.1743 | 0 | no | Surplus | yes |  | 0 | 0 | 0 | 417.6897 | 0 | no | 0 | 0 | 0 | 417.6897 | 4860 | no | 10289.1743 | 0 | 21413.7279 |  |  | 0 |  |  | 0 | 0 | 0 | 0 | 0 |  | 0 | 0 | 0 | 0 | 0 | 10289.1743 | 13853.3132 | 8338.0667 | 0 | yes | Deficit |  |  | 0 | 0 | 0 | 0 | 0 |  | 0 | 0 | 0 | 0 | 5176.7622 | yes |  | 0 | 0 | 0 | 5176.7622 | 0 | no | 0 | 0 | 0 | 5176.7622 | 0
| 11796.2587 | 0 | yes | Deficit |  |  | 0 | 0 | 0 | 0 | 0 |  | 0 | 0 | 0 | 0 | 4860 | no |  | 0 | 20578.3486 | no | 11796.2587 | 0 | no | no | 0 | 0 | 0 | 0 | 0 |  | 0 | 0 | 0 | 0 | 0 | 11796.2587 | 13601.358 | 9559.3669 | 0 | yes | Deficit |  |  | 0 | 0 | 0 | 0 | 0 |  | 0 | 0 | 0 | 0 | 5263.2913 | yes |  | 0 | 0 | 0 | 5263.2913 | 0 | no | 0 | 0 | 0 | 5263.2913 | 0
| 10535.6318 | 0 | no | Surplus | yes |  | 0 | 0 | 0 | 1260.6269 | 0 | no | 0 | 0 | 0 | 1260.6269 | 4860 | no | 10535.6318 | 0 | 23592.5175 |  |  | 0 |  |  | 0 | 0 | 0 | 0 | 0 |  | 0 | 0 | 0 | 0 | 0 | 10535.6318 | 13872.3557 | 8537.7891 | 0 | yes | Deficit |  |  | 0 | 0 | 0 | 0 | 0 |  | 0 | 0 | 0 | 0 | 4312.9888 | yes |  | 0 | 0 | 0 | 4312.9888 | 0 | no | 0 | 0 | 0 | 4312.9888 | 0
| 11351.2773 | 0 | yes | Deficit |  |  | 0 | 0 | 0 | 0 | 0 |  | 0 | 0 | 0 | 0 | 4860 | no |  | 0 | 21071.2636 | no | 11351.2773 | 0 | no | no | 0 | 0 | 0 | 0 | 0 |  | 0 | 0 | 0 | 0 | 0 | 11351.2773 | 13601.5159 | 9198.7661 | 0 | yes | Deficit |  |  | 0 | 0 | 0 | 0 | 0 |  | 0 | 0 | 0 | 0 | 5063.7268 | yes |  | 0 | 0 | 0 | 5063.7268 | 0 | no | 0 | 0 | 0 | 5063.7268 | 0
| 12645.6743 | 0 | yes | Deficit |  |  | 0 | 0 | 0 | 0 | 0 |  | 0 | 0 | 0 | 0 | 4860 | no |  | 0 | 22702.5546 | no | 12645.6743 | 0 | no | no | 0 | 0 | 0 | 0 | 0 |  | 0 | 0 | 0 | 0 | 0 | 12645.6743 | 13550.3505 | 10247.7101 | 0 | yes | Deficit |  |  | 0 | 0 | 0 | 0 | 0 |  | 0 | 0 | 0 | 0 | 4351.5844 | yes |  | 0 | 0 | 0 | 4351.5844 | 0 | no | 0 | 0 | 0 | 4351.5844 | 0
| 13500.7865 | 0 | yes | Deficit |  |  | 0 | 0 | 0 | 0 | 0 |  | 0 | 0 | 0 | 0 | 4860 | no |  | 0 | 24300 | no | 13500.7865 | 0 | no | no | 0 | 0 | 0 | 0 | 0 |  | 0 | 0 | 0 | 0 | 0 | 13500.7865 | 13553.7033 | 10940.6697 | 0 | yes | Deficit |  |  | 0 | 0 | 0 | 0 | 0 |  | 0 | 0 | 0 | 0 | 3305.9932 | yes |  | 0 | 0 | 0 | 3305.9932 | 0 | no | 0 | 0 | 0 | 3305.9932 | 0
| 13954.8726 | 0 | yes | Deficit |  |  | 0 | 0 | 0 | 0 | 0 |  | 0 | 0 | 0 | 0 | 4860 | no |  | 0 | 24300 | no | 13954.8726 | 0 | no | no | 0 | 0 | 0 | 0 | 0 |  | 0 | 0 | 0 | 0 | 0 | 13954.8726 | 13313.0859 | 11308.6488 | 0 | yes | Deficit |  |  | 0 | 0 | 0 | 0 | 0 |  | 0 | 0 | 0 | 0 | 2372.4161 | yes |  | 0 | 0 | 0 | 2372.4161 | 0 | no | 0 | 0 | 0 | 2372.4161 | 0
| 13635.4543 | 0 | no | Surplus | yes |  | 0 | 0 | 0 | 319.4183 | 0 | no | 0 | 0 | 0 | 319.4183 | 4860 | no | 13635.4543 | 0 | 24300 |  |  | 0 |  |  | 0 | 0 | 0 | 0 | 0 |  | 0 | 0 | 0 | 0 | 0 | 13635.4543 | 11565.2299 | 11049.8009 | 0 | yes | Deficit |  |  | 0 | 0 | 0 | 0 | 0 |  | 0 | 0 | 0 | 0 | 256.5811 | yes |  | 0 | 0 | 0 | 256.5811 | 0 | no | 0 | 0 | 0 | 256.5811 | 0
| 11797.8821 | 0 | no | Surplus | yes |  | 0 | 0 | 0 | 1837.5722 | 0 | no | 0 | 0 | 0 | 1837.5722 | 4860 | no | 11797.8821 | 0 | 24300 |  |  | 0 |  |  | 0 | 0 | 0 | 0 | 0 |  | 0 | 0 | 0 | 0 | 0 | 11797.8821 | 10138.6755 | 9560.6824 | 0 | no | Surplus | yes |  | 0 | 0 | 0 | 911.1254 | 0 | no | 0 | 0 | 0 | 911.1254 | 0 |  |  | 0 | 0 | 0 | 0 | 0 |  | 0 | 0 | 0 | 0 | 0
| 11620.4846 | 0 | no | Surplus | yes |  | 0 | 0 | 0 | 177.3975 | 0 | no | 0 | 0 | 0 | 177.3975 | 4860 | no | 11620.4846 | 0 | 23595.7642 |  |  | 0 |  |  | 0 | 0 | 0 | 0 | 0 |  | 0 | 0 | 0 | 0 | 0 | 11620.4846 | 10929.8465 | 9416.9243 | 0 | yes | Deficit |  |  | 0 | 0 | 0 | 0 | 0 |  | 0 | 0 | 0 | 0 | 1369.1641 | yes |  | 0 | 0 | 0 | 1369.1641 | 0 | no | 0 | 0 | 0 | 1369.1641 | 0
| 11178.1231 | 0 | no | Surplus | yes |  | 0 | 0 | 0 | 442.3615 | 0 | no | 0 | 0 | 0 | 442.3615 | 4860 | no | 11178.1231 | 0 | 23240.9692 |  |  | 0 |  |  | 0 | 0 | 0 | 0 | 0 |  | 0 | 0 | 0 | 0 | 0 | 11178.1231 | 9736.7604 | 9058.4466 | 0 | yes | Deficit |  |  | 0 | 0 | 0 | 0 | 0 |  | 0 | 0 | 0 | 0 | 319.836 | yes |  | 0 | 0 | 0 | 319.836 | 0 | no | 0 | 0 | 0 | 319.836 | 0
| 11340.724 | 0 | yes | Deficit |  |  | 0 | 0 | 0 | 0 | 0 |  | 0 | 0 | 0 | 0 | 4860 | no |  | 0 | 22356.2462 | no | 11340.724 | 0 | no | no | 0 | 0 | 0 | 0 | 0 |  | 0 | 0 | 0 | 0 | 0 | 11340.724 | 9764.1794 | 9190.2139 | 0 | yes | Deficit |  |  | 0 | 0 | 0 | 0 | 0 |  | 0 | 0 | 0 | 0 | 705.7328 | yes |  | 0 | 0 | 0 | 705.7328 | 0 | no | 0 | 0 | 0 | 705.7328 | 0
| 11234.015 | 0 | no | Surplus | yes |  | 0 | 0 | 0 | 106.7089 | 0 | no | 0 | 0 | 0 | 106.7089 | 4860 | no | 11234.015 | 0 | 22681.4479 |  |  | 0 |  |  | 0 | 0 | 0 | 0 | 0 |  | 0 | 0 | 0 | 0 | 0 | 11234.015 | 10672.1653 | 9103.7399 | 0 | yes | Deficit |  |  | 0 | 0 | 0 | 0 | 0 |  | 0 | 0 | 0 | 0 | 1481.9514 | yes |  | 0 | 0 | 0 | 1481.9514 | 0 | no | 0 | 0 | 0 | 1481.9514 | 0
| 11985.0196 | 0 | yes | Deficit |  |  | 0 | 0 | 0 | 0 | 0 |  | 0 | 0 | 0 | 0 | 4860 | no |  | 0 | 22468.03 | no | 11985.0196 | 0 | no | no | 0 | 0 | 0 | 0 | 0 |  | 0 | 0 | 0 | 0 | 0 | 11985.0196 | 10640.7212 | 9712.3336 | 0 | yes | Deficit |  |  | 0 | 0 | 0 | 0 | 0 |  | 0 | 0 | 0 | 0 | 1536.9814 | yes |  | 0 | 0 | 0 | 1536.9814 | 0 | no | 0 | 0 | 0 | 1536.9814 | 0
| 12005.8664 | 0 | yes | Deficit |  |  | 0 | 0 | 0 | 0 | 0 |  | 0 | 0 | 0 | 0 | 4860 | no |  | 0 | 23970.0393 | no | 12005.8664 | 0 | no | no | 0 | 0 | 0 | 0 | 0 |  | 0 | 0 | 0 | 0 | 0 | 12005.8664 | 12646.5987 | 9729.2272 | 0 | yes | Deficit |  |  | 0 | 0 | 0 | 0 | 0 |  | 0 | 0 | 0 | 0 | 2934.2651 | yes |  | 0 | 0 | 0 | 2934.2651 | 0 | no | 0 | 0 | 0 | 2934.2651 | 0
| 13069.0389 | 0 | yes | Deficit |  |  | 0 | 0 | 0 | 0 | 0 |  | 0 | 0 | 0 | 0 | 4860 | no |  | 0 | 24011.7328 | no | 13069.0389 | 0 | no | no | 0 | 0 | 0 | 0 | 0 |  | 0 | 0 | 0 | 0 | 0 | 13069.0389 | 11725.1685 | 10590.7932 | 0 | yes | Deficit |  |  | 0 | 0 | 0 | 0 | 0 |  | 0 | 0 | 0 | 0 | 1995.9413 | yes |  | 0 | 0 | 0 | 1995.9413 | 0 | no | 0 | 0 | 0 | 1995.9413 | 0
| 13299.0101 | 0 | yes | Deficit |  |  | 0 | 0 | 0 | 0 | 0 |  | 0 | 0 | 0 | 0 | 4860 | no |  | 0 | 24300 | no | 13299.0101 | 0 | no | no | 0 | 0 | 0 | 0 | 0 |  | 0 | 0 | 0 | 0 | 0 | 13299.0101 | 11932.3277 | 10777.1557 | 0 | yes | Deficit |  |  | 0 | 0 | 0 | 0 | 0 |  | 0 | 0 | 0 | 0 | 1341.5344 | yes |  | 0 | 0 | 0 | 1341.5344 | 0 | no | 0 | 0 | 0 | 1341.5344 | 0
| 16071.9648 | 0 | yes | Deficit |  |  | 0 | 0 | 0 | 0 | 0 |  | 0 | 0 | 0 | 0 | 4860 | no |  | 0 | 24300 | no | 16071.9648 | 0 | no | no | 0 | 0 | 0 | 0 | 0 |  | 0 | 0 | 0 | 0 | 0 | 16071.9648 | 11782.625 | 13024.2827 | 0 | yes | Deficit |  |  | 0 | 0 | 0 | 0 | 0 |  | 0 | 0 | 0 | 0 | 1005.4694 | yes |  | 0 | 0 | 0 | 1005.4694 | 0 | no | 0 | 0 | 0 | 1005.4694 | 0
| 16043.86 | 0 | no | Surplus | yes |  | 0 | 0 | 0 | 28.1049 | 0 | no | 0 | 0 | 0 | 28.1049 | 4860 | no | 16043.86 | 0 | 24300 |  |  | 0 |  |  | 0 | 0 | 0 | 0 | 0 |  | 0 | 0 | 0 | 0 | 0 | 16043.86 | 11599.6719 | 13001.5073 | 0 | no | Surplus | yes |  | 0 | 0 | 0 | 1424.6107 | 0 | no | 0 | 0 | 0 | 1424.6107 | 0 |  |  | 0 | 0 | 0 | 0 | 0 |  | 0 | 0 | 0 | 0 | 0
| 13397.0997 | 0 | no | Surplus | yes |  | 0 | 0 | 0 | 2646.7603 | 0 | no | 0 | 0 | 0 | 2646.7603 | 4860 | no | 13397.0997 | 0 | 24300 |  |  | 0 |  |  | 0 | 0 | 0 | 0 | 0 |  | 0 | 0 | 0 | 0 | 0 | 13397.0997 | 11441.9114 | 10856.6448 | 0 | no | Surplus | yes |  | 0 | 0 | 0 | 1559.5958 | 0 | no | 0 | 0 | 0 | 1559.5958 | 0 |  |  | 0 | 0 | 0 | 0 | 0 |  | 0 | 0 | 0 | 0 | 0
| 11016.3022 | 0 | no | Surplus | yes |  | 0 | 0 | 0 | 2380.7975 | 0 | no | 0 | 0 | 0 | 2380.7975 | 4860 | no | 11016.3022 | 0 | 24300 |  |  | 0 |  |  | 0 | 0 | 0 | 0 | 0 |  | 0 | 0 | 0 | 0 | 0 | 11016.3022 | 11926.5211 | 8927.3113 | 0 | yes | Deficit |  |  | 0 | 0 | 0 | 0 | 0 |  | 0 | 0 | 0 | 0 | 1069.8763 | yes |  | 0 | 0 | 0 | 1069.8763 | 0 | no | 0 | 0 | 0 | 1069.8763 | 0
| 11669.2613 | 0 | yes | Deficit |  |  | 0 | 0 | 0 | 0 | 0 |  | 0 | 0 | 0 | 0 | 4860 | no |  | 0 | 22032.6043 | no | 11669.2613 | 0 | no | no | 0 | 0 | 0 | 0 | 0 |  | 0 | 0 | 0 | 0 | 0 | 11669.2613 | 11634.327 | 9456.4516 | 0 | yes | Deficit |  |  | 0 | 0 | 0 | 0 | 0 |  | 0 | 0 | 0 | 0 | 2707.0157 | yes |  | 0 | 0 | 0 | 2707.0157 | 0 | no | 0 | 0 | 0 | 2707.0157 | 0
| 10954.3598 | 0 | no | Surplus | yes |  | 0 | 0 | 0 | 714.9015 | 0 | no | 0 | 0 | 0 | 714.9015 | 4860 | no | 10954.3598 | 0 | 23338.5227 |  |  | 0 |  |  | 0 | 0 | 0 | 0 | 0 |  | 0 | 0 | 0 | 0 | 0 | 10954.3598 | 11699.8336 | 8877.1149 | 0 | yes | Deficit |  |  | 0 | 0 | 0 | 0 | 0 |  | 0 | 0 | 0 | 0 | 2243.382 | yes |  | 0 | 0 | 0 | 2243.382 | 0 | no | 0 | 0 | 0 | 2243.382 | 0
| 13063.3779 | 0 | yes | Deficit |  |  | 0 | 0 | 0 | 0 | 0 |  | 0 | 0 | 0 | 0 | 4860 | no |  | 0 | 21908.7196 | no | 13063.3779 | 0 | no | no | 0 | 0 | 0 | 0 | 0 |  | 0 | 0 | 0 | 0 | 0 | 13063.3779 | 14006.8128 | 10586.2057 | 0 | yes | Deficit |  |  | 0 | 0 | 0 | 0 | 0 |  | 0 | 0 | 0 | 0 | 5129.6979 | yes |  | 0 | 0 | 0 | 5129.6979 | 0 | no | 0 | 0 | 0 | 5129.6979 | 0
| 12930.6387 | 0 | no | Surplus | yes |  | 0 | 0 | 0 | 132.7391 | 0 | no | 0 | 0 | 0 | 132.7391 | 4860 | no | 12930.6387 | 0 | 24300 |  |  | 0 |  |  | 0 | 0 | 0 | 0 | 0 |  | 0 | 0 | 0 | 0 | 0 | 12930.6387 | 14988.4458 | 10478.6375 | 0 | yes | Deficit |  |  | 0 | 0 | 0 | 0 | 0 |  | 0 | 0 | 0 | 0 | 4402.24 | yes |  | 0 | 0 | 0 | 4402.24 | 0 | no | 0 | 0 | 0 | 4402.24 | 0
| 13748.6561 | 0 | yes | Deficit |  |  | 0 | 0 | 0 | 0 | 0 |  | 0 | 0 | 0 | 0 | 4860 | no |  | 0 | 24300 | no | 13748.6561 | 0 | no | no | 0 | 0 | 0 | 0 | 0 |  | 0 | 0 | 0 | 0 | 0 | 13748.6561 | 14688.0528 | 11141.5366 | 0 | yes | Deficit |  |  | 0 | 0 | 0 | 0 | 0 |  | 0 | 0 | 0 | 0 | 4209.4153 | yes |  | 0 | 0 | 0 | 4209.4153 | 0 | no | 0 | 0 | 0 | 4209.4153 | 0
| 12962.5222 | 0 | no | Surplus | yes |  | 0 | 0 | 0 | 786.1339 | 0 | no | 0 | 0 | 0 | 786.1339 | 4860 | no | 12962.5222 | 0 | 24300 |  |  | 0 |  |  | 0 | 0 | 0 | 0 | 0 |  | 0 | 0 | 0 | 0 | 0 | 12962.5222 | 14405.5285 | 10504.4751 | 0 | yes | Deficit |  |  | 0 | 0 | 0 | 0 | 0 |  | 0 | 0 | 0 | 0 | 3263.992 | yes |  | 0 | 0 | 0 | 3263.992 | 0 | no | 0 | 0 | 0 | 3263.992 | 0
| 14033.9401 | 0 | yes | Deficit |  |  | 0 | 0 | 0 | 0 | 0 |  | 0 | 0 | 0 | 0 | 4860 | no |  | 0 | 24300 | no | 14033.9401 | 0 | no | no | 0 | 0 | 0 | 0 | 0 |  | 0 | 0 | 0 | 0 | 0 | 14033.9401 | 14198.8428 | 11372.7229 | 0 | yes | Deficit |  |  | 0 | 0 | 0 | 0 | 0 |  | 0 | 0 | 0 | 0 | 3694.3677 | yes |  | 0 | 0 | 0 | 3694.3677 | 0 | no | 0 | 0 | 0 | 3694.3677 | 0
| 14544.5895 | 0 | yes | Deficit |  |  | 0 | 0 | 0 | 0 | 0 |  | 0 | 0 | 0 | 0 | 4860 | no |  | 0 | 24300 | no | 14544.5895 | 0 | no | no | 0 | 0 | 0 | 0 | 0 |  | 0 | 0 | 0 | 0 | 0 | 14544.5895 | 13922.4077 | 11786.5393 | 0 | yes | Deficit |  |  | 0 | 0 | 0 | 0 | 0 |  | 0 | 0 | 0 | 0 | 2549.6847 | yes |  | 0 | 0 | 0 | 2549.6847 | 0 | no | 0 | 0 | 0 | 2549.6847 | 0
| 13787.521 | 0 | no | Surplus | yes |  | 0 | 0 | 0 | 757.0685 | 0 | no | 0 | 0 | 0 | 757.0685 | 4860 | no | 13787.521 | 0 | 24300 |  |  | 0 |  |  | 0 | 0 | 0 | 0 | 0 |  | 0 | 0 | 0 | 0 | 0 | 13787.521 | 12431.4595 | 11173.0316 | 0 | yes | Deficit |  |  | 0 | 0 | 0 | 0 | 0 |  | 0 | 0 | 0 | 0 | 644.9202 | yes |  | 0 | 0 | 0 | 644.9202 | 0 | no | 0 | 0 | 0 | 644.9202 | 0
| 12050.2654 | 0 | no | Surplus | yes |  | 0 | 0 | 0 | 1737.2556 | 0 | no | 0 | 0 | 0 | 1737.2556 | 4860 | no | 12050.2654 | 0 | 24300 |  |  | 0 |  |  | 0 | 0 | 0 | 0 | 0 |  | 0 | 0 | 0 | 0 | 0 | 12050.2654 | 11911.5903 | 9765.207 | 0 | yes | Deficit |  |  | 0 | 0 | 0 | 0 | 0 |  | 0 | 0 | 0 | 0 | 738.5587 | yes |  | 0 | 0 | 0 | 738.5587 | 0 | no | 0 | 0 | 0 | 738.5587 | 0
| 13376.7951 | 0 | yes | Deficit |  |  | 0 | 0 | 0 | 0 | 0 |  | 0 | 0 | 0 | 0 | 4860 | no |  | 0 | 24100.5309 | no | 13376.7951 | 0 | no | no | 0 | 0 | 0 | 0 | 0 |  | 0 | 0 | 0 | 0 | 0 | 13376.7951 | 12176.977 | 10840.1905 | 0 | yes | Deficit |  |  | 0 | 0 | 0 | 0 | 0 |  | 0 | 0 | 0 | 0 | 2411.77 | yes |  | 0 | 0 | 0 | 2411.77 | 0 | no | 0 | 0 | 0 | 2411.77 | 0
| 13914.7439 | 0 | yes | Deficit |  |  | 0 | 0 | 0 | 0 | 0 |  | 0 | 0 | 0 | 0 | 4860 | no |  | 0 | 24300 | no | 13914.7439 | 0 | no | no | 0 | 0 | 0 | 0 | 0 |  | 0 | 0 | 0 | 0 | 0 | 13914.7439 | 12178.3076 | 11276.1296 | 0 | yes | Deficit |  |  | 0 | 0 | 0 | 0 | 0 |  | 0 | 0 | 0 | 0 | 1338.1171 | yes |  | 0 | 0 | 0 | 1338.1171 | 0 | no | 0 | 0 | 0 | 1338.1171 | 0
| 12675.2845 | 0 | no | Surplus | yes |  | 0 | 0 | 0 | 1239.4594 | 0 | no | 0 | 0 | 0 | 1239.4594 | 4860 | no | 12675.2845 | 0 | 24300 |  |  | 0 |  |  | 0 | 0 | 0 | 0 | 0 |  | 0 | 0 | 0 | 0 | 0 | 12675.2845 | 15424.22 | 10271.7054 | 0 | yes | Deficit |  |  | 0 | 0 | 0 | 0 | 0 |  | 0 | 0 | 0 | 0 | 4148.0904 | yes |  | 0 | 0 | 0 | 4148.0904 | 0 | no | 0 | 0 | 0 | 4148.0904 | 0
| 16446.6134 | 0 | yes | Deficit |  |  | 0 | 0 | 0 | 0 | 0 |  | 0 | 0 | 0 | 0 | 4860 | no |  | 0 | 24300 | no | 16446.6134 | 0 | no | no | 0 | 0 | 0 | 0 | 0 |  | 0 | 0 | 0 | 0 | 0 | 16446.6134 | 13735.1294 | 13327.8877 | 0 | yes | Deficit |  |  | 0 | 0 | 0 | 0 | 0 |  | 0 | 0 | 0 | 0 | 3463.424 | yes |  | 0 | 0 | 0 | 3463.424 | 0 | no | 0 | 0 | 0 | 3463.424 | 0
| 14414.2348 | 0 | no | Surplus | yes |  | 0 | 0 | 0 | 2032.3786 | 0 | no | 0 | 0 | 0 | 2032.3786 | 4860 | no | 14414.2348 | 0 | 24300 |  |  | 0 |  |  | 0 | 0 | 0 | 0 | 0 |  | 0 | 0 | 0 | 0 | 0 | 14414.2348 | 11822.5186 | 11680.9034 | 0 | no | Surplus | yes |  | 0 | 0 | 0 | 1505.3691 | 0 | no | 0 | 0 | 0 | 1505.3691 | 0 |  |  | 0 | 0 | 0 | 0 | 0 |  | 0 | 0 | 0 | 0 | 0
| 15289.8337 | 0 | yes | Deficit |  |  | 0 | 0 | 0 | 0 | 0 |  | 0 | 0 | 0 | 0 | 4860 | no |  | 0 | 24300 | no | 15289.8337 | 0 | no | no | 0 | 0 | 0 | 0 | 0 |  | 0 | 0 | 0 | 0 | 0 | 15289.8337 | 11782.0116 | 12390.4649 | 0 | yes | Deficit |  |  | 0 | 0 | 0 | 0 | 0 |  | 0 | 0 | 0 | 0 | 101.1081 | yes |  | 0 | 0 | 0 | 101.1081 | 0 | no | 0 | 0 | 0 | 101.1081 | 0
| 13811.3738 | 0 | no | Surplus | yes |  | 0 | 0 | 0 | 1478.46 | 0 | no | 0 | 0 | 0 | 1478.46 | 4860 | no | 13811.3738 | 0 | 24300 |  |  | 0 |  |  | 0 | 0 | 0 | 0 | 0 |  | 0 | 0 | 0 | 0 | 0 | 13811.3738 | 11314.1099 | 11192.3612 | 0 | no | Surplus | yes |  | 0 | 0 | 0 | 1076.355 | 0 | no | 0 | 0 | 0 | 1076.355 | 0 |  |  | 0 | 0 | 0 | 0 | 0 |  | 0 | 0 | 0 | 0 | 0
| 14880.6188 | 0 | yes | Deficit |  |  | 0 | 0 | 0 | 0 | 0 |  | 0 | 0 | 0 | 0 | 4860 | no |  | 0 | 24300 | no | 14880.6188 | 0 | no | no | 0 | 0 | 0 | 0 | 0 |  | 0 | 0 | 0 | 0 | 0 | 14880.6188 | 12053.6069 | 12058.8483 | 0 | yes | Deficit |  |  | 0 | 0 | 0 | 0 | 0 |  | 0 | 0 | 0 | 0 | 861.2457 | yes |  | 0 | 0 | 0 | 861.2457 | 0 | no | 0 | 0 | 0 | 861.2457 | 0
| 15111.5717 | 0 | yes | Deficit |  |  | 0 | 0 | 0 | 0 | 0 |  | 0 | 0 | 0 | 0 | 4860 | no |  | 0 | 24300 | no | 15111.5717 | 0 | no | no | 0 | 0 | 0 | 0 | 0 |  | 0 | 0 | 0 | 0 | 0 | 15111.5717 | 12440.2239 | 12246.0062 | 0 | yes | Deficit |  |  | 0 | 0 | 0 | 0 | 0 |  | 0 | 0 | 0 | 0 | 381.3755 | yes |  | 0 | 0 | 0 | 381.3755 | 0 | no | 0 | 0 | 0 | 381.3755 | 0
| 15151.6473 | 0 | yes | Deficit |  |  | 0 | 0 | 0 | 0 | 0 |  | 0 | 0 | 0 | 0 | 4860 | no |  | 0 | 24300 | no | 15151.6473 | 0 | no | no | 0 | 0 | 0 | 0 | 0 |  | 0 | 0 | 0 | 0 | 0 | 15151.6473 | 12342.0645 | 12278.4824 | 0 | yes | Deficit |  |  | 0 | 0 | 0 | 0 | 0 |  | 0 | 0 | 0 | 0 | 96.0583 | yes |  | 0 | 0 | 0 | 96.0583 | 0 | no | 0 | 0 | 0 | 96.0583 | 0
| 13544.585 | 0 | no | Surplus | yes |  | 0 | 0 | 0 | 1607.0623 | 0 | no | 0 | 0 | 0 | 1607.0623 | 4860 | no | 13544.585 | 0 | 24300 |  |  | 0 |  |  | 0 | 0 | 0 | 0 | 0 |  | 0 | 0 | 0 | 0 | 0 | 13544.585 | 11651.4291 | 10976.1629 | 0 | no | Surplus | yes |  | 0 | 0 | 0 | 627.0532 | 0 | no | 0 | 0 | 0 | 627.0532 | 0 |  |  | 0 | 0 | 0 | 0 | 0 |  | 0 | 0 | 0 | 0 | 0
| 13723.6305 | 0 | yes | Deficit |  |  | 0 | 0 | 0 | 0 | 0 |  | 0 | 0 | 0 | 0 | 4860 | no |  | 0 | 24300 | no | 13723.6305 | 0 | no | no | 0 | 0 | 0 | 0 | 0 |  | 0 | 0 | 0 | 0 | 0 | 13723.6305 | 13462.2669 | 11121.2565 | 0 | yes | Deficit |  |  | 0 | 0 | 0 | 0 | 0 |  | 0 | 0 | 0 | 0 | 2486.1041 | yes |  | 0 | 0 | 0 | 2486.1041 | 0 | no | 0 | 0 | 0 | 2486.1041 | 0
| 11864.6956 | 0 | no | Surplus | yes |  | 0 | 0 | 0 | 1858.9349 | 0 | no | 0 | 0 | 0 | 1858.9349 | 4860 | no | 11864.6956 | 0 | 24300 |  |  | 0 |  |  | 0 | 0 | 0 | 0 | 0 |  | 0 | 0 | 0 | 0 | 0 | 11864.6956 | 12648.4549 | 9614.8263 | 0 | yes | Deficit |  |  | 0 | 0 | 0 | 0 | 0 |  | 0 | 0 | 0 | 0 | 1527.1984 | yes |  | 0 | 0 | 0 | 1527.1984 | 0 | no | 0 | 0 | 0 | 1527.1984 | 0
| 13065.596 | 0 | yes | Deficit |  |  | 0 | 0 | 0 | 0 | 0 |  | 0 | 0 | 0 | 0 | 4860 | no |  | 0 | 23729.3913 | no | 13065.596 | 0 | no | no | 0 | 0 | 0 | 0 | 0 |  | 0 | 0 | 0 | 0 | 0 | 13065.596 | 13218.0855 | 10588.0033 | 0 | yes | Deficit |  |  | 0 | 0 | 0 | 0 | 0 |  | 0 | 0 | 0 | 0 | 3603.2592 | yes |  | 0 | 0 | 0 | 3603.2592 | 0 | no | 0 | 0 | 0 | 3603.2592 | 0
| 12132.7913 | 0 | no | Surplus | yes |  | 0 | 0 | 0 | 932.8047 | 0 | no | 0 | 0 | 0 | 932.8047 | 4860 | no | 12132.7913 | 0 | 24300 |  |  | 0 |  |  | 0 | 0 | 0 | 0 | 0 |  | 0 | 0 | 0 | 0 | 0 | 12132.7913 | 12704.4804 | 9832.0837 | 0 | yes | Deficit |  |  | 0 | 0 | 0 | 0 | 0 |  | 0 | 0 | 0 | 0 | 2116.4772 | yes |  | 0 | 0 | 0 | 2116.4772 | 0 | no | 0 | 0 | 0 | 2116.4772 | 0
| 13728.1171 | 0 | yes | Deficit |  |  | 0 | 0 | 0 | 0 | 0 |  | 0 | 0 | 0 | 0 | 4860 | no |  | 0 | 24265.5826 | no | 13728.1171 | 0 | no | no | 0 | 0 | 0 | 0 | 0 |  | 0 | 0 | 0 | 0 | 0 | 13728.1171 | 12793.6271 | 11124.8923 | 0 | yes | Deficit |  |  | 0 | 0 | 0 | 0 | 0 |  | 0 | 0 | 0 | 0 | 2961.5434 | yes |  | 0 | 0 | 0 | 2961.5434 | 0 | no | 0 | 0 | 0 | 2961.5434 | 0
| 15212.943 | 0 | yes | Deficit |  |  | 0 | 0 | 0 | 0 | 0 |  | 0 | 0 | 0 | 0 | 4860 | no |  | 0 | 24300 | no | 15212.943 | 0 | no | no | 0 | 0 | 0 | 0 | 0 |  | 0 | 0 | 0 | 0 | 0 | 15212.943 | 11936.0814 | 12328.1548 | 0 | yes | Deficit |  |  | 0 | 0 | 0 | 0 | 0 |  | 0 | 0 | 0 | 0 | 811.1891 | yes |  | 0 | 0 | 0 | 811.1891 | 0 | no | 0 | 0 | 0 | 811.1891 | 0
| 15440.4871 | 0 | yes | Deficit |  |  | 0 | 0 | 0 | 0 | 0 |  | 0 | 0 | 0 | 0 | 4860 | no |  | 0 | 24300 | no | 15440.4871 | 0 | no | no | 0 | 0 | 0 | 0 | 0 |  | 0 | 0 | 0 | 0 | 0 | 15440.4871 | 11432.3472 | 12512.5503 | 0 | no | Surplus | yes |  | 0 | 0 | 0 | 895.8076 | 0 | no | 0 | 0 | 0 | 895.8076 | 0 |  |  | 0 | 0 | 0 | 0 | 0 |  | 0 | 0 | 0 | 0 | 0
| 16539.5343 | 0 | yes | Deficit |  |  | 0 | 0 | 0 | 0 | 0 |  | 0 | 0 | 0 | 0 | 4860 | no |  | 0 | 24300 | no | 16539.5343 | 0 | no | no | 0 | 0 | 0 | 0 | 0 |  | 0 | 0 | 0 | 0 | 0 | 16539.5343 | 12304.5254 | 13403.1883 | 0 | no | Surplus | yes |  | 0 | 0 | 0 | 208.0249 | 0 | no | 0 | 0 | 0 | 208.0249 | 0 |  |  | 0 | 0 | 0 | 0 | 0 |  | 0 | 0 | 0 | 0 | 0
| 17703.9348 | 0 | yes | Deficit |  |  | 0 | 0 | 0 | 0 | 0 |  | 0 | 0 | 0 | 0 | 4860 | no |  | 0 | 24300 | no | 17703.9348 | 0 | no | no | 0 | 0 | 0 | 0 | 0 |  | 0 | 0 | 0 | 0 | 0 | 17703.9348 | 11497.7651 | 14346.7867 | 0 | no | Surplus | yes |  | 0 | 0 | 0 | 1905.4232 | 0 | no | 0 | 0 | 0 | 1905.4232 | 0 |  |  | 0 | 0 | 0 | 0 | 0 |  | 0 | 0 | 0 | 0 | 0
| 17203.2447 | 0 | no | Surplus | yes |  | 0 | 0 | 0 | 500.6901 | 0 | no | 0 | 0 | 0 | 500.6901 | 4860 | no | 17203.2447 | 0 | 24300 |  |  | 0 |  |  | 0 | 0 | 0 | 0 | 0 |  | 0 | 0 | 0 | 0 | 0 | 17203.2447 | 10415.1513 | 13941.0411 | 0 | no | Surplus | yes |  | 0 | 0 | 0 | 3931.6354 | 0 | no | 0 | 0 | 0 | 3931.6354 | 0 |  |  | 0 | 0 | 0 | 0 | 0 |  | 0 | 0 | 0 | 0 | 0
| 16972.554 | 0 | no | Surplus | yes |  | 0 | 0 | 0 | 230.6907 | 0 | no | 0 | 0 | 0 | 230.6907 | 4860 | no | 16972.554 | 0 | 24300 |  |  | 0 |  |  | 0 | 0 | 0 | 0 | 0 |  | 0 | 0 | 0 | 0 | 0 | 16972.554 | 8526.565 | 13754.0956 | 0 | no | Surplus | yes |  | 0 | 0 | 0 | 5414.4761 | 0 | no | 0 | 0 | 0 | 5414.4761 | 0 |  |  | 0 | 0 | 0 | 0 | 0 |  | 0 | 0 | 0 | 0 | 0
| 16566.0674 | 0 | no | Surplus | yes |  | 0 | 0 | 0 | 406.4866 | 0 | no | 0 | 0 | 0 | 406.4866 | 4860 | no | 16566.0674 | 0 | 24300 |  |  | 0 |  |  | 0 | 0 | 0 | 0 | 0 |  | 0 | 0 | 0 | 0 | 0 | 16566.0674 | 9157.9251 | 13424.69 | 0 | no | Surplus | yes |  | 0 | 0 | 0 | 4596.1705 | 0 | no | 0 | 0 | 0 | 4596.1705 | 0 |  |  | 0 | 0 | 0 | 0 | 0 |  | 0 | 0 | 0 | 0 | 0
| 15681.1774 | 0 | no | Surplus | yes |  | 0 | 0 | 0 | 884.89 | 0 | no | 0 | 0 | 0 | 884.89 | 4860 | no | 15681.1774 | 0 | 24300 |  |  | 0 |  |  | 0 | 0 | 0 | 0 | 0 |  | 0 | 0 | 0 | 0 | 0 | 15681.1774 | 8633.8911 | 12707.5992 | 0 | no | Surplus | yes |  | 0 | 0 | 0 | 4790.7989 | 0 | no | 0 | 0 | 0 | 4790.7989 | 0 |  |  | 0 | 0 | 0 | 0 | 0 |  | 0 | 0 | 0 | 0 | 0
| 16293.6076 | 0 | yes | Deficit |  |  | 0 | 0 | 0 | 0 | 0 |  | 0 | 0 | 0 | 0 | 4860 | no |  | 0 | 24300 | no | 16293.6076 | 0 | no | no | 0 | 0 | 0 | 0 | 0 |  | 0 | 0 | 0 | 0 | 0 | 16293.6076 | 10616.7458 | 13203.8959 | 0 | no | Surplus | yes |  | 0 | 0 | 0 | 2090.8534 | 0 | no | 0 | 0 | 0 | 2090.8534 | 0 |  |  | 0 | 0 | 0 | 0 | 0 |  | 0 | 0 | 0 | 0 | 0
| 16038.977 | 0 | no | Surplus | yes |  | 0 | 0 | 0 | 254.6305 | 0 | no | 0 | 0 | 0 | 254.6305 | 4860 | no | 16038.977 | 0 | 24300 |  |  | 0 |  |  | 0 | 0 | 0 | 0 | 0 |  | 0 | 0 | 0 | 0 | 0 | 16038.977 | 10478.453 | 12997.5503 | 0 | no | Surplus | yes |  | 0 | 0 | 0 | 2725.443 | 0 | no | 0 | 0 | 0 | 2725.443 | 0 |  |  | 0 | 0 | 0 | 0 | 0 |  | 0 | 0 | 0 | 0 | 0
| 15282.3561 | 0 | no | Surplus | yes |  | 0 | 0 | 0 | 756.6209 | 0 | no | 0 | 0 | 0 | 756.6209 | 4860 | no | 15282.3561 | 0 | 24300 |  |  | 0 |  |  | 0 | 0 | 0 | 0 | 0 |  | 0 | 0 | 0 | 0 | 0 | 15282.3561 | 11049.678 | 12384.4053 | 0 | no | Surplus | yes |  | 0 | 0 | 0 | 1947.8723 | 0 | no | 0 | 0 | 0 | 1947.8723 | 0 |  |  | 0 | 0 | 0 | 0 | 0 |  | 0 | 0 | 0 | 0 | 0
| 13230.4213 | 0 | no | Surplus | yes |  | 0 | 0 | 0 | 2051.9348 | 0 | no | 0 | 0 | 0 | 2051.9348 | 4860 | no | 13230.4213 | 0 | 24300 |  |  | 0 |  |  | 0 | 0 | 0 | 0 | 0 |  | 0 | 0 | 0 | 0 | 0 | 13230.4213 | 9558.0286 | 10721.5732 | 0 | no | Surplus | yes |  | 0 | 0 | 0 | 2826.3766 | 0 | no | 0 | 0 | 0 | 2826.3766 | 0 |  |  | 0 | 0 | 0 | 0 | 0 |  | 0 | 0 | 0 | 0 | 0
| 12925.0178 | 0 | no | Surplus | yes |  | 0 | 0 | 0 | 305.4035 | 0 | no | 0 | 0 | 0 | 305.4035 | 4860 | no | 12925.0178 | 0 | 24300 |  |  | 0 |  |  | 0 | 0 | 0 | 0 | 0 |  | 0 | 0 | 0 | 0 | 0 | 12925.0178 | 10014.1635 | 10474.0825 | 0 | no | Surplus | yes |  | 0 | 0 | 0 | 707.4097 | 0 | no | 0 | 0 | 0 | 707.4097 | 0 |  |  | 0 | 0 | 0 | 0 | 0 |  | 0 | 0 | 0 | 0 | 0
| 11757.4001 | 0 | no | Surplus | yes |  | 0 | 0 | 0 | 1167.6177 | 0 | no | 0 | 0 | 0 | 1167.6177 | 4860 | no | 11757.4001 | 0 | 24300 |  |  | 0 |  |  | 0 | 0 | 0 | 0 | 0 |  | 0 | 0 | 0 | 0 | 0 | 11757.4001 | 7880.2913 | 9527.8769 | 0 | no | Surplus | yes |  | 0 | 0 | 0 | 2593.7912 | 0 | no | 0 | 0 | 0 | 2593.7912 | 0 |  |  | 0 | 0 | 0 | 0 | 0 |  | 0 | 0 | 0 | 0 | 0
| 12006.5624 | 0 | yes | Deficit |  |  | 0 | 0 | 0 | 0 | 0 |  | 0 | 0 | 0 | 0 | 4860 | no |  | 0 | 23514.8002 | no | 12006.5624 | 0 | no | no | 0 | 0 | 0 | 0 | 0 |  | 0 | 0 | 0 | 0 | 0 | 12006.5624 | 6787.7063 | 9729.7913 | 0 | no | Surplus | yes |  | 0 | 0 | 0 | 2740.1706 | 0 | no | 0 | 0 | 0 | 2740.1706 | 0 |  |  | 0 | 0 | 0 | 0 | 0 |  | 0 | 0 | 0 | 0 | 0
| 11538.8522 | 0 | no | Surplus | yes |  | 0 | 0 | 0 | 467.7102 | 0 | no | 0 | 0 | 0 | 467.7102 | 4860 | no | 11538.8522 | 0 | 24013.1249 |  |  | 0 |  |  | 0 | 0 | 0 | 0 | 0 |  | 0 | 0 | 0 | 0 | 0 | 11538.8522 | 7348.9864 | 9350.7716 | 0 | no | Surplus | yes |  | 0 | 0 | 0 | 2380.8049 | 0 | no | 0 | 0 | 0 | 2380.8049 | 0 |  |  | 0 | 0 | 0 | 0 | 0 |  | 0 | 0 | 0 | 0 | 0
| 11751.2108 | 0 | yes | Deficit |  |  | 0 | 0 | 0 | 0 | 0 |  | 0 | 0 | 0 | 0 | 4860 | no |  | 0 | 23077.7044 | no | 11751.2108 | 0 | no | no | 0 | 0 | 0 | 0 | 0 |  | 0 | 0 | 0 | 0 | 0 | 11751.2108 | 8396.0768 | 9522.8613 | 0 | no | Surplus | yes |  | 0 | 0 | 0 | 954.6949 | 0 | no | 0 | 0 | 0 | 954.6949 | 0 |  |  | 0 | 0 | 0 | 0 | 0 |  | 0 | 0 | 0 | 0 | 0
| 12248.1869 | 0 | yes | Deficit |  |  | 0 | 0 | 0 | 0 | 0 |  | 0 | 0 | 0 | 0 | 4860 | no |  | 0 | 23502.4217 | no | 12248.1869 | 0 | no | no | 0 | 0 | 0 | 0 | 0 |  | 0 | 0 | 0 | 0 | 0 | 12248.1869 | 9006.3147 | 9925.5972 | 0 | no | Surplus | yes |  | 0 | 0 | 0 | 516.5466 | 0 | no | 0 | 0 | 0 | 516.5466 | 0 |  |  | 0 | 0 | 0 | 0 | 0 |  | 0 | 0 | 0 | 0 | 0
| 10361.9992 | 0 | no | Surplus | yes |  | 0 | 0 | 0 | 1886.1877 | 0 | no | 0 | 0 | 0 | 1886.1877 | 4860 | no | 10361.9992 | 0 | 24300 |  |  | 0 |  |  | 0 | 0 | 0 | 0 | 0 |  | 0 | 0 | 0 | 0 | 0 | 10361.9992 | 7735.336 | 8397.082 | 0 | no | Surplus | yes |  | 0 | 0 | 0 | 2190.2611 | 0 | no | 0 | 0 | 0 | 2190.2611 | 0 |  |  | 0 | 0 | 0 | 0 | 0 |  | 0 | 0 | 0 | 0 | 0
| 10787.1241 | 0 | yes | Deficit |  |  | 0 | 0 | 0 | 0 | 0 |  | 0 | 0 | 0 | 0 | 4860 | no |  | 0 | 20723.9983 | no | 10787.1241 | 0 | no | no | 0 | 0 | 0 | 0 | 0 |  | 0 | 0 | 0 | 0 | 0 | 10787.1241 | 6975.9983 | 8741.5916 | 0 | no | Surplus | yes |  | 0 | 0 | 0 | 1421.0837 | 0 | no | 0 | 0 | 0 | 1421.0837 | 0 |  |  | 0 | 0 | 0 | 0 | 0 |  | 0 | 0 | 0 | 0 | 0
| 11433.868 | 0 | yes | Deficit |  |  | 0 | 0 | 0 | 0 | 0 |  | 0 | 0 | 0 | 0 | 4860 | no |  | 0 | 21574.2481 | no | 11433.868 | 0 | no | no | 0 | 0 | 0 | 0 | 0 |  | 0 | 0 | 0 | 0 | 0 | 11433.868 | 7116.4502 | 9265.6953 | 0 | no | Surplus | yes |  | 0 | 0 | 0 | 1625.1414 | 0 | no | 0 | 0 | 0 | 1625.1414 | 0 |  |  | 0 | 0 | 0 | 0 | 0 |  | 0 | 0 | 0 | 0 | 0
| 10583.9896 | 0 | no | Surplus | yes |  | 0 | 0 | 0 | 849.8784 | 0 | no | 0 | 0 | 0 | 849.8784 | 4860 | no | 10583.9896 | 0 | 22867.736 |  |  | 0 |  |  | 0 | 0 | 0 | 0 | 0 |  | 0 | 0 | 0 | 0 | 0 | 10583.9896 | 6484.8001 | 8576.977 | 0 | no | Surplus | yes |  | 0 | 0 | 0 | 2780.8952 | 0 | no | 0 | 0 | 0 | 2780.8952 | 0 |  |  | 0 | 0 | 0 | 0 | 0 |  | 0 | 0 | 0 | 0 | 0
| 12485.3559 | 0 | yes | Deficit |  |  | 0 | 0 | 0 | 0 | 0 |  | 0 | 0 | 0 | 0 | 4860 | no |  | 0 | 21167.9792 | no | 12485.3559 | 0 | no | no | 0 | 0 | 0 | 0 | 0 |  | 0 | 0 | 0 | 0 | 0 | 12485.3559 | 7504.8939 | 10117.7924 | 0 | no | Surplus | yes |  | 0 | 0 | 0 | 1072.0831 | 0 | no | 0 | 0 | 0 | 1072.0831 | 0 |  |  | 0 | 0 | 0 | 0 | 0 |  | 0 | 0 | 0 | 0 | 0
| 14290.4519 | 0 | yes | Deficit |  |  | 0 | 0 | 0 | 0 | 0 |  | 0 | 0 | 0 | 0 | 4860 | no |  | 0 | 24300 | no | 14290.4519 | 0 | no | no | 0 | 0 | 0 | 0 | 0 |  | 0 | 0 | 0 | 0 | 0 | 14290.4519 | 6958.9016 | 11580.5931 | 0 | no | Surplus | yes |  | 0 | 0 | 0 | 3158.8909 | 0 | no | 0 | 0 | 0 | 3158.8909 | 0 |  |  | 0 | 0 | 0 | 0 | 0 |  | 0 | 0 | 0 | 0 | 0
| 12208.1679 | 0 | no | Surplus | yes |  | 0 | 0 | 0 | 2082.284 | 0 | no | 0 | 0 | 0 | 2082.284 | 4860 | no | 12208.1679 | 0 | 24300 |  |  | 0 |  |  | 0 | 0 | 0 | 0 | 0 |  | 0 | 0 | 0 | 0 | 0 | 12208.1679 | 6629.5114 | 9893.1669 | 0 | no | Surplus | yes |  | 0 | 0 | 0 | 4951.0817 | 0 | no | 0 | 0 | 0 | 4951.0817 | 0 |  |  | 0 | 0 | 0 | 0 | 0 |  | 0 | 0 | 0 | 0 | 0
| 14181.3705 | 0 | yes | Deficit |  |  | 0 | 0 | 0 | 0 | 0 |  | 0 | 0 | 0 | 0 | 4860 | no |  | 0 | 24300 | no | 14181.3705 | 0 | no | no | 0 | 0 | 0 | 0 | 0 |  | 0 | 0 | 0 | 0 | 0 | 14181.3705 | 6611.3896 | 11492.1965 | 0 | no | Surplus | yes |  | 0 | 0 | 0 | 3281.7773 | 0 | no | 0 | 0 | 0 | 3281.7773 | 0 |  |  | 0 | 0 | 0 | 0 | 0 |  | 0 | 0 | 0 | 0 | 0
| 14841.0134 | 0 | yes | Deficit |  |  | 0 | 0 | 0 | 0 | 0 |  | 0 | 0 | 0 | 0 | 4860 | no |  | 0 | 24300 | no | 14841.0134 | 0 | no | no | 0 | 0 | 0 | 0 | 0 |  | 0 | 0 | 0 | 0 | 0 | 14841.0134 | 7155.3256 | 12026.7531 | 0 | no | Surplus | yes |  | 0 | 0 | 0 | 4336.8709 | 0 | no | 0 | 0 | 0 | 4336.8709 | 0 |  |  | 0 | 0 | 0 | 0 | 0 |  | 0 | 0 | 0 | 0 | 0
| 13451.3151 | 0 | no | Surplus | yes |  | 0 | 0 | 0 | 1389.6982 | 0 | no | 0 | 0 | 0 | 1389.6982 | 4860 | no | 13451.3151 | 0 | 24300 |  |  | 0 |  |  | 0 | 0 | 0 | 0 | 0 |  | 0 | 0 | 0 | 0 | 0 | 13451.3151 | 7671.8918 | 10900.5795 | 0 | no | Surplus | yes |  | 0 | 0 | 0 | 4354.8614 | 0 | no | 0 | 0 | 0 | 4354.8614 | 0 |  |  | 0 | 0 | 0 | 0 | 0 |  | 0 | 0 | 0 | 0 | 0
| 12787.2707 | 0 | no | Surplus | yes |  | 0 | 0 | 0 | 664.0445 | 0 | no | 0 | 0 | 0 | 664.0445 | 4860 | no | 12787.2707 | 0 | 24300 |  |  | 0 |  |  | 0 | 0 | 0 | 0 | 0 |  | 0 | 0 | 0 | 0 | 0 | 12787.2707 | 7084.5906 | 10362.456 | 0 | no | Surplus | yes |  | 0 | 0 | 0 | 3815.989 | 0 | no | 0 | 0 | 0 | 3815.989 | 0 |  |  | 0 | 0 | 0 | 0 | 0 |  | 0 | 0 | 0 | 0 | 0
| 13069.8493 | 0 | yes | Deficit |  |  | 0 | 0 | 0 | 0 | 0 |  | 0 | 0 | 0 | 0 | 4860 | no |  | 0 | 24300 | no | 13069.8493 | 0 | no | no | 0 | 0 | 0 | 0 | 0 |  | 0 | 0 | 0 | 0 | 0 | 13069.8493 | 6867.0108 | 10591.45 | 0 | no | Surplus | yes |  | 0 | 0 | 0 | 3495.4452 | 0 | no | 0 | 0 | 0 | 3495.4452 | 0 |  |  | 0 | 0 | 0 | 0 | 0 |  | 0 | 0 | 0 | 0 | 0
| 11971.2608 | 0 | no | Surplus | yes |  | 0 | 0 | 0 | 1098.5886 | 0 | no | 0 | 0 | 0 | 1098.5886 | 4860 | no | 11971.2608 | 0 | 24300 |  |  | 0 |  |  | 0 | 0 | 0 | 0 | 0 |  | 0 | 0 | 0 | 0 | 0 | 11971.2608 | 6424.4285 | 9701.1838 | 0 | no | Surplus | yes |  | 0 | 0 | 0 | 4167.0216 | 0 | no | 0 | 0 | 0 | 4167.0216 | 0 |  |  | 0 | 0 | 0 | 0 | 0 |  | 0 | 0 | 0 | 0 | 0
| 10948.9464 | 0 | no | Surplus | yes |  | 0 | 0 | 0 | 1022.3144 | 0 | no | 0 | 0 | 0 | 1022.3144 | 4860 | no | 10948.9464 | 0 | 23942.5216 |  |  | 0 |  |  | 0 | 0 | 0 | 0 | 0 |  | 0 | 0 | 0 | 0 | 0 | 10948.9464 | 6547.578 | 8872.728 | 0 | no | Surplus | yes |  | 0 | 0 | 0 | 3153.6058 | 0 | no | 0 | 0 | 0 | 3153.6058 | 0 |  |  | 0 | 0 | 0 | 0 | 0 |  | 0 | 0 | 0 | 0 | 0
| 11654.5609 | 0 | yes | Deficit |  |  | 0 | 0 | 0 | 0 | 0 |  | 0 | 0 | 0 | 0 | 4860 | no |  | 0 | 21897.8927 | no | 11654.5609 | 0 | no | no | 0 | 0 | 0 | 0 | 0 |  | 0 | 0 | 0 | 0 | 0 | 11654.5609 | 7085.5416 | 9444.5389 | 0 | no | Surplus | yes |  | 0 | 0 | 0 | 1787.1864 | 0 | no | 0 | 0 | 0 | 1787.1864 | 0 |  |  | 0 | 0 | 0 | 0 | 0 |  | 0 | 0 | 0 | 0 | 0
| 13511.4694 | 0 | yes | Deficit |  |  | 0 | 0 | 0 | 0 | 0 |  | 0 | 0 | 0 | 0 | 4860 | no |  | 0 | 23309.1219 | no | 13511.4694 | 0 | no | no | 0 | 0 | 0 | 0 | 0 |  | 0 | 0 | 0 | 0 | 0 | 13511.4694 | 7336.8323 | 10949.3269 | 0 | no | Surplus | yes |  | 0 | 0 | 0 | 2107.7065 | 0 | no | 0 | 0 | 0 | 2107.7065 | 0 |  |  | 0 | 0 | 0 | 0 | 0 |  | 0 | 0 | 0 | 0 | 0
| 13825.1408 | 0 | yes | Deficit |  |  | 0 | 0 | 0 | 0 | 0 |  | 0 | 0 | 0 | 0 | 4860 | no |  | 0 | 24300 | no | 13825.1408 | 0 | no | no | 0 | 0 | 0 | 0 | 0 |  | 0 | 0 | 0 | 0 | 0 | 13825.1408 | 7425.2386 | 11203.5176 | 0 | no | Surplus | yes |  | 0 | 0 | 0 | 3524.0883 | 0 | no | 0 | 0 | 0 | 3524.0883 | 0 |  |  | 0 | 0 | 0 | 0 | 0 |  | 0 | 0 | 0 | 0 | 0
| 13199.6324 | 0 | no | Surplus | yes |  | 0 | 0 | 0 | 625.5084 | 0 | no | 0 | 0 | 0 | 625.5084 | 4860 | no | 13199.6324 | 0 | 24300 |  |  | 0 |  |  | 0 | 0 | 0 | 0 | 0 |  | 0 | 0 | 0 | 0 | 0 | 13199.6324 | 6825.5018 | 10696.6227 | 0 | no | Surplus | yes |  | 0 | 0 | 0 | 4378.0158 | 0 | no | 0 | 0 | 0 | 4378.0158 | 0 |  |  | 0 | 0 | 0 | 0 | 0 |  | 0 | 0 | 0 | 0 | 0
| 12197.5146 | 0 | no | Surplus | yes |  | 0 | 0 | 0 | 1002.1178 | 0 | no | 0 | 0 | 0 | 1002.1178 | 4860 | no | 12197.5146 | 0 | 24300 |  |  | 0 |  |  | 0 | 0 | 0 | 0 | 0 |  | 0 | 0 | 0 | 0 | 0 | 12197.5146 | 7163.8985 | 9884.5337 | 0 | no | Surplus | yes |  | 0 | 0 | 0 | 3532.7242 | 0 | no | 0 | 0 | 0 | 3532.7242 | 0 |  |  | 0 | 0 | 0 | 0 | 0 |  | 0 | 0 | 0 | 0 | 0
| 13825.5911 | 0 | yes | Deficit |  |  | 0 | 0 | 0 | 0 | 0 |  | 0 | 0 | 0 | 0 | 4860 | no |  | 0 | 24300 | no | 13825.5911 | 0 | no | no | 0 | 0 | 0 | 0 | 0 |  | 0 | 0 | 0 | 0 | 0 | 13825.5911 | 6213.2143 | 11203.8826 | 0 | no | Surplus | yes |  | 0 | 0 | 0 | 3671.3194 | 0 | no | 0 | 0 | 0 | 3671.3194 | 0 |  |  | 0 | 0 | 0 | 0 | 0 |  | 0 | 0 | 0 | 0 | 0
| 12214.1982 | 0 | no | Surplus | yes |  | 0 | 0 | 0 | 1611.3929 | 0 | no | 0 | 0 | 0 | 1611.3929 | 4860 | no | 12214.1982 | 0 | 24300 |  |  | 0 |  |  | 0 | 0 | 0 | 0 | 0 |  | 0 | 0 | 0 | 0 | 0 | 12214.1982 | 6997.6643 | 9898.0537 | 0 | no | Surplus | yes |  | 0 | 0 | 0 | 4206.2183 | 0 | no | 0 | 0 | 0 | 4206.2183 | 0 |  |  | 0 | 0 | 0 | 0 | 0 |  | 0 | 0 | 0 | 0 | 0
| 13120.9895 | 0 | yes | Deficit |  |  | 0 | 0 | 0 | 0 | 0 |  | 0 | 0 | 0 | 0 | 4860 | no |  | 0 | 24300 | no | 13120.9895 | 0 | no | no | 0 | 0 | 0 | 0 | 0 |  | 0 | 0 | 0 | 0 | 0 | 13120.9895 | 10114.0867 | 10632.8926 | 0 | yes | Deficit |  |  | 0 | 0 | 0 | 0 | 0 |  | 0 | 0 | 0 | 0 | 216.033 | yes |  | 0 | 0 | 0 | 216.033 | 0 | no | 0 | 0 | 0 | 216.033 | 0
| 15331.0991 | 0 | yes | Deficit |  |  | 0 | 0 | 0 | 0 | 0 |  | 0 | 0 | 0 | 0 | 4860 | no |  | 0 | 24300 | no | 15331.0991 | 0 | no | no | 0 | 0 | 0 | 0 | 0 |  | 0 | 0 | 0 | 0 | 0 | 15331.0991 | 10793.7016 | 12423.9053 | 0 | yes | Deficit |  |  | 0 | 0 | 0 | 0 | 0 |  | 0 | 0 | 0 | 0 | 160.809 | yes |  | 0 | 0 | 0 | 160.809 | 0 | no | 0 | 0 | 0 | 160.809 | 0
| 16641.2833 | 0 | yes | Deficit |  |  | 0 | 0 | 0 | 0 | 0 |  | 0 | 0 | 0 | 0 | 4860 | no |  | 0 | 24300 | no | 16641.2833 | 0 | no | no | 0 | 0 | 0 | 0 | 0 |  | 0 | 0 | 0 | 0 | 0 | 16641.2833 | 9090.104 | 13485.6428 | 0 | no | Surplus | yes |  | 0 | 0 | 0 | 3333.8012 | 0 | no | 0 | 0 | 0 | 3333.8012 | 0 |  |  | 0 | 0 | 0 | 0 | 0 |  | 0 | 0 | 0 | 0 | 0
| 15651.0388 | 0 | no | Surplus | yes |  | 0 | 0 | 0 | 990.2445 | 0 | no | 0 | 0 | 0 | 990.2445 | 4860 | no | 15651.0388 | 0 | 24300 |  |  | 0 |  |  | 0 | 0 | 0 | 0 | 0 |  | 0 | 0 | 0 | 0 | 0 | 15651.0388 | 7256.8226 | 12683.1757 | 0 | no | Surplus | yes |  | 0 | 0 | 0 | 6228.8202 | 0 | no | 0 | 0 | 0 | 6228.8202 | 0 |  |  | 0 | 0 | 0 | 0 | 0 |  | 0 | 0 | 0 | 0 | 0
| 16883.8433 | 0 | yes | Deficit |  |  | 0 | 0 | 0 | 0 | 0 |  | 0 | 0 | 0 | 0 | 4860 | no |  | 0 | 24300 | no | 16883.8433 | 0 | no | no | 0 | 0 | 0 | 0 | 0 |  | 0 | 0 | 0 | 0 | 0 | 16883.8433 | 9084.2476 | 13682.2069 | 0 | no | Surplus | yes |  | 0 | 0 | 0 | 3598.9281 | 0 | no | 0 | 0 | 0 | 3598.9281 | 0 |  |  | 0 | 0 | 0 | 0 | 0 |  | 0 | 0 | 0 | 0 | 0
| 18216.0804 | 0 | yes | Deficit |  |  | 0 | 0 | 0 | 0 | 0 |  | 0 | 0 | 0 | 0 | 4860 | no |  | 0 | 24300 | no | 18216.0804 | 0 | no | no | 0 | 0 | 0 | 0 | 0 |  | 0 | 0 | 0 | 0 | 0 | 18216.0804 | 8344.849 | 14761.8155 | 0 | no | Surplus | yes |  | 0 | 0 | 0 | 5337.3579 | 0 | no | 0 | 0 | 0 | 5337.3579 | 0 |  |  | 0 | 0 | 0 | 0 | 0 |  | 0 | 0 | 0 | 0 | 0
| 18160.7868 | 0 | no | Surplus | yes |  | 0 | 0 | 0 | 55.2936 | 0 | no | 0 | 0 | 0 | 55.2936 | 4860 | no | 18160.7868 | 0 | 24300 |  |  | 0 |  |  | 0 | 0 | 0 | 0 | 0 |  | 0 | 0 | 0 | 0 | 0 | 18160.7868 | 8529.8597 | 14717.0072 | 0 | no | Surplus | yes |  | 0 | 0 | 0 | 6231.9558 | 0 | no | 0 | 0 | 0 | 6231.9558 | 0 |  |  | 0 | 0 | 0 | 0 | 0 |  | 0 | 0 | 0 | 0 | 0
| 19003.6411 | 0 | yes | Deficit |  |  | 0 | 0 | 0 | 0 | 0 |  | 0 | 0 | 0 | 0 | 4860 | no |  | 0 | 24300 | no | 19003.6411 | 0 | no | no | 0 | 0 | 0 | 0 | 0 |  | 0 | 0 | 0 | 0 | 0 | 19003.6411 | 8894.2615 | 15400.0333 | 0 | no | Surplus | yes |  | 0 | 0 | 0 | 5822.7457 | 0 | no | 0 | 0 | 0 | 5822.7457 | 0 |  |  | 0 | 0 | 0 | 0 | 0 |  | 0 | 0 | 0 | 0 | 0
| 16765.8619 | 0 | no | Surplus | yes |  | 0 | 0 | 0 | 2237.7792 | 0 | no | 0 | 0 | 0 | 2237.7792 | 4860 | no | 16765.8619 | 0 | 24300 |  |  | 0 |  |  | 0 | 0 | 0 | 0 | 0 |  | 0 | 0 | 0 | 0 | 0 | 16765.8619 | 8562.2338 | 13586.598 | 0 | no | Surplus | yes |  | 0 | 0 | 0 | 6837.7995 | 0 | no | 0 | 0 | 0 | 6837.7995 | 0 |  |  | 0 | 0 | 0 | 0 | 0 |  | 0 | 0 | 0 | 0 | 0
| 16727.7362 | 0 | no | Surplus | yes |  | 0 | 0 | 0 | 38.1257 | 0 | no | 0 | 0 | 0 | 38.1257 | 4860 | no | 16727.7362 | 0 | 24300 |  |  | 0 |  |  | 0 | 0 | 0 | 0 | 0 |  | 0 | 0 | 0 | 0 | 0 | 16727.7362 | 7962.5081 | 13555.702 | 0 | no | Surplus | yes |  | 0 | 0 | 0 | 5624.0899 | 0 | no | 0 | 0 | 0 | 5624.0899 | 0 |  |  | 0 | 0 | 0 | 0 | 0 |  | 0 | 0 | 0 | 0 | 0
| 15233.5363 | 0 | no | Surplus | yes |  | 0 | 0 | 0 | 1494.1999 | 0 | no | 0 | 0 | 0 | 1494.1999 | 4860 | no | 15233.5363 | 0 | 24300 |  |  | 0 |  |  | 0 | 0 | 0 | 0 | 0 |  | 0 | 0 | 0 | 0 | 0 | 15233.5363 | 7869.617 | 12344.843 | 0 | no | Surplus | yes |  | 0 | 0 | 0 | 5686.0849 | 0 | no | 0 | 0 | 0 | 5686.0849 | 0 |  |  | 0 | 0 | 0 | 0 | 0 |  | 0 | 0 | 0 | 0 | 0
| 17904.1283 | 0 | yes | Deficit |  |  | 0 | 0 | 0 | 0 | 0 |  | 0 | 0 | 0 | 0 | 4860 | no |  | 0 | 24300 | no | 17904.1283 | 0 | no | no | 0 | 0 | 0 | 0 | 0 |  | 0 | 0 | 0 | 0 | 0 | 17904.1283 | 8002.4193 | 14509.0181 | 0 | no | Surplus | yes |  | 0 | 0 | 0 | 4342.4238 | 0 | no | 0 | 0 | 0 | 4342.4238 | 0 |  |  | 0 | 0 | 0 | 0 | 0 |  | 0 | 0 | 0 | 0 | 0
| 16160.3947 | 0 | no | Surplus | yes |  | 0 | 0 | 0 | 1743.7336 | 0 | no | 0 | 0 | 0 | 1743.7336 | 4860 | no | 16160.3947 | 0 | 24300 |  |  | 0 |  |  | 0 | 0 | 0 | 0 | 0 |  | 0 | 0 | 0 | 0 | 0 | 16160.3947 | 8039.6418 | 13095.9438 | 0 | no | Surplus | yes |  | 0 | 0 | 0 | 6469.3763 | 0 | no | 0 | 0 | 0 | 6469.3763 | 0 |  |  | 0 | 0 | 0 | 0 | 0 |  | 0 | 0 | 0 | 0 | 0
| 10800.7349 | 0 | no | Surplus | yes |  | 0 | 0 | 0 | 5359.6598 | 0 | no | 0 | 0 | 0 | 5359.6598 | 4860 | no | 10800.7349 | 0 | 24300 |  |  | 0 |  |  | 0 | 0 | 0 | 0 | 0 |  | 0 | 0 | 0 | 0 | 0 | 10800.7349 | 7991.885 | 8752.6214 | 0 | no | Surplus | yes |  | 0 | 0 | 0 | 5104.0588 | 0 | no | 0 | 0 | 0 | 5104.0588 | 0 |  |  | 0 | 0 | 0 | 0 | 0 |  | 0 | 0 | 0 | 0 | 0
| 10811.7742 | 0 | yes | Deficit |  |  | 0 | 0 | 0 | 0 | 0 |  | 0 | 0 | 0 | 0 | 4860 | no |  | 0 | 21601.4697 | no | 10811.7742 | 0 | no | no | 0 | 0 | 0 | 0 | 0 |  | 0 | 0 | 0 | 0 | 0 | 10811.7742 | 7971.6209 | 8761.5674 | 0 | no | Surplus | yes |  | 0 | 0 | 0 | 781.0006 | 0 | no | 0 | 0 | 0 | 781.0006 | 0 |  |  | 0 | 0 | 0 | 0 | 0 |  | 0 | 0 | 0 | 0 | 0
| 11989.6636 | 0 | yes | Deficit |  |  | 0 | 0 | 0 | 0 | 0 |  | 0 | 0 | 0 | 0 | 4860 | no |  | 0 | 21623.5484 | no | 11989.6636 | 0 | no | no | 0 | 0 | 0 | 0 | 0 |  | 0 | 0 | 0 | 0 | 0 | 11989.6636 | 8311.0423 | 9716.0969 | 0 | no | Surplus | yes |  | 0 | 0 | 0 | 450.5251 | 0 | no | 0 | 0 | 0 | 450.5251 | 0 |  |  | 0 | 0 | 0 | 0 | 0 |  | 0 | 0 | 0 | 0 | 0
| 11745.0873 | 0 | no | Surplus | yes |  | 0 | 0 | 0 | 244.5763 | 0 | no | 0 | 0 | 0 | 244.5763 | 4860 | no | 11745.0873 | 0 | 23979.3271 |  |  | 0 |  |  | 0 | 0 | 0 | 0 | 0 |  | 0 | 0 | 0 | 0 | 0 | 11745.0873 | 8862.3701 | 9517.8989 | 0 | no | Surplus | yes |  | 0 | 0 | 0 | 853.7267 | 0 | no | 0 | 0 | 0 | 853.7267 | 0 |  |  | 0 | 0 | 0 | 0 | 0 |  | 0 | 0 | 0 | 0 | 0
| 13430.9011 | 0 | yes | Deficit |  |  | 0 | 0 | 0 | 0 | 0 |  | 0 | 0 | 0 | 0 | 4860 | no |  | 0 | 23490.1746 | no | 13430.9011 | 0 | no | no | 0 | 0 | 0 | 0 | 0 |  | 0 | 0 | 0 | 0 | 0 | 13430.9011 | 8685.8902 | 10884.0366 | 0 | no | Surplus | yes |  | 0 | 0 | 0 | 832.0087 | 0 | no | 0 | 0 | 0 | 832.0087 | 0 |  |  | 0 | 0 | 0 | 0 | 0 |  | 0 | 0 | 0 | 0 | 0
| 14540.7768 | 0 | yes | Deficit |  |  | 0 | 0 | 0 | 0 | 0 |  | 0 | 0 | 0 | 0 | 4860 | no |  | 0 | 24300 | no | 14540.7768 | 0 | no | no | 0 | 0 | 0 | 0 | 0 |  | 0 | 0 | 0 | 0 | 0 | 14540.7768 | 8467.5797 | 11783.4496 | 0 | no | Surplus | yes |  | 0 | 0 | 0 | 2416.4568 | 0 | no | 0 | 0 | 0 | 2416.4568 | 0 |  |  | 0 | 0 | 0 | 0 | 0 |  | 0 | 0 | 0 | 0 | 0
| 15526.7722 | 0 | yes | Deficit |  |  | 0 | 0 | 0 | 0 | 0 |  | 0 | 0 | 0 | 0 | 4860 | no |  | 0 | 24300 | no | 15526.7722 | 0 | no | no | 0 | 0 | 0 | 0 | 0 |  | 0 | 0 | 0 | 0 | 0 | 15526.7722 | 8553.683 | 12582.4734 | 0 | no | Surplus | yes |  | 0 | 0 | 0 | 3229.7666 | 0 | no | 0 | 0 | 0 | 3229.7666 | 0 |  |  | 0 | 0 | 0 | 0 | 0 |  | 0 | 0 | 0 | 0 | 0
| 14333.5439 | 0 | no | Surplus | yes |  | 0 | 0 | 0 | 1193.2282 | 0 | no | 0 | 0 | 0 | 1193.2282 | 4860 | no | 14333.5439 | 0 | 24300 |  |  | 0 |  |  | 0 | 0 | 0 | 0 | 0 |  | 0 | 0 | 0 | 0 | 0 | 14333.5439 | 8259.0873 | 11615.5137 | 0 | no | Surplus | yes |  | 0 | 0 | 0 | 4323.3861 | 0 | no | 0 | 0 | 0 | 4323.3861 | 0 |  |  | 0 | 0 | 0 | 0 | 0 |  | 0 | 0 | 0 | 0 | 0
| 13956.2462 | 0 | no | Surplus | yes |  | 0 | 0 | 0 | 377.2977 | 0 | no | 0 | 0 | 0 | 377.2977 | 4860 | no | 13956.2462 | 0 | 24300 |  |  | 0 |  |  | 0 | 0 | 0 | 0 | 0 |  | 0 | 0 | 0 | 0 | 0 | 13956.2462 | 7767.1394 | 11309.7619 | 0 | no | Surplus | yes |  | 0 | 0 | 0 | 3848.3743 | 0 | no | 0 | 0 | 0 | 3848.3743 | 0 |  |  | 0 | 0 | 0 | 0 | 0 |  | 0 | 0 | 0 | 0 | 0
| 15319.6695 | 0 | yes | Deficit |  |  | 0 | 0 | 0 | 0 | 0 |  | 0 | 0 | 0 | 0 | 4860 | no |  | 0 | 24300 | no | 15319.6695 | 0 | no | no | 0 | 0 | 0 | 0 | 0 |  | 0 | 0 | 0 | 0 | 0 | 15319.6695 | 7845.97 | 12414.643 | 0 | no | Surplus | yes |  | 0 | 0 | 0 | 3463.7919 | 0 | no | 0 | 0 | 0 | 3463.7919 | 0 |  |  | 0 | 0 | 0 | 0 | 0 |  | 0 | 0 | 0 | 0 | 0
| 16898.8347 | 0 | yes | Deficit |  |  | 0 | 0 | 0 | 0 | 0 |  | 0 | 0 | 0 | 0 | 4860 | no |  | 0 | 24300 | no | 16898.8347 | 0 | no | no | 0 | 0 | 0 | 0 | 0 |  | 0 | 0 | 0 | 0 | 0 | 16898.8347 | 8042.2533 | 13694.3555 | 0 | no | Surplus | yes |  | 0 | 0 | 0 | 4372.3897 | 0 | no | 0 | 0 | 0 | 4372.3897 | 0 |  |  | 0 | 0 | 0 | 0 | 0 |  | 0 | 0 | 0 | 0 | 0
| 15871.7782 | 0 | no | Surplus | yes |  | 0 | 0 | 0 | 1027.0565 | 0 | no | 0 | 0 | 0 | 1027.0565 | 4860 | no | 15871.7782 | 0 | 24300 |  |  | 0 |  |  | 0 | 0 | 0 | 0 | 0 |  | 0 | 0 | 0 | 0 | 0 | 15871.7782 | 8318.1276 | 12862.0569 | 0 | no | Surplus | yes |  | 0 | 0 | 0 | 5376.2279 | 0 | no | 0 | 0 | 0 | 5376.2279 | 0 |  |  | 0 | 0 | 0 | 0 | 0 |  | 0 | 0 | 0 | 0 | 0
| 15899.8286 | 0 | yes | Deficit |  |  | 0 | 0 | 0 | 0 | 0 |  | 0 | 0 | 0 | 0 | 4860 | no |  | 0 | 24300 | no | 15899.8286 | 0 | no | no | 0 | 0 | 0 | 0 | 0 |  | 0 | 0 | 0 | 0 | 0 | 15899.8286 | 8201.9422 | 12884.7882 | 0 | no | Surplus | yes |  | 0 | 0 | 0 | 4660.1147 | 0 | no | 0 | 0 | 0 | 4660.1147 | 0 |  |  | 0 | 0 | 0 | 0 | 0 |  | 0 | 0 | 0 | 0 | 0
| 14841.4143 | 0 | no | Surplus | yes |  | 0 | 0 | 0 | 1058.4143 | 0 | no | 0 | 0 | 0 | 1058.4143 | 4860 | no | 14841.4143 | 0 | 24300 |  |  | 0 |  |  | 0 | 0 | 0 | 0 | 0 |  | 0 | 0 | 0 | 0 | 0 | 14841.4143 | 8276.1338 | 12027.0781 | 0 | no | Surplus | yes |  | 0 | 0 | 0 | 4608.6543 | 0 | no | 0 | 0 | 0 | 4608.6543 | 0 |  |  | 0 | 0 | 0 | 0 | 0 |  | 0 | 0 | 0 | 0 | 0
| 15303.6367 | 0 | yes | Deficit |  |  | 0 | 0 | 0 | 0 | 0 |  | 0 | 0 | 0 | 0 | 4860 | no |  | 0 | 24300 | no | 15303.6367 | 0 | no | no | 0 | 0 | 0 | 0 | 0 |  | 0 | 0 | 0 | 0 | 0 | 15303.6367 | 8305.0369 | 12401.6505 | 0 | no | Surplus | yes |  | 0 | 0 | 0 | 3722.0411 | 0 | no | 0 | 0 | 0 | 3722.0411 | 0 |  |  | 0 | 0 | 0 | 0 | 0 |  | 0 | 0 | 0 | 0 | 0
| 13550.645 | 0 | no | Surplus | yes |  | 0 | 0 | 0 | 1752.9918 | 0 | no | 0 | 0 | 0 | 1752.9918 | 4860 | no | 13550.645 | 0 | 24300 |  |  | 0 |  |  | 0 | 0 | 0 | 0 | 0 |  | 0 | 0 | 0 | 0 | 0 | 13550.645 | 4173.4679 | 10981.0737 | 0 | no | Surplus | yes |  | 0 | 0 | 0 | 8228.1826 | 0 | no | 0 | 0 | 0 | 8228.1826 | 0 |  |  | 0 | 0 | 0 | 0 | 0 |  | 0 | 0 | 0 | 0 | 0
| 16201.9274 | 0 | yes | Deficit |  |  | 0 | 0 | 0 | 0 | 0 |  | 0 | 0 | 0 | 0 | 4860 | no |  | 0 | 24300 | no | 16201.9274 | 0 | no | no | 0 | 0 | 0 | 0 | 0 |  | 0 | 0 | 0 | 0 | 0 | 16201.9274 | 8175.8049 | 13129.6008 | 0 | no | Surplus | yes |  | 0 | 0 | 0 | 2805.2688 | 0 | no | 0 | 0 | 0 | 2805.2688 | 0 |  |  | 0 | 0 | 0 | 0 | 0 |  | 0 | 0 | 0 | 0 | 0
| 14593.7642 | 0 | no | Surplus | yes |  | 0 | 0 | 0 | 1608.1632 | 0 | no | 0 | 0 | 0 | 1608.1632 | 4860 | no | 14593.7642 | 0 | 24300 |  |  | 0 |  |  | 0 | 0 | 0 | 0 | 0 |  | 0 | 0 | 0 | 0 | 0 | 14593.7642 | 8101.7565 | 11826.3891 | 0 | no | Surplus | yes |  | 0 | 0 | 0 | 5027.8443 | 0 | no | 0 | 0 | 0 | 5027.8443 | 0 |  |  | 0 | 0 | 0 | 0 | 0 |  | 0 | 0 | 0 | 0 | 0
| 16658.8366 | 0 | yes | Deficit |  |  | 0 | 0 | 0 | 0 | 0 |  | 0 | 0 | 0 | 0 | 4860 | no |  | 0 | 24300 | no | 16658.8366 | 0 | no | no | 0 | 0 | 0 | 0 | 0 |  | 0 | 0 | 0 | 0 | 0 | 16658.8366 | 8408.33 | 13499.8676 | 0 | no | Surplus | yes |  | 0 | 0 | 0 | 3418.0591 | 0 | no | 0 | 0 | 0 | 3418.0591 | 0 |  |  | 0 | 0 | 0 | 0 | 0 |  | 0 | 0 | 0 | 0 | 0
| 15743.6729 | 0 | no | Surplus | yes |  | 0 | 0 | 0 | 915.1637 | 0 | no | 0 | 0 | 0 | 915.1637 | 4860 | no | 15743.6729 | 0 | 24300 |  |  | 0 |  |  | 0 | 0 | 0 | 0 | 0 |  | 0 | 0 | 0 | 0 | 0 | 15743.6729 | 8132.6275 | 12758.2439 | 0 | no | Surplus | yes |  | 0 | 0 | 0 | 5367.2401 | 0 | no | 0 | 0 | 0 | 5367.2401 | 0 |  |  | 0 | 0 | 0 | 0 | 0 |  | 0 | 0 | 0 | 0 | 0
| 13696.9424 | 0 | no | Surplus | yes |  | 0 | 0 | 0 | 2046.7305 | 0 | no | 0 | 0 | 0 | 2046.7305 | 4860 | no | 13696.9424 | 0 | 24300 |  |  | 0 |  |  | 0 | 0 | 0 | 0 | 0 |  | 0 | 0 | 0 | 0 | 0 | 13696.9424 | 7767.1283 | 11099.6292 | 0 | no | Surplus | yes |  | 0 | 0 | 0 | 4991.1155 | 0 | no | 0 | 0 | 0 | 4991.1155 | 0 |  |  | 0 | 0 | 0 | 0 | 0 |  | 0 | 0 | 0 | 0 | 0
| 11291.269 | 0 | no | Surplus | yes |  | 0 | 0 | 0 | 2405.6734 | 0 | no | 0 | 0 | 0 | 2405.6734 | 4860 | no | 11291.269 | 0 | 24300 |  |  | 0 |  |  | 0 | 0 | 0 | 0 | 0 |  | 0 | 0 | 0 | 0 | 0 | 11291.269 | 7044.6608 | 9150.137 | 0 | no | Surplus | yes |  | 0 | 0 | 0 | 4054.9684 | 0 | no | 0 | 0 | 0 | 4054.9684 | 0 |  |  | 0 | 0 | 0 | 0 | 0 |  | 0 | 0 | 0 | 0 | 0
| 14428.0246 | 0 | yes | Deficit |  |  | 0 | 0 | 0 | 0 | 0 |  | 0 | 0 | 0 | 0 | 4860 | no |  | 0 | 22582.5381 | no | 14428.0246 | 0 | no | no | 0 | 0 | 0 | 0 | 0 |  | 0 | 0 | 0 | 0 | 0 | 14428.0246 | 8050.3634 | 11692.0783 | 0 | no | Surplus | yes |  | 0 | 0 | 0 | 1099.7736 | 0 | no | 0 | 0 | 0 | 1099.7736 | 0 |  |  | 0 | 0 | 0 | 0 | 0 |  | 0 | 0 | 0 | 0 | 0
| 12942.7595 | 0 | no | Surplus | yes |  | 0 | 0 | 0 | 1485.2651 | 0 | no | 0 | 0 | 0 | 1485.2651 | 4860 | no | 12942.7595 | 0 | 24300 |  |  | 0 |  |  | 0 | 0 | 0 | 0 | 0 |  | 0 | 0 | 0 | 0 | 0 | 12942.7595 | 8185.8102 | 10488.4599 | 0 | no | Surplus | yes |  | 0 | 0 | 0 | 3506.2681 | 0 | no | 0 | 0 | 0 | 3506.2681 | 0 |  |  | 0 | 0 | 0 | 0 | 0 |  | 0 | 0 | 0 | 0 | 0
| 14132.7741 | 0 | yes | Deficit |  |  | 0 | 0 | 0 | 0 | 0 |  | 0 | 0 | 0 | 0 | 4860 | no |  | 0 | 24300 | no | 14132.7741 | 0 | no | no | 0 | 0 | 0 | 0 | 0 |  | 0 | 0 | 0 | 0 | 0 | 14132.7741 | 8371.0193 | 11452.8153 | 0 | no | Surplus | yes |  | 0 | 0 | 0 | 2117.4406 | 0 | no | 0 | 0 | 0 | 2117.4406 | 0 |  |  | 0 | 0 | 0 | 0 | 0 |  | 0 | 0 | 0 | 0 | 0
| 14186.0573 | 0 | yes | Deficit |  |  | 0 | 0 | 0 | 0 | 0 |  | 0 | 0 | 0 | 0 | 4860 | no |  | 0 | 24300 | no | 14186.0573 | 0 | no | no | 0 | 0 | 0 | 0 | 0 |  | 0 | 0 | 0 | 0 | 0 | 14186.0573 | 8259.3517 | 11495.9946 | 0 | no | Surplus | yes |  | 0 | 0 | 0 | 3193.4636 | 0 | no | 0 | 0 | 0 | 3193.4636 | 0 |  |  | 0 | 0 | 0 | 0 | 0 |  | 0 | 0 | 0 | 0 | 0
| 14445.1015 | 0 | yes | Deficit |  |  | 0 | 0 | 0 | 0 | 0 |  | 0 | 0 | 0 | 0 | 4860 | no |  | 0 | 24300 | no | 14445.1015 | 0 | no | no | 0 | 0 | 0 | 0 | 0 |  | 0 | 0 | 0 | 0 | 0 | 14445.1015 | 8455.2053 | 11705.917 | 0 | no | Surplus | yes |  | 0 | 0 | 0 | 3040.7893 | 0 | no | 0 | 0 | 0 | 3040.7893 | 0 |  |  | 0 | 0 | 0 | 0 | 0 |  | 0 | 0 | 0 | 0 | 0
| 13434.3609 | 0 | no | Surplus | yes |  | 0 | 0 | 0 | 1010.7406 | 0 | no | 0 | 0 | 0 | 1010.7406 | 4860 | no | 13434.3609 | 0 | 24300 |  |  | 0 |  |  | 0 | 0 | 0 | 0 | 0 |  | 0 | 0 | 0 | 0 | 0 | 13434.3609 | 8566.0134 | 10886.8403 | 0 | no | Surplus | yes |  | 0 | 0 | 0 | 3139.9036 | 0 | no | 0 | 0 | 0 | 3139.9036 | 0 |  |  | 0 | 0 | 0 | 0 | 0 |  | 0 | 0 | 0 | 0 | 0
| 12990.2264 | 0 | no | Surplus | yes |  | 0 | 0 | 0 | 444.1345 | 0 | no | 0 | 0 | 0 | 444.1345 | 4860 | no | 12990.2264 | 0 | 24300 |  |  | 0 |  |  | 0 | 0 | 0 | 0 | 0 |  | 0 | 0 | 0 | 0 | 0 | 12990.2264 | 8603.1478 | 10526.9258 | 0 | no | Surplus | yes |  | 0 | 0 | 0 | 2283.6925 | 0 | no | 0 | 0 | 0 | 2283.6925 | 0 |  |  | 0 | 0 | 0 | 0 | 0 |  | 0 | 0 | 0 | 0 | 0
| 14512.9832 | 0 | yes | Deficit |  |  | 0 | 0 | 0 | 0 | 0 |  | 0 | 0 | 0 | 0 | 4860 | no |  | 0 | 24300 | no | 14512.9832 | 0 | no | no | 0 | 0 | 0 | 0 | 0 |  | 0 | 0 | 0 | 0 | 0 | 14512.9832 | 8462.1804 | 11760.9264 | 0 | no | Surplus | yes |  | 0 | 0 | 0 | 2064.7454 | 0 | no | 0 | 0 | 0 | 2064.7454 | 0 |  |  | 0 | 0 | 0 | 0 | 0 |  | 0 | 0 | 0 | 0 | 0
| 13851.1593 | 0 | no | Surplus | yes |  | 0 | 0 | 0 | 661.8239 | 0 | no | 0 | 0 | 0 | 661.8239 | 4860 | no | 13851.1593 | 0 | 24300 |  |  | 0 |  |  | 0 | 0 | 0 | 0 | 0 |  | 0 | 0 | 0 | 0 | 0 | 13851.1593 | 8153.4471 | 11224.6024 | 0 | no | Surplus | yes |  | 0 | 0 | 0 | 3607.4793 | 0 | no | 0 | 0 | 0 | 3607.4793 | 0 |  |  | 0 | 0 | 0 | 0 | 0 |  | 0 | 0 | 0 | 0 | 0
| 13976.3171 | 0 | yes | Deficit |  |  | 0 | 0 | 0 | 0 | 0 |  | 0 | 0 | 0 | 0 | 4860 | no |  | 0 | 24300 | no | 13976.3171 | 0 | no | no | 0 | 0 | 0 | 0 | 0 |  | 0 | 0 | 0 | 0 | 0 | 13976.3171 | 7570.7018 | 11326.0268 | 0 | no | Surplus | yes |  | 0 | 0 | 0 | 3653.9006 | 0 | no | 0 | 0 | 0 | 3653.9006 | 0 |  |  | 0 | 0 | 0 | 0 | 0 |  | 0 | 0 | 0 | 0 | 0
| 13145.9296 | 0 | no | Surplus | yes |  | 0 | 0 | 0 | 830.3875 | 0 | no | 0 | 0 | 0 | 830.3875 | 4860 | no | 13145.9296 | 0 | 24300 |  |  | 0 |  |  | 0 | 0 | 0 | 0 | 0 |  | 0 | 0 | 0 | 0 | 0 | 13145.9296 | 7503.342 | 10653.1034 | 0 | no | Surplus | yes |  | 0 | 0 | 0 | 3822.6848 | 0 | no | 0 | 0 | 0 | 3822.6848 | 0 |  |  | 0 | 0 | 0 | 0 | 0 |  | 0 | 0 | 0 | 0 | 0
| 13973.7341 | 0 | yes | Deficit |  |  | 0 | 0 | 0 | 0 | 0 |  | 0 | 0 | 0 | 0 | 4860 | no |  | 0 | 24300 | no | 13973.7341 | 0 | no | no | 0 | 0 | 0 | 0 | 0 |  | 0 | 0 | 0 | 0 | 0 | 13973.7341 | 7508.0251 | 11323.9336 | 0 | no | Surplus | yes |  | 0 | 0 | 0 | 3145.0783 | 0 | no | 0 | 0 | 0 | 3145.0783 | 0 |  |  | 0 | 0 | 0 | 0 | 0 |  | 0 | 0 | 0 | 0 | 0
| 13200.7093 | 0 | no | Surplus | yes |  | 0 | 0 | 0 | 773.0248 | 0 | no | 0 | 0 | 0 | 773.0248 | 4860 | no | 13200.7093 | 0 | 24300 |  |  | 0 |  |  | 0 | 0 | 0 | 0 | 0 |  | 0 | 0 | 0 | 0 | 0 | 13200.7093 | 7414.0432 | 10697.4954 | 0 | no | Surplus | yes |  | 0 | 0 | 0 | 3909.8904 | 0 | no | 0 | 0 | 0 | 3909.8904 | 0 |  |  | 0 | 0 | 0 | 0 | 0 |  | 0 | 0 | 0 | 0 | 0
| 13149.4939 | 0 | no | Surplus | yes |  | 0 | 0 | 0 | 51.2154 | 0 | no | 0 | 0 | 0 | 51.2154 | 4860 | no | 13149.4939 | 0 | 24300 |  |  | 0 |  |  | 0 | 0 | 0 | 0 | 0 |  | 0 | 0 | 0 | 0 | 0 | 13149.4939 | 8000.0722 | 10655.9918 | 0 | no | Surplus | yes |  | 0 | 0 | 0 | 2697.4232 | 0 | no | 0 | 0 | 0 | 2697.4232 | 0 |  |  | 0 | 0 | 0 | 0 | 0 |  | 0 | 0 | 0 | 0 | 0
| 12009.0792 | 0 | no | Surplus | yes |  | 0 | 0 | 0 | 1140.4147 | 0 | no | 0 | 0 | 0 | 1140.4147 | 4860 | no | 12009.0792 | 0 | 24300 |  |  | 0 |  |  | 0 | 0 | 0 | 0 | 0 |  | 0 | 0 | 0 | 0 | 0 | 12009.0792 | 8343.8462 | 9731.8308 | 0 | no | Surplus | yes |  | 0 | 0 | 0 | 2312.1456 | 0 | no | 0 | 0 | 0 | 2312.1456 | 0 |  |  | 0 | 0 | 0 | 0 | 0 |  | 0 | 0 | 0 | 0 | 0
| 12026.3718 | 0 | yes | Deficit |  |  | 0 | 0 | 0 | 0 | 0 |  | 0 | 0 | 0 | 0 | 4860 | no |  | 0 | 24018.1583 | no | 12026.3718 | 0 | no | no | 0 | 0 | 0 | 0 | 0 |  | 0 | 0 | 0 | 0 | 0 | 12026.3718 | 8747.7515 | 9745.8442 | 0 | no | Surplus | yes |  | 0 | 0 | 0 | 984.0793 | 0 | no | 0 | 0 | 0 | 984.0793 | 0 |  |  | 0 | 0 | 0 | 0 | 0 |  | 0 | 0 | 0 | 0 | 0
| 13627.0266 | 0 | yes | Deficit |  |  | 0 | 0 | 0 | 0 | 0 |  | 0 | 0 | 0 | 0 | 4860 | no |  | 0 | 24052.7435 | no | 13627.0266 | 0 | no | no | 0 | 0 | 0 | 0 | 0 |  | 0 | 0 | 0 | 0 | 0 | 13627.0266 | 8979.7146 | 11042.9713 | 0 | no | Surplus | yes |  | 0 | 0 | 0 | 766.1296 | 0 | no | 0 | 0 | 0 | 766.1296 | 0 |  |  | 0 | 0 | 0 | 0 | 0 |  | 0 | 0 | 0 | 0 | 0
| 12324.497 | 0 | no | Surplus | yes |  | 0 | 0 | 0 | 1302.5295 | 0 | no | 0 | 0 | 0 | 1302.5295 | 4860 | no | 12324.497 | 0 | 24300 |  |  | 0 |  |  | 0 | 0 | 0 | 0 | 0 |  | 0 | 0 | 0 | 0 | 0 | 12324.497 | 8903.804 | 9987.4368 | 0 | no | Surplus | yes |  | 0 | 0 | 0 | 2139.1673 | 0 | no | 0 | 0 | 0 | 2139.1673 | 0 |  |  | 0 | 0 | 0 | 0 | 0 |  | 0 | 0 | 0 | 0 | 0
| 15115.8713 | 0 | yes | Deficit |  |  | 0 | 0 | 0 | 0 | 0 |  | 0 | 0 | 0 | 0 | 4860 | no |  | 0 | 24300 | no | 15115.8713 | 0 | no | no | 0 | 0 | 0 | 0 | 0 |  | 0 | 0 | 0 | 0 | 0 | 15115.8713 | 9080.5835 | 12249.4905 | 0 | no | Surplus | yes |  | 0 | 0 | 0 | 906.8533 | 0 | no | 0 | 0 | 0 | 906.8533 | 0 |  |  | 0 | 0 | 0 | 0 | 0 |  | 0 | 0 | 0 | 0 | 0
| 14744.132 | 0 | no | Surplus | yes |  | 0 | 0 | 0 | 371.7393 | 0 | no | 0 | 0 | 0 | 371.7393 | 4860 | no | 14744.132 | 0 | 24300 |  |  | 0 |  |  | 0 | 0 | 0 | 0 | 0 |  | 0 | 0 | 0 | 0 | 0 | 14744.132 | 9238.4212 | 11948.2431 | 0 | no | Surplus | yes |  | 0 | 0 | 0 | 3011.0693 | 0 | no | 0 | 0 | 0 | 3011.0693 | 0 |  |  | 0 | 0 | 0 | 0 | 0 |  | 0 | 0 | 0 | 0 | 0
| 16085.6696 | 0 | yes | Deficit |  |  | 0 | 0 | 0 | 0 | 0 |  | 0 | 0 | 0 | 0 | 4860 | no |  | 0 | 24300 | no | 16085.6696 | 0 | no | no | 0 | 0 | 0 | 0 | 0 |  | 0 | 0 | 0 | 0 | 0 | 16085.6696 | 8189.6669 | 13035.3886 | 0 | no | Surplus | yes |  | 0 | 0 | 0 | 3758.5762 | 0 | no | 0 | 0 | 0 | 3758.5762 | 0 |  |  | 0 | 0 | 0 | 0 | 0 |  | 0 | 0 | 0 | 0 | 0
| 13809.3926 | 0 | no | Surplus | yes |  | 0 | 0 | 0 | 2276.277 | 0 | no | 0 | 0 | 0 | 2276.277 | 4860 | no | 13809.3926 | 0 | 24300 |  |  | 0 |  |  | 0 | 0 | 0 | 0 | 0 |  | 0 | 0 | 0 | 0 | 0 | 13809.3926 | 8721.2053 | 11190.7557 | 0 | no | Surplus | yes |  | 0 | 0 | 0 | 4314.1833 | 0 | no | 0 | 0 | 0 | 4314.1833 | 0 |  |  | 0 | 0 | 0 | 0 | 0 |  | 0 | 0 | 0 | 0 | 0
| 14571.3874 | 0 | yes | Deficit |  |  | 0 | 0 | 0 | 0 | 0 |  | 0 | 0 | 0 | 0 | 4860 | no |  | 0 | 24300 | no | 14571.3874 | 0 | no | no | 0 | 0 | 0 | 0 | 0 |  | 0 | 0 | 0 | 0 | 0 | 14571.3874 | 8668.3368 | 11808.2556 | 0 | no | Surplus | yes |  | 0 | 0 | 0 | 2522.4189 | 0 | no | 0 | 0 | 0 | 2522.4189 | 0 |  |  | 0 | 0 | 0 | 0 | 0 |  | 0 | 0 | 0 | 0 | 0
| 14762.6182 | 0 | yes | Deficit |  |  | 0 | 0 | 0 | 0 | 0 |  | 0 | 0 | 0 | 0 | 4860 | no |  | 0 | 24300 | no | 14762.6182 | 0 | no | no | 0 | 0 | 0 | 0 | 0 |  | 0 | 0 | 0 | 0 | 0 | 14762.6182 | 8726.5948 | 11963.2238 | 0 | no | Surplus | yes |  | 0 | 0 | 0 | 3081.6608 | 0 | no | 0 | 0 | 0 | 3081.6608 | 0 |  |  | 0 | 0 | 0 | 0 | 0 |  | 0 | 0 | 0 | 0 | 0
| 14576.4547 | 0 | no | Surplus | yes |  | 0 | 0 | 0 | 186.1636 | 0 | no | 0 | 0 | 0 | 186.1636 | 4860 | no | 14576.4547 | 0 | 24300 |  |  | 0 |  |  | 0 | 0 | 0 | 0 | 0 |  | 0 | 0 | 0 | 0 | 0 | 14576.4547 | 8873.0607 | 11812.362 | 0 | no | Surplus | yes |  | 0 | 0 | 0 | 3090.1631 | 0 | no | 0 | 0 | 0 | 3090.1631 | 0 |  |  | 0 | 0 | 0 | 0 | 0 |  | 0 | 0 | 0 | 0 | 0
| 16990.3388 | 0 | yes | Deficit |  |  | 0 | 0 | 0 | 0 | 0 |  | 0 | 0 | 0 | 0 | 4860 | no |  | 0 | 24300 | no | 16990.3388 | 0 | no | no | 0 | 0 | 0 | 0 | 0 |  | 0 | 0 | 0 | 0 | 0 | 16990.3388 | 8978.5025 | 13768.5079 | 0 | no | Surplus | yes |  | 0 | 0 | 0 | 2833.8594 | 0 | no | 0 | 0 | 0 | 2833.8594 | 0 |  |  | 0 | 0 | 0 | 0 | 0 |  | 0 | 0 | 0 | 0 | 0
| 15375.6374 | 0 | no | Surplus | yes |  | 0 | 0 | 0 | 1614.7014 | 0 | no | 0 | 0 | 0 | 1614.7014 | 4860 | no | 15375.6374 | 0 | 24300 |  |  | 0 |  |  | 0 | 0 | 0 | 0 | 0 |  | 0 | 0 | 0 | 0 | 0 | 15375.6374 | 8808.5439 | 12459.9979 | 0 | no | Surplus | yes |  | 0 | 0 | 0 | 4959.9641 | 0 | no | 0 | 0 | 0 | 4959.9641 | 0 |  |  | 0 | 0 | 0 | 0 | 0 |  | 0 | 0 | 0 | 0 | 0
| 16499.173 | 0 | yes | Deficit |  |  | 0 | 0 | 0 | 0 | 0 |  | 0 | 0 | 0 | 0 | 4860 | no |  | 0 | 24300 | no | 16499.173 | 0 | no | no | 0 | 0 | 0 | 0 | 0 |  | 0 | 0 | 0 | 0 | 0 | 16499.173 | 8852.0253 | 13370.4806 | 0 | no | Surplus | yes |  | 0 | 0 | 0 | 3607.9726 | 0 | no | 0 | 0 | 0 | 3607.9726 | 0 |  |  | 0 | 0 | 0 | 0 | 0 |  | 0 | 0 | 0 | 0 | 0
| 15769.8667 | 0 | no | Surplus | yes |  | 0 | 0 | 0 | 729.3063 | 0 | no | 0 | 0 | 0 | 729.3063 | 4860 | no | 15769.8667 | 0 | 24300 |  |  | 0 |  |  | 0 | 0 | 0 | 0 | 0 |  | 0 | 0 | 0 | 0 | 0 | 15769.8667 | 8967.4173 | 12779.4706 | 0 | no | Surplus | yes |  | 0 | 0 | 0 | 4403.0633 | 0 | no | 0 | 0 | 0 | 4403.0633 | 0 |  |  | 0 | 0 | 0 | 0 | 0 |  | 0 | 0 | 0 | 0 | 0
| 14319.1261 | 0 | no | Surplus | yes |  | 0 | 0 | 0 | 1450.7406 | 0 | no | 0 | 0 | 0 | 1450.7406 | 4860 | no | 14319.1261 | 0 | 24300 |  |  | 0 |  |  | 0 | 0 | 0 | 0 | 0 |  | 0 | 0 | 0 | 0 | 0 | 14319.1261 | 8733.1991 | 11603.8299 | 0 | no | Surplus | yes |  | 0 | 0 | 0 | 4046.2715 | 0 | no | 0 | 0 | 0 | 4046.2715 | 0 |  |  | 0 | 0 | 0 | 0 | 0 |  | 0 | 0 | 0 | 0 | 0
| 14366.3615 | 0 | yes | Deficit |  |  | 0 | 0 | 0 | 0 | 0 |  | 0 | 0 | 0 | 0 | 4860 | no |  | 0 | 24300 | no | 14366.3615 | 0 | no | no | 0 | 0 | 0 | 0 | 0 |  | 0 | 0 | 0 | 0 | 0 | 14366.3615 | 8918.1473 | 11642.1082 | 0 | no | Surplus | yes |  | 0 | 0 | 0 | 2685.6826 | 0 | no | 0 | 0 | 0 | 2685.6826 | 0 |  |  | 0 | 0 | 0 | 0 | 0 |  | 0 | 0 | 0 | 0 | 0
| 14682.8264 | 0 | yes | Deficit |  |  | 0 | 0 | 0 | 0 | 0 |  | 0 | 0 | 0 | 0 | 4860 | no |  | 0 | 24300 | no | 14682.8264 | 0 | no | no | 0 | 0 | 0 | 0 | 0 |  | 0 | 0 | 0 | 0 | 0 | 14682.8264 | 11728.01 | 11898.5627 | 0 | yes | Deficit |  |  | 0 | 0 | 0 | 0 | 0 |  | 0 | 0 | 0 | 0 | 85.9019 | yes |  | 0 | 0 | 0 | 85.9019 | 0 | no | 0 | 0 | 0 | 85.9019 | 0
| 15234.9373 | 0 | yes | Deficit |  |  | 0 | 0 | 0 | 0 | 0 |  | 0 | 0 | 0 | 0 | 4860 | no |  | 0 | 24300 | no | 15234.9373 | 0 | no | no | 0 | 0 | 0 | 0 | 0 |  | 0 | 0 | 0 | 0 | 0 | 15234.9373 | 12015.7724 | 12345.9783 | 0 | yes | Deficit |  |  | 0 | 0 | 0 | 0 | 0 |  | 0 | 0 | 0 | 0 | 117.2097 | yes |  | 0 | 0 | 0 | 117.2097 | 0 | no | 0 | 0 | 0 | 117.2097 | 0
| 15319.8114 | 0 | yes | Deficit |  |  | 0 | 0 | 0 | 0 | 0 |  | 0 | 0 | 0 | 0 | 4860 | no |  | 0 | 24300 | no | 15319.8114 | 0 | no | no | 0 | 0 | 0 | 0 | 0 |  | 0 | 0 | 0 | 0 | 0 | 15319.8114 | 11619.7981 | 12414.758 | 0 | no | Surplus | yes |  | 0 | 0 | 0 | 726.1802 | 0 | no | 0 | 0 | 0 | 726.1802 | 0 |  |  | 0 | 0 | 0 | 0 | 0 |  | 0 | 0 | 0 | 0 | 0
| 14363.7277 | 0 | no | Surplus | yes |  | 0 | 0 | 0 | 956.0837 | 0 | no | 0 | 0 | 0 | 956.0837 | 4860 | no | 14363.7277 | 0 | 24300 |  |  | 0 |  |  | 0 | 0 | 0 | 0 | 0 |  | 0 | 0 | 0 | 0 | 0 | 14363.7277 | 13617.0374 | 11639.9738 | 0 | yes | Deficit |  |  | 0 | 0 | 0 | 0 | 0 |  | 0 | 0 | 0 | 0 | 1202.2794 | yes |  | 0 | 0 | 0 | 1202.2794 | 0 | no | 0 | 0 | 0 | 1202.2794 | 0
| 13336.6685 | 0 | no | Surplus | yes |  | 0 | 0 | 0 | 1027.0592 | 0 | no | 0 | 0 | 0 | 1027.0592 | 4860 | no | 13336.6685 | 0 | 24300 |  |  | 0 |  |  | 0 | 0 | 0 | 0 | 0 |  | 0 | 0 | 0 | 0 | 0 | 13336.6685 | 12632.9478 | 10807.673 | 0 | yes | Deficit |  |  | 0 | 0 | 0 | 0 | 0 |  | 0 | 0 | 0 | 0 | 992.9739 | yes |  | 0 | 0 | 0 | 992.9739 | 0 | no | 0 | 0 | 0 | 992.9739 | 0
| 12709.6749 | 0 | no | Surplus | yes |  | 0 | 0 | 0 | 626.9936 | 0 | no | 0 | 0 | 0 | 626.9936 | 4860 | no | 12709.6749 | 0 | 24300 |  |  | 0 |  |  | 0 | 0 | 0 | 0 | 0 |  | 0 | 0 | 0 | 0 | 0 | 12709.6749 | 11623.5315 | 10299.5745 | 0 | yes | Deficit |  |  | 0 | 0 | 0 | 0 | 0 |  | 0 | 0 | 0 | 0 | 815.8585 | yes |  | 0 | 0 | 0 | 815.8585 | 0 | no | 0 | 0 | 0 | 815.8585 | 0
| 11830.2152 | 0 | no | Surplus | yes |  | 0 | 0 | 0 | 879.4598 | 0 | no | 0 | 0 | 0 | 879.4598 | 4860 | no | 11830.2152 | 0 | 24300 |  |  | 0 |  |  | 0 | 0 | 0 | 0 | 0 |  | 0 | 0 | 0 | 0 | 0 | 11830.2152 | 12978.6404 | 9586.8843 | 0 | yes | Deficit |  |  | 0 | 0 | 0 | 0 | 0 |  | 0 | 0 | 0 | 0 | 2679.0659 | yes |  | 0 | 0 | 0 | 2679.0659 | 0 | no | 0 | 0 | 0 | 2679.0659 | 0
| 13343.5573 | 0 | yes | Deficit |  |  | 0 | 0 | 0 | 0 | 0 |  | 0 | 0 | 0 | 0 | 4860 | no |  | 0 | 23660.4303 | no | 13343.5573 | 0 | no | no | 0 | 0 | 0 | 0 | 0 |  | 0 | 0 | 0 | 0 | 0 | 13343.5573 | 12734.7176 | 10813.2555 | 0 | yes | Deficit |  |  | 0 | 0 | 0 | 0 | 0 |  | 0 | 0 | 0 | 0 | 3147.8334 | yes |  | 0 | 0 | 0 | 3147.8334 | 0 | no | 0 | 0 | 0 | 3147.8334 | 0
| 16084.0621 | 0 | yes | Deficit |  |  | 0 | 0 | 0 | 0 | 0 |  | 0 | 0 | 0 | 0 | 4860 | no |  | 0 | 24300 | no | 16084.0621 | 0 | no | no | 0 | 0 | 0 | 0 | 0 |  | 0 | 0 | 0 | 0 | 0 | 16084.0621 | 12180.5141 | 13034.086 | 0 | yes | Deficit |  |  | 0 | 0 | 0 | 0 | 0 |  | 0 | 0 | 0 | 0 | 1367.2587 | yes |  | 0 | 0 | 0 | 1367.2587 | 0 | no | 0 | 0 | 0 | 1367.2587 | 0
| 16360.654 | 0 | yes | Deficit |  |  | 0 | 0 | 0 | 0 | 0 |  | 0 | 0 | 0 | 0 | 4860 | no |  | 0 | 24300 | no | 16360.654 | 0 | no | no | 0 | 0 | 0 | 0 | 0 |  | 0 | 0 | 0 | 0 | 0 | 16360.654 | 13733.763 | 13258.2286 | 0 | yes | Deficit |  |  | 0 | 0 | 0 | 0 | 0 |  | 0 | 0 | 0 | 0 | 699.677 | yes |  | 0 | 0 | 0 | 699.677 | 0 | no | 0 | 0 | 0 | 699.677 | 0
| 16352.5107 | 0 | no | Surplus | yes |  | 0 | 0 | 0 | 8.1433 | 0 | no | 0 | 0 | 0 | 8.1433 | 4860 | no | 16352.5107 | 0 | 24300 |  |  | 0 |  |  | 0 | 0 | 0 | 0 | 0 |  | 0 | 0 | 0 | 0 | 0 | 16352.5107 | 13169.0228 | 13251.6294 | 0 | no | Surplus | yes |  | 0 | 0 | 0 | 89.2058 | 0 | no | 0 | 0 | 0 | 89.2058 | 0 |  |  | 0 | 0 | 0 | 0 | 0 |  | 0 | 0 | 0 | 0 | 0
| 16538.4939 | 0 | yes | Deficit |  |  | 0 | 0 | 0 | 0 | 0 |  | 0 | 0 | 0 | 0 | 4860 | no |  | 0 | 24300 | no | 16538.4939 | 0 | no | no | 0 | 0 | 0 | 0 | 0 |  | 0 | 0 | 0 | 0 | 0 | 16538.4939 | 12293.4907 | 13402.3451 | 0 | no | Surplus | yes |  | 0 | 0 | 0 | 958.1388 | 0 | no | 0 | 0 | 0 | 958.1388 | 0 |  |  | 0 | 0 | 0 | 0 | 0 |  | 0 | 0 | 0 | 0 | 0
| 15494.0332 | 0 | no | Surplus | yes |  | 0 | 0 | 0 | 1044.4607 | 0 | no | 0 | 0 | 0 | 1044.4607 | 4860 | no | 15494.0332 | 0 | 24300 |  |  | 0 |  |  | 0 | 0 | 0 | 0 | 0 |  | 0 | 0 | 0 | 0 | 0 | 15494.0332 | 12720.0748 | 12555.9426 | 0 | no | Surplus | yes |  | 0 | 0 | 0 | 682.2703 | 0 | no | 0 | 0 | 0 | 682.2703 | 0 |  |  | 0 | 0 | 0 | 0 | 0 |  | 0 | 0 | 0 | 0 | 0
| 14222.1807 | 0 | no | Surplus | yes |  | 0 | 0 | 0 | 1271.8525 | 0 | no | 0 | 0 | 0 | 1271.8525 | 4860 | no | 14222.1807 | 0 | 24300 |  |  | 0 |  |  | 0 | 0 | 0 | 0 | 0 |  | 0 | 0 | 0 | 0 | 0 | 14222.1807 | 13105.9417 | 11525.268 | 0 | yes | Deficit |  |  | 0 | 0 | 0 | 0 | 0 |  | 0 | 0 | 0 | 0 | 549.9991 | yes |  | 0 | 0 | 0 | 549.9991 | 0 | no | 0 | 0 | 0 | 549.9991 | 0
| 14185.0527 | 0 | no | Surplus | yes |  | 0 | 0 | 0 | 37.128 | 0 | no | 0 | 0 | 0 | 37.128 | 4860 | no | 14185.0527 | 0 | 24300 |  |  | 0 |  |  | 0 | 0 | 0 | 0 | 0 |  | 0 | 0 | 0 | 0 | 0 | 14185.0527 | 14260.8992 | 11495.1805 | 0 | yes | Deficit |  |  | 0 | 0 | 0 | 0 | 0 |  | 0 | 0 | 0 | 0 | 2735.6312 | yes |  | 0 | 0 | 0 | 2735.6312 | 0 | no | 0 | 0 | 0 | 2735.6312 | 0
| 12359.3412 | 0 | no | Surplus | yes |  | 0 | 0 | 0 | 1825.7115 | 0 | no | 0 | 0 | 0 | 1825.7115 | 4860 | no | 12359.3412 | 0 | 24300 |  |  | 0 |  |  | 0 | 0 | 0 | 0 | 0 |  | 0 | 0 | 0 | 0 | 0 | 12359.3412 | 9102.0918 | 10015.6736 | 0 | no | Surplus | yes |  | 0 | 0 | 0 | 2393.0887 | 0 | no | 0 | 0 | 0 | 2393.0887 | 0 |  |  | 0 | 0 | 0 | 0 | 0 |  | 0 | 0 | 0 | 0 | 0
| 15236.6972 | 0 | yes | Deficit |  |  | 0 | 0 | 0 | 0 | 0 |  | 0 | 0 | 0 | 0 | 4860 | no |  | 0 | 24300 | no | 15236.6972 | 0 | no | no | 0 | 0 | 0 | 0 | 0 |  | 0 | 0 | 0 | 0 | 0 | 15236.6972 | 11062.7975 | 12347.4045 | 0 | yes | Deficit |  |  | 0 | 0 | 0 | 0 | 0 |  | 0 | 0 | 0 | 0 | 1047.1239 | yes |  | 0 | 0 | 0 | 1047.1239 | 0 | no | 0 | 0 | 0 | 1047.1239 | 0
| 15732.7261 | 0 | yes | Deficit |  |  | 0 | 0 | 0 | 0 | 0 |  | 0 | 0 | 0 | 0 | 4860 | no |  | 0 | 24300 | no | 15732.7261 | 0 | no | no | 0 | 0 | 0 | 0 | 0 |  | 0 | 0 | 0 | 0 | 0 | 15732.7261 | 11645.6378 | 12749.3728 | 0 | no | Surplus | yes |  | 0 | 0 | 0 | 701.7667 | 0 | no | 0 | 0 | 0 | 701.7667 | 0 |  |  | 0 | 0 | 0 | 0 | 0 |  | 0 | 0 | 0 | 0 | 0
| 13645.8154 | 0 | no | Surplus | yes |  | 0 | 0 | 0 | 2086.9106 | 0 | no | 0 | 0 | 0 | 2086.9106 | 4860 | no | 13645.8154 | 0 | 24300 |  |  | 0 |  |  | 0 | 0 | 0 | 0 | 0 |  | 0 | 0 | 0 | 0 | 0 | 13645.8154 | 13422.9142 | 11058.1973 | 0 | yes | Deficit |  |  | 0 | 0 | 0 | 0 | 0 |  | 0 | 0 | 0 | 0 | 673.5414 | yes |  | 0 | 0 | 0 | 673.5414 | 0 | no | 0 | 0 | 0 | 673.5414 | 0
| 15541.6493 | 0 | yes | Deficit |  |  | 0 | 0 | 0 | 0 | 0 |  | 0 | 0 | 0 | 0 | 4860 | no |  | 0 | 24300 | no | 15541.6493 | 0 | no | no | 0 | 0 | 0 | 0 | 0 |  | 0 | 0 | 0 | 0 | 0 | 15541.6493 | 13629.6027 | 12594.5294 | 0 | yes | Deficit |  |  | 0 | 0 | 0 | 0 | 0 |  | 0 | 0 | 0 | 0 | 2571.4054 | yes |  | 0 | 0 | 0 | 2571.4054 | 0 | no | 0 | 0 | 0 | 2571.4054 | 0
| 17433.8713 | 0 | yes | Deficit |  |  | 0 | 0 | 0 | 0 | 0 |  | 0 | 0 | 0 | 0 | 4860 | no |  | 0 | 24300 | no | 17433.8713 | 0 | no | no | 0 | 0 | 0 | 0 | 0 |  | 0 | 0 | 0 | 0 | 0 | 17433.8713 | 14047.7961 | 14127.9346 | 0 | yes | Deficit |  |  | 0 | 0 | 0 | 0 | 0 |  | 0 | 0 | 0 | 0 | 1453.2667 | yes |  | 0 | 0 | 0 | 1453.2667 | 0 | no | 0 | 0 | 0 | 1453.2667 | 0
| 17886.4262 | 0 | yes | Deficit |  |  | 0 | 0 | 0 | 0 | 0 |  | 0 | 0 | 0 | 0 | 4860 | no |  | 0 | 24300 | no | 17886.4262 | 0 | no | no | 0 | 0 | 0 | 0 | 0 |  | 0 | 0 | 0 | 0 | 0 | 17886.4262 | 14884.1058 | 14494.6728 | 0 | yes | Deficit |  |  | 0 | 0 | 0 | 0 | 0 |  | 0 | 0 | 0 | 0 | 756.1712 | yes |  | 0 | 0 | 0 | 756.1712 | 0 | no | 0 | 0 | 0 | 756.1712 | 0
| 16434.9174 | 0 | no | Surplus | yes |  | 0 | 0 | 0 | 1451.5089 | 0 | no | 0 | 0 | 0 | 1451.5089 | 4860 | no | 16434.9174 | 0 | 24300 |  |  | 0 |  |  | 0 | 0 | 0 | 0 | 0 |  | 0 | 0 | 0 | 0 | 0 | 16434.9174 | 14757.3072 | 13318.4095 | 0 | yes | Deficit |  |  | 0 | 0 | 0 | 0 | 0 |  | 0 | 0 | 0 | 0 | 262.6344 | yes |  | 0 | 0 | 0 | 262.6344 | 0 | no | 0 | 0 | 0 | 262.6344 | 0
| 17207.5855 | 0 | yes | Deficit |  |  | 0 | 0 | 0 | 0 | 0 |  | 0 | 0 | 0 | 0 | 4860 | no |  | 0 | 24300 | no | 17207.5855 | 0 | no | no | 0 | 0 | 0 | 0 | 0 |  | 0 | 0 | 0 | 0 | 0 | 17207.5855 | 13416.018 | 13944.5588 | 0 | yes | Deficit |  |  | 0 | 0 | 0 | 0 | 0 |  | 0 | 0 | 0 | 0 | 97.6085 | yes |  | 0 | 0 | 0 | 97.6085 | 0 | no | 0 | 0 | 0 | 97.6085 | 0
| 15912.8355 | 0 | no | Surplus | yes |  | 0 | 0 | 0 | 1294.75 | 0 | no | 0 | 0 | 0 | 1294.75 | 4860 | no | 15912.8355 | 0 | 24300 |  |  | 0 |  |  | 0 | 0 | 0 | 0 | 0 |  | 0 | 0 | 0 | 0 | 0 | 15912.8355 | 14331.7311 | 12895.3286 | 0 | yes | Deficit |  |  | 0 | 0 | 0 | 0 | 0 |  | 0 | 0 | 0 | 0 | 387.1723 | yes |  | 0 | 0 | 0 | 387.1723 | 0 | no | 0 | 0 | 0 | 387.1723 | 0
| 16201.1816 | 0 | yes | Deficit |  |  | 0 | 0 | 0 | 0 | 0 |  | 0 | 0 | 0 | 0 | 4860 | no |  | 0 | 24300 | no | 16201.1816 | 0 | no | no | 0 | 0 | 0 | 0 | 0 |  | 0 | 0 | 0 | 0 | 0 | 16201.1816 | 14350.9477 | 13128.9965 | 0 | yes | Deficit |  |  | 0 | 0 | 0 | 0 | 0 |  | 0 | 0 | 0 | 0 | 1455.6191 | yes |  | 0 | 0 | 0 | 1455.6191 | 0 | no | 0 | 0 | 0 | 1455.6191 | 0
| 15661.3126 | 0 | no | Surplus | yes |  | 0 | 0 | 0 | 539.869 | 0 | no | 0 | 0 | 0 | 539.869 | 4860 | no | 15661.3126 | 0 | 24300 |  |  | 0 |  |  | 0 | 0 | 0 | 0 | 0 |  | 0 | 0 | 0 | 0 | 0 | 15661.3126 | 10198.2198 | 12691.5013 | 0 | no | Surplus | yes |  | 0 | 0 | 0 | 2930.7766 | 0 | no | 0 | 0 | 0 | 2930.7766 | 0 |  |  | 0 | 0 | 0 | 0 | 0 |  | 0 | 0 | 0 | 0 | 0
| 14385.2998 | 0 | no | Surplus | yes |  | 0 | 0 | 0 | 1276.0128 | 0 | no | 0 | 0 | 0 | 1276.0128 | 4860 | no | 14385.2998 | 0 | 24300 |  |  | 0 |  |  | 0 | 0 | 0 | 0 | 0 |  | 0 | 0 | 0 | 0 | 0 | 14385.2998 | 10809.1899 | 11657.4553 | 0 | no | Surplus | yes |  | 0 | 0 | 0 | 1882.3114 | 0 | no | 0 | 0 | 0 | 1882.3114 | 0 |  |  | 0 | 0 | 0 | 0 | 0 |  | 0 | 0 | 0 | 0 | 0
| 12735.0934 | 0 | no | Surplus | yes |  | 0 | 0 | 0 | 1650.2064 | 0 | no | 0 | 0 | 0 | 1650.2064 | 4860 | no | 12735.0934 | 0 | 24300 |  |  | 0 |  |  | 0 | 0 | 0 | 0 | 0 |  | 0 | 0 | 0 | 0 | 0 | 12735.0934 | 10947.3514 | 10320.173 | 0 | no | Surplus | yes |  | 0 | 0 | 0 | 710.1039 | 0 | no | 0 | 0 | 0 | 710.1039 | 0 |  |  | 0 | 0 | 0 | 0 | 0 |  | 0 | 0 | 0 | 0 | 0
| 13228.9997 | 0 | yes | Deficit |  |  | 0 | 0 | 0 | 0 | 0 |  | 0 | 0 | 0 | 0 | 4860 | no |  | 0 | 24300 | no | 13228.9997 | 0 | no | no | 0 | 0 | 0 | 0 | 0 |  | 0 | 0 | 0 | 0 | 0 | 13228.9997 | 13482.2552 | 10720.4211 | 0 | yes | Deficit |  |  | 0 | 0 | 0 | 0 | 0 |  | 0 | 0 | 0 | 0 | 3162.0822 | yes |  | 0 | 0 | 0 | 3162.0822 | 0 | no | 0 | 0 | 0 | 3162.0822 | 0
| 12924.7077 | 0 | no | Surplus | yes |  | 0 | 0 | 0 | 304.2919 | 0 | no | 0 | 0 | 0 | 304.2919 | 4860 | no | 12924.7077 | 0 | 24300 |  |  | 0 |  |  | 0 | 0 | 0 | 0 | 0 |  | 0 | 0 | 0 | 0 | 0 | 12924.7077 | 11190.2301 | 10473.8312 | 0 | yes | Deficit |  |  | 0 | 0 | 0 | 0 | 0 |  | 0 | 0 | 0 | 0 | 469.8089 | yes |  | 0 | 0 | 0 | 469.8089 | 0 | no | 0 | 0 | 0 | 469.8089 | 0
| 12633.3033 | 0 | no | Surplus | yes |  | 0 | 0 | 0 | 291.4044 | 0 | no | 0 | 0 | 0 | 291.4044 | 4860 | no | 12633.3033 | 0 | 24300 |  |  | 0 |  |  | 0 | 0 | 0 | 0 | 0 |  | 0 | 0 | 0 | 0 | 0 | 12633.3033 | 12554.7726 | 10237.685 | 0 | yes | Deficit |  |  | 0 | 0 | 0 | 0 | 0 |  | 0 | 0 | 0 | 0 | 2080.9414 | yes |  | 0 | 0 | 0 | 2080.9414 | 0 | no | 0 | 0 | 0 | 2080.9414 | 0
| 13200.3322 | 0 | yes | Deficit |  |  | 0 | 0 | 0 | 0 | 0 |  | 0 | 0 | 0 | 0 | 4860 | no |  | 0 | 24300 | no | 13200.3322 | 0 | no | no | 0 | 0 | 0 | 0 | 0 |  | 0 | 0 | 0 | 0 | 0 | 13200.3322 | 10752.808 | 10697.1898 | 0 | yes | Deficit |  |  | 0 | 0 | 0 | 0 | 0 |  | 0 | 0 | 0 | 0 | 515.1229 | yes |  | 0 | 0 | 0 | 515.1229 | 0 | no | 0 | 0 | 0 | 515.1229 | 0
| 12315.0879 | 0 | no | Surplus | yes |  | 0 | 0 | 0 | 885.2443 | 0 | no | 0 | 0 | 0 | 885.2443 | 4860 | no | 12315.0879 | 0 | 24300 |  |  | 0 |  |  | 0 | 0 | 0 | 0 | 0 |  | 0 | 0 | 0 | 0 | 0 | 12315.0879 | 10764.2805 | 9979.8119 | 0 | yes | Deficit |  |  | 0 | 0 | 0 | 0 | 0 |  | 0 | 0 | 0 | 0 | 67.0907 | yes |  | 0 | 0 | 0 | 67.0907 | 0 | no | 0 | 0 | 0 | 67.0907 | 0
| 16090.8171 | 0 | yes | Deficit |  |  | 0 | 0 | 0 | 0 | 0 |  | 0 | 0 | 0 | 0 | 4860 | no |  | 0 | 24300 | no | 16090.8171 | 0 | no | no | 0 | 0 | 0 | 0 | 0 |  | 0 | 0 | 0 | 0 | 0 | 16090.8171 | 13083.1726 | 13039.56 | 0 | yes | Deficit |  |  | 0 | 0 | 0 | 0 | 0 |  | 0 | 0 | 0 | 0 | 3103.3607 | yes |  | 0 | 0 | 0 | 3103.3607 | 0 | no | 0 | 0 | 0 | 3103.3607 | 0
| 15865.0177 | 0 | no | Surplus | yes |  | 0 | 0 | 0 | 225.7994 | 0 | no | 0 | 0 | 0 | 225.7994 | 4860 | no | 15865.0177 | 0 | 24300 |  |  | 0 |  |  | 0 | 0 | 0 | 0 | 0 |  | 0 | 0 | 0 | 0 | 0 | 15865.0177 | 11259.2119 | 12856.5783 | 0 | no | Surplus | yes |  | 0 | 0 | 0 | 1780.3482 | 0 | no | 0 | 0 | 0 | 1780.3482 | 0 |  |  | 0 | 0 | 0 | 0 | 0 |  | 0 | 0 | 0 | 0 | 0
| 13268.9334 | 0 | no | Surplus | yes |  | 0 | 0 | 0 | 2596.0842 | 0 | no | 0 | 0 | 0 | 2596.0842 | 4860 | no | 13268.9334 | 0 | 24300 |  |  | 0 |  |  | 0 | 0 | 0 | 0 | 0 |  | 0 | 0 | 0 | 0 | 0 | 13268.9334 | 13764.87 | 10752.7823 | 0 | yes | Deficit |  |  | 0 | 0 | 0 | 0 | 0 |  | 0 | 0 | 0 | 0 | 908.2916 | yes |  | 0 | 0 | 0 | 908.2916 | 0 | no | 0 | 0 | 0 | 908.2916 | 0
| 15225.5895 | 0 | yes | Deficit |  |  | 0 | 0 | 0 | 0 | 0 |  | 0 | 0 | 0 | 0 | 4860 | no |  | 0 | 24300 | no | 15225.5895 | 0 | no | no | 0 | 0 | 0 | 0 | 0 |  | 0 | 0 | 0 | 0 | 0 | 15225.5895 | 14737.5627 | 12338.4032 | 0 | yes | Deficit |  |  | 0 | 0 | 0 | 0 | 0 |  | 0 | 0 | 0 | 0 | 3984.7804 | yes |  | 0 | 0 | 0 | 3984.7804 | 0 | no | 0 | 0 | 0 | 3984.7804 | 0
| 15982.9304 | 0 | yes | Deficit |  |  | 0 | 0 | 0 | 0 | 0 |  | 0 | 0 | 0 | 0 | 4860 | no |  | 0 | 24300 | no | 15982.9304 | 0 | no | no | 0 | 0 | 0 | 0 | 0 |  | 0 | 0 | 0 | 0 | 0 | 15982.9304 | 13990.7963 | 12952.1316 | 0 | yes | Deficit |  |  | 0 | 0 | 0 | 0 | 0 |  | 0 | 0 | 0 | 0 | 1652.3931 | yes |  | 0 | 0 | 0 | 1652.3931 | 0 | no | 0 | 0 | 0 | 1652.3931 | 0
| 16266.1522 | 0 | yes | Deficit |  |  | 0 | 0 | 0 | 0 | 0 |  | 0 | 0 | 0 | 0 | 4860 | no |  | 0 | 24300 | no | 16266.1522 | 0 | no | no | 0 | 0 | 0 | 0 | 0 |  | 0 | 0 | 0 | 0 | 0 | 16266.1522 | 14094.1207 | 13181.6468 | 0 | yes | Deficit |  |  | 0 | 0 | 0 | 0 | 0 |  | 0 | 0 | 0 | 0 | 1141.9891 | yes |  | 0 | 0 | 0 | 1141.9891 | 0 | no | 0 | 0 | 0 | 1141.9891 | 0
| 17863.6107 | 0 | yes | Deficit |  |  | 0 | 0 | 0 | 0 | 0 |  | 0 | 0 | 0 | 0 | 4860 | no |  | 0 | 24300 | no | 17863.6107 | 0 | no | no | 0 | 0 | 0 | 0 | 0 |  | 0 | 0 | 0 | 0 | 0 | 17863.6107 | 12721.5059 | 14476.1837 | 0 | no | Surplus | yes |  | 0 | 0 | 0 | 460.141 | 0 | no | 0 | 0 | 0 | 460.141 | 0 |  |  | 0 | 0 | 0 | 0 | 0 |  | 0 | 0 | 0 | 0 | 0
| 17024.7374 | 0 | no | Surplus | yes |  | 0 | 0 | 0 | 838.8734 | 0 | no | 0 | 0 | 0 | 838.8734 | 4860 | no | 17024.7374 | 0 | 24300 |  |  | 0 |  |  | 0 | 0 | 0 | 0 | 0 |  | 0 | 0 | 0 | 0 | 0 | 17024.7374 | 13353.2747 | 13796.3836 | 0 | no | Surplus | yes |  | 0 | 0 | 0 | 1122.9091 | 0 | no | 0 | 0 | 0 | 1122.9091 | 0 |  |  | 0 | 0 | 0 | 0 | 0 |  | 0 | 0 | 0 | 0 | 0
| 15764.2607 | 0 | no | Surplus | yes |  | 0 | 0 | 0 | 1260.4767 | 0 | no | 0 | 0 | 0 | 1260.4767 | 4860 | no | 15764.2607 | 0 | 24300 |  |  | 0 |  |  | 0 | 0 | 0 | 0 | 0 |  | 0 | 0 | 0 | 0 | 0 | 15764.2607 | 13304.9656 | 12774.9276 | 0 | no | Surplus | yes |  | 0 | 0 | 0 | 491.418 | 0 | no | 0 | 0 | 0 | 491.418 | 0 |  |  | 0 | 0 | 0 | 0 | 0 |  | 0 | 0 | 0 | 0 | 0
| 14123.5313 | 0 | no | Surplus | yes |  | 0 | 0 | 0 | 1640.7294 | 0 | no | 0 | 0 | 0 | 1640.7294 | 4860 | no | 14123.5313 | 0 | 24300 |  |  | 0 |  |  | 0 | 0 | 0 | 0 | 0 |  | 0 | 0 | 0 | 0 | 0 | 14123.5313 | 13942.3461 | 11445.3252 | 0 | yes | Deficit |  |  | 0 | 0 | 0 | 0 | 0 |  | 0 | 0 | 0 | 0 | 1167.4185 | yes |  | 0 | 0 | 0 | 1167.4185 | 0 | no | 0 | 0 | 0 | 1167.4185 | 0
| 13632.3258 | 0 | no | Surplus | yes |  | 0 | 0 | 0 | 491.2055 | 0 | no | 0 | 0 | 0 | 491.2055 | 4860 | no | 13632.3258 | 0 | 24300 |  |  | 0 |  |  | 0 | 0 | 0 | 0 | 0 |  | 0 | 0 | 0 | 0 | 0 | 13632.3258 | 14408.1517 | 11047.2656 | 0 | yes | Deficit |  |  | 0 | 0 | 0 | 0 | 0 |  | 0 | 0 | 0 | 0 | 2962.8265 | yes |  | 0 | 0 | 0 | 2962.8265 | 0 | no | 0 | 0 | 0 | 2962.8265 | 0
| 12044.971 | 0 | no | Surplus | yes |  | 0 | 0 | 0 | 1587.3547 | 0 | no | 0 | 0 | 0 | 1587.3547 | 4860 | no | 12044.971 | 0 | 24300 |  |  | 0 |  |  | 0 | 0 | 0 | 0 | 0 |  | 0 | 0 | 0 | 0 | 0 | 12044.971 | 13961.5548 | 9760.9166 | 0 | yes | Deficit |  |  | 0 | 0 | 0 | 0 | 0 |  | 0 | 0 | 0 | 0 | 2914.2892 | yes |  | 0 | 0 | 0 | 2914.2892 | 0 | no | 0 | 0 | 0 | 2914.2892 | 0
| 12145.9841 | 0 | yes | Deficit |  |  | 0 | 0 | 0 | 0 | 0 |  | 0 | 0 | 0 | 0 | 4860 | no |  | 0 | 24089.9421 | no | 12145.9841 | 0 | no | no | 0 | 0 | 0 | 0 | 0 |  | 0 | 0 | 0 | 0 | 0 | 12145.9841 | 15077.5301 | 9842.7748 | 0 | yes | Deficit |  |  | 0 | 0 | 0 | 0 | 0 |  | 0 | 0 | 0 | 0 | 5316.6135 | yes |  | 0 | 0 | 0 | 5316.6135 | 0 | no | 0 | 0 | 0 | 5316.6135 | 0
| 11983.905 | 0 | no | Surplus | yes |  | 0 | 0 | 0 | 162.0791 | 0 | no | 0 | 0 | 0 | 162.0791 | 4860 | no | 11983.905 | 0 | 24291.9681 |  |  | 0 |  |  | 0 | 0 | 0 | 0 | 0 |  | 0 | 0 | 0 | 0 | 0 | 11983.905 | 14500.1218 | 9711.4303 | 0 | yes | Deficit |  |  | 0 | 0 | 0 | 0 | 0 |  | 0 | 0 | 0 | 0 | 4657.3471 | yes |  | 0 | 0 | 0 | 4657.3471 | 0 | no | 0 | 0 | 0 | 4657.3471 | 0
| 12891.1971 | 0 | yes | Deficit |  |  | 0 | 0 | 0 | 0 | 0 |  | 0 | 0 | 0 | 0 | 4860 | no |  | 0 | 23967.81 | no | 12891.1971 | 0 | no | no | 0 | 0 | 0 | 0 | 0 |  | 0 | 0 | 0 | 0 | 0 | 12891.1971 | 15442.4768 | 10446.6751 | 0 | yes | Deficit |  |  | 0 | 0 | 0 | 0 | 0 |  | 0 | 0 | 0 | 0 | 5731.0465 | yes |  | 0 | 0 | 0 | 5731.0465 | 0 | no | 0 | 0 | 0 | 5731.0465 | 0
| 14767.8713 | 0 | yes | Deficit |  |  | 0 | 0 | 0 | 0 | 0 |  | 0 | 0 | 0 | 0 | 4860 | no |  | 0 | 24300 | no | 14767.8713 | 0 | no | no | 0 | 0 | 0 | 0 | 0 |  | 0 | 0 | 0 | 0 | 0 | 14767.8713 | 15804.7299 | 11967.4808 | 0 | yes | Deficit |  |  | 0 | 0 | 0 | 0 | 0 |  | 0 | 0 | 0 | 0 | 5358.0548 | yes |  | 0 | 0 | 0 | 5358.0548 | 0 | no | 0 | 0 | 0 | 5358.0548 | 0
| 13268.9764 | 0 | no | Surplus | yes |  | 0 | 0 | 0 | 1498.8949 | 0 | no | 0 | 0 | 0 | 1498.8949 | 4860 | no | 13268.9764 | 0 | 24300 |  |  | 0 |  |  | 0 | 0 | 0 | 0 | 0 |  | 0 | 0 | 0 | 0 | 0 | 13268.9764 | 15655.7516 | 10752.8172 | 0 | yes | Deficit |  |  | 0 | 0 | 0 | 0 | 0 |  | 0 | 0 | 0 | 0 | 3688.2708 | yes |  | 0 | 0 | 0 | 3688.2708 | 0 | no | 0 | 0 | 0 | 3688.2708 | 0
| 16226.0299 | 0 | yes | Deficit |  |  | 0 | 0 | 0 | 0 | 0 |  | 0 | 0 | 0 | 0 | 4860 | no |  | 0 | 24300 | no | 16226.0299 | 0 | no | no | 0 | 0 | 0 | 0 | 0 |  | 0 | 0 | 0 | 0 | 0 | 16226.0299 | 16932.33 | 13149.1328 | 0 | yes | Deficit |  |  | 0 | 0 | 0 | 0 | 0 |  | 0 | 0 | 0 | 0 | 6179.5128 | yes |  | 0 | 0 | 0 | 6179.5128 | 0 | no | 0 | 0 | 0 | 6179.5128 | 0
| 15405.2673 | 0 | no | Surplus | yes |  | 0 | 0 | 0 | 820.7625 | 0 | no | 0 | 0 | 0 | 820.7625 | 4860 | no | 15405.2673 | 0 | 24300 |  |  | 0 |  |  | 0 | 0 | 0 | 0 | 0 |  | 0 | 0 | 0 | 0 | 0 | 15405.2673 | 13195.8936 | 12484.0092 | 0 | yes | Deficit |  |  | 0 | 0 | 0 | 0 | 0 |  | 0 | 0 | 0 | 0 | 46.7608 | yes |  | 0 | 0 | 0 | 46.7608 | 0 | no | 0 | 0 | 0 | 46.7608 | 0
| 12600.6657 | 0 | no | Surplus | yes |  | 0 | 0 | 0 | 2804.6016 | 0 | no | 0 | 0 | 0 | 2804.6016 | 4860 | no | 12600.6657 | 0 | 24300 |  |  | 0 |  |  | 0 | 0 | 0 | 0 | 0 |  | 0 | 0 | 0 | 0 | 0 | 12600.6657 | 14711.4431 | 10211.2364 | 0 | yes | Deficit |  |  | 0 | 0 | 0 | 0 | 0 |  | 0 | 0 | 0 | 0 | 2227.4339 | yes |  | 0 | 0 | 0 | 2227.4339 | 0 | no | 0 | 0 | 0 | 2227.4339 | 0
| 12402.356 | 0 | no | Surplus | yes |  | 0 | 0 | 0 | 198.3098 | 0 | no | 0 | 0 | 0 | 198.3098 | 4860 | no | 12402.356 | 0 | 24300 |  |  | 0 |  |  | 0 | 0 | 0 | 0 | 0 |  | 0 | 0 | 0 | 0 | 0 | 12402.356 | 15107.022 | 10050.5316 | 0 | yes | Deficit |  |  | 0 | 0 | 0 | 0 | 0 |  | 0 | 0 | 0 | 0 | 4895.7855 | yes |  | 0 | 0 | 0 | 4895.7855 | 0 | no | 0 | 0 | 0 | 4895.7855 | 0
| 15257.0985 | 0 | yes | Deficit |  |  | 0 | 0 | 0 | 0 | 0 |  | 0 | 0 | 0 | 0 | 4860 | no |  | 0 | 24300 | no | 15257.0985 | 0 | no | no | 0 | 0 | 0 | 0 | 0 |  | 0 | 0 | 0 | 0 | 0 | 15257.0985 | 14229.9891 | 12363.9372 | 0 | yes | Deficit |  |  | 0 | 0 | 0 | 0 | 0 |  | 0 | 0 | 0 | 0 | 4179.4575 | yes |  | 0 | 0 | 0 | 4179.4575 | 0 | no | 0 | 0 | 0 | 4179.4575 | 0
| 15861.1541 | 0 | yes | Deficit |  |  | 0 | 0 | 0 | 0 | 0 |  | 0 | 0 | 0 | 0 | 4860 | no |  | 0 | 24300 | no | 15861.1541 | 0 | no | no | 0 | 0 | 0 | 0 | 0 |  | 0 | 0 | 0 | 0 | 0 | 15861.1541 | 14249.0765 | 12853.4474 | 0 | yes | Deficit |  |  | 0 | 0 | 0 | 0 | 0 |  | 0 | 0 | 0 | 0 | 1885.1393 | yes |  | 0 | 0 | 0 | 1885.1393 | 0 | no | 0 | 0 | 0 | 1885.1393 | 0
| 13976.1217 | 0 | no | Surplus | yes |  | 0 | 0 | 0 | 1885.0324 | 0 | no | 0 | 0 | 0 | 1885.0324 | 4860 | no | 13976.1217 | 0 | 24300 |  |  | 0 |  |  | 0 | 0 | 0 | 0 | 0 |  | 0 | 0 | 0 | 0 | 0 | 13976.1217 | 15166.4543 | 11325.8685 | 0 | yes | Deficit |  |  | 0 | 0 | 0 | 0 | 0 |  | 0 | 0 | 0 | 0 | 2313.0069 | yes |  | 0 | 0 | 0 | 2313.0069 | 0 | no | 0 | 0 | 0 | 2313.0069 | 0
| 15046.8866 | 0 | yes | Deficit |  |  | 0 | 0 | 0 | 0 | 0 |  | 0 | 0 | 0 | 0 | 4860 | no |  | 0 | 24300 | no | 15046.8866 | 0 | no | no | 0 | 0 | 0 | 0 | 0 |  | 0 | 0 | 0 | 0 | 0 | 15046.8866 | 13827.0303 | 12193.5872 | 0 | yes | Deficit |  |  | 0 | 0 | 0 | 0 | 0 |  | 0 | 0 | 0 | 0 | 2501.1618 | yes |  | 0 | 0 | 0 | 2501.1618 | 0 | no | 0 | 0 | 0 | 2501.1618 | 0
| 16260.0633 | 0 | yes | Deficit |  |  | 0 | 0 | 0 | 0 | 0 |  | 0 | 0 | 0 | 0 | 4860 | no |  | 0 | 24300 | no | 16260.0633 | 0 | no | no | 0 | 0 | 0 | 0 | 0 |  | 0 | 0 | 0 | 0 | 0 | 16260.0633 | 12658.2834 | 13176.7125 | 0 | yes | Deficit |  |  | 0 | 0 | 0 | 0 | 0 |  | 0 | 0 | 0 | 0 | 464.6962 | yes |  | 0 | 0 | 0 | 464.6962 | 0 | no | 0 | 0 | 0 | 464.6962 | 0
| 15395.6945 | 0 | no | Surplus | yes |  | 0 | 0 | 0 | 864.3688 | 0 | no | 0 | 0 | 0 | 864.3688 | 4860 | no | 15395.6945 | 0 | 24300 |  |  | 0 |  |  | 0 | 0 | 0 | 0 | 0 |  | 0 | 0 | 0 | 0 | 0 | 15395.6945 | 14348.0257 | 12476.2516 | 0 | yes | Deficit |  |  | 0 | 0 | 0 | 0 | 0 |  | 0 | 0 | 0 | 0 | 1171.3132 | yes |  | 0 | 0 | 0 | 1171.3132 | 0 | no | 0 | 0 | 0 | 1171.3132 | 0
| 14323.3477 | 0 | no | Surplus | yes |  | 0 | 0 | 0 | 1072.3468 | 0 | no | 0 | 0 | 0 | 1072.3468 | 4860 | no | 14323.3477 | 0 | 24300 |  |  | 0 |  |  | 0 | 0 | 0 | 0 | 0 |  | 0 | 0 | 0 | 0 | 0 | 14323.3477 | 14330.3483 | 11607.251 | 0 | yes | Deficit |  |  | 0 | 0 | 0 | 0 | 0 |  | 0 | 0 | 0 | 0 | 1854.0967 | yes |  | 0 | 0 | 0 | 1854.0967 | 0 | no | 0 | 0 | 0 | 1854.0967 | 0
| 14714.442 | 0 | yes | Deficit |  |  | 0 | 0 | 0 | 0 | 0 |  | 0 | 0 | 0 | 0 | 4860 | no |  | 0 | 24300 | no | 14714.442 | 0 | no | no | 0 | 0 | 0 | 0 | 0 |  | 0 | 0 | 0 | 0 | 0 | 14714.442 | 14883.1552 | 11924.1831 | 0 | yes | Deficit |  |  | 0 | 0 | 0 | 0 | 0 |  | 0 | 0 | 0 | 0 | 3275.9042 | yes |  | 0 | 0 | 0 | 3275.9042 | 0 | no | 0 | 0 | 0 | 3275.9042 | 0
| 14400.0486 | 0 | no | Surplus | yes |  | 0 | 0 | 0 | 314.3934 | 0 | no | 0 | 0 | 0 | 314.3934 | 4860 | no | 14400.0486 | 0 | 24300 |  |  | 0 |  |  | 0 | 0 | 0 | 0 | 0 |  | 0 | 0 | 0 | 0 | 0 | 14400.0486 | 14058.0554 | 11669.4073 | 0 | yes | Deficit |  |  | 0 | 0 | 0 | 0 | 0 |  | 0 | 0 | 0 | 0 | 2133.8722 | yes |  | 0 | 0 | 0 | 2133.8722 | 0 | no | 0 | 0 | 0 | 2133.8722 | 0
| 11429.7518 | 0 | no | Surplus | yes |  | 0 | 0 | 0 | 2970.2968 | 0 | no | 0 | 0 | 0 | 2970.2968 | 4860 | no | 11429.7518 | 0 | 24300 |  |  | 0 |  |  | 0 | 0 | 0 | 0 | 0 |  | 0 | 0 | 0 | 0 | 0 | 11429.7518 | 15199.6852 | 9262.3596 | 0 | yes | Deficit |  |  | 0 | 0 | 0 | 0 | 0 |  | 0 | 0 | 0 | 0 | 3530.278 | yes |  | 0 | 0 | 0 | 3530.278 | 0 | no | 0 | 0 | 0 | 3530.278 | 0
| 10834.6893 | 0 | no | Surplus | yes |  | 0 | 0 | 0 | 595.0625 | 0 | no | 0 | 0 | 0 | 595.0625 | 4860 | no | 10834.6893 | 0 | 22859.5035 |  |  | 0 |  |  | 0 | 0 | 0 | 0 | 0 |  | 0 | 0 | 0 | 0 | 0 | 10834.6893 | 15176.8628 | 8780.1372 | 0 | yes | Deficit |  |  | 0 | 0 | 0 | 0 | 0 |  | 0 | 0 | 0 | 0 | 5914.5032 | yes |  | 0 | 0 | 0 | 5914.5032 | 0 | no | 0 | 0 | 0 | 5914.5032 | 0
| 11006.187 | 0 | yes | Deficit |  |  | 0 | 0 | 0 | 0 | 0 |  | 0 | 0 | 0 | 0 | 4860 | no |  | 0 | 21669.3786 | no | 11006.187 | 0 | no | no | 0 | 0 | 0 | 0 | 0 |  | 0 | 0 | 0 | 0 | 0 | 11006.187 | 15222.8266 | 8919.1143 | 0 | yes | Deficit |  |  | 0 | 0 | 0 | 0 | 0 |  | 0 | 0 | 0 | 0 | 6442.6895 | yes |  | 0 | 0 | 0 | 6442.6895 | 0 | no | 0 | 0 | 0 | 6442.6895 | 0
| 12343.8068 | 0 | yes | Deficit |  |  | 0 | 0 | 0 | 0 | 0 |  | 0 | 0 | 0 | 0 | 4860 | no |  | 0 | 22012.3741 | no | 12343.8068 | 0 | no | no | 0 | 0 | 0 | 0 | 0 |  | 0 | 0 | 0 | 0 | 0 | 12343.8068 | 14889.7894 | 10003.0849 | 0 | yes | Deficit |  |  | 0 | 0 | 0 | 0 | 0 |  | 0 | 0 | 0 | 0 | 5970.6751 | yes |  | 0 | 0 | 0 | 5970.6751 | 0 | no | 0 | 0 | 0 | 5970.6751 | 0
| 11503.3422 | 0 | no | Surplus | yes |  | 0 | 0 | 0 | 840.4646 | 0 | no | 0 | 0 | 0 | 840.4646 | 4860 | no | 11503.3422 | 0 | 24300 |  |  | 0 |  |  | 0 | 0 | 0 | 0 | 0 |  | 0 | 0 | 0 | 0 | 0 | 11503.3422 | 14764.2685 | 9321.9953 | 0 | yes | Deficit |  |  | 0 | 0 | 0 | 0 | 0 |  | 0 | 0 | 0 | 0 | 4761.1835 | yes |  | 0 | 0 | 0 | 4761.1835 | 0 | no | 0 | 0 | 0 | 4761.1835 | 0
| 12423.5265 | 0 | yes | Deficit |  |  | 0 | 0 | 0 | 0 | 0 |  | 0 | 0 | 0 | 0 | 4860 | no |  | 0 | 23006.6844 | no | 12423.5265 | 0 | no | no | 0 | 0 | 0 | 0 | 0 |  | 0 | 0 | 0 | 0 | 0 | 12423.5265 | 14598.9549 | 10067.6876 | 0 | yes | Deficit |  |  | 0 | 0 | 0 | 0 | 0 |  | 0 | 0 | 0 | 0 | 5276.9596 | yes |  | 0 | 0 | 0 | 5276.9596 | 0 | no | 0 | 0 | 0 | 5276.9596 | 0
| 13621.1846 | 0 | yes | Deficit |  |  | 0 | 0 | 0 | 0 | 0 |  | 0 | 0 | 0 | 0 | 4860 | no |  | 0 | 24300 | no | 13621.1846 | 0 | no | no | 0 | 0 | 0 | 0 | 0 |  | 0 | 0 | 0 | 0 | 0 | 13621.1846 | 12571.928 | 11038.2371 | 0 | yes | Deficit |  |  | 0 | 0 | 0 | 0 | 0 |  | 0 | 0 | 0 | 0 | 2504.2404 | yes |  | 0 | 0 | 0 | 2504.2404 | 0 | no | 0 | 0 | 0 | 2504.2404 | 0
| 12153.2903 | 0 | no | Surplus | yes |  | 0 | 0 | 0 | 1467.8943 | 0 | no | 0 | 0 | 0 | 1467.8943 | 4860 | no | 12153.2903 | 0 | 24300 |  |  | 0 |  |  | 0 | 0 | 0 | 0 | 0 |  | 0 | 0 | 0 | 0 | 0 | 12153.2903 | 12047.9961 | 9848.6955 | 0 | yes | Deficit |  |  | 0 | 0 | 0 | 0 | 0 |  | 0 | 0 | 0 | 0 | 1009.759 | yes |  | 0 | 0 | 0 | 1009.759 | 0 | no | 0 | 0 | 0 | 1009.759 | 0
| 9186.4833 | 0 | no | Surplus | yes |  | 0 | 0 | 0 | 2966.807 | 0 | no | 0 | 0 | 0 | 2966.807 | 4860 | no | 9186.4833 | 0 | 24300 |  |  | 0 |  |  | 0 | 0 | 0 | 0 | 0 |  | 0 | 0 | 0 | 0 | 0 | 9186.4833 | 12709.2053 | 7444.4759 | 0 | yes | Deficit |  |  | 0 | 0 | 0 | 0 | 0 |  | 0 | 0 | 0 | 0 | 2860.5098 | yes |  | 0 | 0 | 0 | 2860.5098 | 0 | no | 0 | 0 | 0 | 2860.5098 | 0
| 14181.6992 | 0 | yes | Deficit |  |  | 0 | 0 | 0 | 0 | 0 |  | 0 | 0 | 0 | 0 | 4860 | no |  | 0 | 18372.9666 | no | 14181.6992 | 0 | no | no | 0 | 0 | 0 | 0 | 0 |  | 0 | 0 | 0 | 0 | 0 | 14181.6992 | 12204.5814 | 11492.4629 | 0 | yes | Deficit |  |  | 0 | 0 | 0 | 0 | 0 |  | 0 | 0 | 0 | 0 | 4760.1054 | yes |  | 0 | 0 | 0 | 4760.1054 | 0 | no | 0 | 0 | 0 | 4760.1054 | 0
| 9099.0679 | 0 | no | Surplus | yes |  | 0 | 0 | 0 | 5082.6312 | 0 | no | 0 | 0 | 0 | 5082.6312 | 4860 | no | 9099.0679 | 0 | 24300 |  |  | 0 |  |  | 0 | 0 | 0 | 0 | 0 |  | 0 | 0 | 0 | 0 | 0 | 9099.0679 | 13292.6189 | 7373.6369 | 0 | yes | Deficit |  |  | 0 | 0 | 0 | 0 | 0 |  | 0 | 0 | 0 | 0 | 1800.156 | yes |  | 0 | 0 | 0 | 1800.156 | 0 | no | 0 | 0 | 0 | 1800.156 | 0
| 5673.846 | 0 | no | Surplus | yes |  | 0 | 0 | 0 | 3425.2219 | 0 | no | 0 | 0 | 0 | 3425.2219 | 4860 | no | 5673.846 | 0 | 18198.1359 |  |  | 0 |  |  | 0 | 0 | 0 | 0 | 0 |  | 0 | 0 | 0 | 0 | 0 | 5673.846 | 9759.0115 | 4597.9303 | 0 | yes | Deficit |  |  | 0 | 0 | 0 | 0 | 0 |  | 0 | 0 | 0 | 0 | 2385.3746 | yes |  | 0 | 0 | 0 | 2385.3746 | 0 | no | 0 | 0 | 0 | 2385.3746 | 0
| 8857.0565 | 0 | yes | Deficit |  |  | 0 | 0 | 0 | 0 | 0 |  | 0 | 0 | 0 | 0 | 4860 | no |  | 0 | 11347.692 | no | 8857.0565 | 0 | no | no | 0 | 0 | 0 | 0 | 0 |  | 0 | 0 | 0 | 0 | 0 | 8857.0565 | 11460.9453 | 7177.5174 | 0 | yes | Deficit |  |  | 0 | 0 | 0 | 0 | 0 |  | 0 | 0 | 0 | 0 | 6863.015 | yes |  | 0 | 0 | 0 | 6863.015 | 0 | no | 0 | 0 | 0 | 6863.015 | 0
| 6559.3413 | 0 | no | Surplus | yes |  | 0 | 0 | 0 | 2297.7152 | 0 | no | 0 | 0 | 0 | 2297.7152 | 4860 | no | 6559.3413 | 0 | 17714.1129 |  |  | 0 |  |  | 0 | 0 | 0 | 0 | 0 |  | 0 | 0 | 0 | 0 | 0 | 6559.3413 | 11087.3963 | 5315.5116 | 0 | yes | Deficit |  |  | 0 | 0 | 0 | 0 | 0 |  | 0 | 0 | 0 | 0 | 3909.8789 | yes |  | 0 | 0 | 0 | 3909.8789 | 0 | no | 0 | 0 | 0 | 3909.8789 | 0
| 4019.3756 | 0 | no | Surplus | yes |  | 0 | 0 | 0 | 2539.9656 | 0 | no | 0 | 0 | 0 | 2539.9656 | 4860 | yes | 4860 | 840.6244 | 13118.6825 |  |  | 0 |  |  | 0 | 0 | 0 | 0 | 0 |  | 0 | 0 | 0 | 0 | 0 | 4860 | 13084.3261 | 3938.4117 | 0 | yes | Deficit |  |  | 0 | 0 | 0 | 0 | 0 |  | 0 | 0 | 0 | 0 | 7768.8145 | yes |  | 0 | 0 | 0 | 7768.8145 | 0 | no | 0 | 0 | 0 | 7768.8145 | 0
| 2307.4104 | 0 | no | Surplus | yes |  | 0 | 0 | 0 | 2552.5896 | 0 | no | 0 | 0 | 0 | 2552.5896 | 4860 | yes | 4860 | 2552.5896 | 9720 |  |  | 0 |  |  | 0 | 0 | 0 | 0 | 0 |  | 0 | 0 | 0 | 0 | 0 | 4860 | 14675.9227 | 3938.4117 | 0 | yes | Deficit |  |  | 0 | 0 | 0 | 0 | 0 |  | 0 | 0 | 0 | 0 | 10737.511 | yes |  | 0 | 0 | 0 | 10737.511 | 0 | no | 0 | 0 | 0 | 10737.511 | 0
| 1142.3899 | 0 | no | Surplus | yes |  | 0 | 0 | 0 | 3717.6101 | 0 | no | 0 | 0 | 0 | 3717.6101 | 4860 | yes | 4860 | 3717.6101 | 9720 |  |  | 0 |  |  | 0 | 0 | 0 | 0 | 0 |  | 0 | 0 | 0 | 0 | 0 | 4860 | 10082.0438 | 3938.4117 | 0 | yes | Deficit |  |  | 0 | 0 | 0 | 0 | 0 |  | 0 | 0 | 0 | 0 | 6143.6321 | yes |  | 0 | 0 | 0 | 6143.6321 | 0 | no | 0 | 0 | 0 | 6143.6321 | 0
| 3651.9031 | 0 | no | Surplus | yes |  | 0 | 0 | 0 | 1208.0969 | 0 | no | 0 | 0 | 0 | 1208.0969 | 4860 | yes | 4860 | 1208.0969 | 9720 |  |  | 0 |  |  | 0 | 0 | 0 | 0 | 0 |  | 0 | 0 | 0 | 0 | 0 | 4860 | 12917.4128 | 3938.4117 | 0 | yes | Deficit |  |  | 0 | 0 | 0 | 0 | 0 |  | 0 | 0 | 0 | 0 | 8979.0011 | yes |  | 0 | 0 | 0 | 8979.0011 | 0 | no | 0 | 0 | 0 | 8979.0011 | 0
| 3894.2365 | 0 | no | Surplus | yes |  | 0 | 0 | 0 | 965.7635 | 0 | no | 0 | 0 | 0 | 965.7635 | 4860 | yes | 4860 | 965.7635 | 9720 |  |  | 0 |  |  | 0 | 0 | 0 | 0 | 0 |  | 0 | 0 | 0 | 0 | 0 | 4860 | 14507.1668 | 3938.4117 | 0 | yes | Deficit |  |  | 0 | 0 | 0 | 0 | 0 |  | 0 | 0 | 0 | 0 | 10568.7551 | yes |  | 0 | 0 | 0 | 10568.7551 | 0 | no | 0 | 0 | 0 | 10568.7551 | 0
| 2676.7017 | 0 | no | Surplus | yes |  | 0 | 0 | 0 | 2183.2983 | 0 | no | 0 | 0 | 0 | 2183.2983 | 4860 | yes | 4860 | 2183.2983 | 9720 |  |  | 0 |  |  | 0 | 0 | 0 | 0 | 0 |  | 0 | 0 | 0 | 0 | 0 | 4860 | 10267.5063 | 3938.4117 | 0 | yes | Deficit |  |  | 0 | 0 | 0 | 0 | 0 |  | 0 | 0 | 0 | 0 | 6329.0947 | yes |  | 0 | 0 | 0 | 6329.0947 | 0 | no | 0 | 0 | 0 | 6329.0947 | 0
| 1453.69 | 0 | no | Surplus | yes |  | 0 | 0 | 0 | 3406.31 | 0 | no | 0 | 0 | 0 | 3406.31 | 4860 | yes | 4860 | 3406.31 | 9720 |  |  | 0 |  |  | 0 | 0 | 0 | 0 | 0 |  | 0 | 0 | 0 | 0 | 0 | 4860 | 12411.9225 | 3938.4117 | 0 | yes | Deficit |  |  | 0 | 0 | 0 | 0 | 0 |  | 0 | 0 | 0 | 0 | 8473.5109 | yes |  | 0 | 0 | 0 | 8473.5109 | 0 | no | 0 | 0 | 0 | 8473.5109 | 0
| 606.4749 | 0 | no | Surplus | yes |  | 0 | 0 | 0 | 4253.5251 | 0 | no | 0 | 0 | 0 | 4253.5251 | 4860 | yes | 4860 | 4253.5251 | 9720 |  |  | 0 |  |  | 0 | 0 | 0 | 0 | 0 |  | 0 | 0 | 0 | 0 | 0 | 4860 | 12905.3992 | 3938.4117 | 0 | yes | Deficit |  |  | 0 | 0 | 0 | 0 | 0 |  | 0 | 0 | 0 | 0 | 8966.9875 | yes |  | 0 | 0 | 0 | 8966.9875 | 0 | no | 0 | 0 | 0 | 8966.9875 | 0
| 4317.2548 | 0 | no | Surplus | yes |  | 0 | 0 | 0 | 542.7452 | 0 | no | 0 | 0 | 0 | 542.7452 | 4860 | yes | 4860 | 542.7452 | 9720 |  |  | 0 |  |  | 0 | 0 | 0 | 0 | 0 |  | 0 | 0 | 0 | 0 | 0 | 4860 | 15144.7737 | 3938.4117 | 0 | yes | Deficit |  |  | 0 | 0 | 0 | 0 | 0 |  | 0 | 0 | 0 | 0 | 11206.3621 | yes |  | 0 | 0 | 0 | 11206.3621 | 0 | no | 0 | 0 | 0 | 11206.3621 | 0
| 1794.2661 | 0 | no | Surplus | yes |  | 0 | 0 | 0 | 3065.7339 | 0 | no | 0 | 0 | 0 | 3065.7339 | 4860 | yes | 4860 | 3065.7339 | 9720 |  |  | 0 |  |  | 0 | 0 | 0 | 0 | 0 |  | 0 | 0 | 0 | 0 | 0 | 4860 | 15590.509 | 3938.4117 | 0 | yes | Deficit |  |  | 0 | 0 | 0 | 0 | 0 |  | 0 | 0 | 0 | 0 | 11652.0973 | yes |  | 0 | 0 | 0 | 11652.0973 | 0 | no | 0 | 0 | 0 | 11652.0973 | 0
| 1605.9901 | 0 | no | Surplus | yes |  | 0 | 0 | 0 | 3254.0099 | 0 | no | 0 | 0 | 0 | 3254.0099 | 4860 | yes | 4860 | 3254.0099 | 9720 |  |  | 0 |  |  | 0 | 0 | 0 | 0 | 0 |  | 0 | 0 | 0 | 0 | 0 | 4860 | 15947.6134 | 3938.4117 | 0 | yes | Deficit |  |  | 0 | 0 | 0 | 0 | 0 |  | 0 | 0 | 0 | 0 | 12009.2018 | yes |  | 0 | 0 | 0 | 12009.2018 | 0 | no | 0 | 0 | 0 | 12009.2018 | 0
| 754.7314 | 0 | no | Surplus | yes |  | 0 | 0 | 0 | 4105.2686 | 0 | no | 0 | 0 | 0 | 4105.2686 | 4860 | yes | 4860 | 4105.2686 | 9720 |  |  | 0 |  |  | 0 | 0 | 0 | 0 | 0 |  | 0 | 0 | 0 | 0 | 0 | 4860 | 17270.8479 | 3938.4117 | 0 | yes | Deficit |  |  | 0 | 0 | 0 | 0 | 0 |  | 0 | 0 | 0 | 0 | 13332.4362 | yes |  | 0 | 0 | 0 | 13332.4362 | 0 | no | 0 | 0 | 0 | 13332.4362 | 0
| 2970.9227 | 0 | no | Surplus | yes |  | 0 | 0 | 0 | 1889.0773 | 0 | no | 0 | 0 | 0 | 1889.0773 | 4860 | yes | 4860 | 1889.0773 | 9720 |  |  | 0 |  |  | 0 | 0 | 0 | 0 | 0 |  | 0 | 0 | 0 | 0 | 0 | 4860 | 17223.4304 | 3938.4117 | 0 | yes | Deficit |  |  | 0 | 0 | 0 | 0 | 0 |  | 0 | 0 | 0 | 0 | 13285.0187 | yes |  | 0 | 0 | 0 | 13285.0187 | 0 | no | 0 | 0 | 0 | 13285.0187 | 0
| 4640.3371 | 0 | no | Surplus | yes |  | 0 | 0 | 0 | 219.6629 | 0 | no | 0 | 0 | 0 | 219.6629 | 4860 | yes | 4860 | 219.6629 | 9720 |  |  | 0 |  |  | 0 | 0 | 0 | 0 | 0 |  | 0 | 0 | 0 | 0 | 0 | 4860 | 15657.5466 | 3938.4117 | 0 | yes | Deficit |  |  | 0 | 0 | 0 | 0 | 0 |  | 0 | 0 | 0 | 0 | 11719.1349 | yes |  | 0 | 0 | 0 | 11719.1349 | 0 | no | 0 | 0 | 0 | 11719.1349 | 0
| 3124.856 | 0 | no | Surplus | yes |  | 0 | 0 | 0 | 1735.144 | 0 | no | 0 | 0 | 0 | 1735.144 | 4860 | yes | 4860 | 1735.144 | 9720 |  |  | 0 |  |  | 0 | 0 | 0 | 0 | 0 |  | 0 | 0 | 0 | 0 | 0 | 4860 | 16790.2003 | 3938.4117 | 0 | yes | Deficit |  |  | 0 | 0 | 0 | 0 | 0 |  | 0 | 0 | 0 | 0 | 12851.7886 | yes |  | 0 | 0 | 0 | 12851.7886 | 0 | no | 0 | 0 | 0 | 12851.7886 | 0
| 2269.1184 | 0 | no | Surplus | yes |  | 0 | 0 | 0 | 2590.8816 | 0 | no | 0 | 0 | 0 | 2590.8816 | 4860 | yes | 4860 | 2590.8816 | 9720 |  |  | 0 |  |  | 0 | 0 | 0 | 0 | 0 |  | 0 | 0 | 0 | 0 | 0 | 4860 | 16794.7802 | 3938.4117 | 0 | yes | Deficit |  |  | 0 | 0 | 0 | 0 | 0 |  | 0 | 0 | 0 | 0 | 12856.3685 | yes |  | 0 | 0 | 0 | 12856.3685 | 0 | no | 0 | 0 | 0 | 12856.3685 | 0
| 4628.9791 | 0 | no | Surplus | yes |  | 0 | 0 | 0 | 231.0209 | 0 | no | 0 | 0 | 0 | 231.0209 | 4860 | yes | 4860 | 231.0209 | 9720 |  |  | 0 |  |  | 0 | 0 | 0 | 0 | 0 |  | 0 | 0 | 0 | 0 | 0 | 4860 | 17341.274 | 3938.4117 | 0 | yes | Deficit |  |  | 0 | 0 | 0 | 0 | 0 |  | 0 | 0 | 0 | 0 | 13402.8624 | yes |  | 0 | 0 | 0 | 13402.8624 | 0 | no | 0 | 0 | 0 | 13402.8624 | 0
| 903.6461 | 0 | no | Surplus | yes |  | 0 | 0 | 0 | 3956.3539 | 0 | no | 0 | 0 | 0 | 3956.3539 | 4860 | yes | 4860 | 3956.3539 | 9720 |  |  | 0 |  |  | 0 | 0 | 0 | 0 | 0 |  | 0 | 0 | 0 | 0 | 0 | 4860 | 12543.0992 | 3938.4117 | 0 | yes | Deficit |  |  | 0 | 0 | 0 | 0 | 0 |  | 0 | 0 | 0 | 0 | 8604.6875 | yes |  | 0 | 0 | 0 | 8604.6875 | 0 | no | 0 | 0 | 0 | 8604.6875 | 0
| 5818.9566 | 0 | yes | Deficit |  |  | 0 | 0 | 0 | 0 | 0 |  | 0 | 0 | 0 | 0 | 4860 | no |  | 0 | 9720 | no | 5818.9566 | 0 | no | no | 0 | 0 | 0 | 0 | 0 |  | 0 | 0 | 0 | 0 | 0 | 5818.9566 | 16233.3839 | 4715.5239 | 0 | yes | Deficit |  |  | 0 | 0 | 0 | 0 | 0 |  | 0 | 0 | 0 | 0 | 12294.9722 | yes |  | 0 | 0 | 0 | 12294.9722 | 0 | no | 0 | 0 | 0 | 12294.9722 | 0
| 4879.3045 | 0 | no | Surplus | yes |  | 0 | 0 | 0 | 939.652 | 0 | no | 0 | 0 | 0 | 939.652 | 4860 | no | 4879.3045 | 0 | 11637.9131 |  |  | 0 |  |  | 0 | 0 | 0 | 0 | 0 |  | 0 | 0 | 0 | 0 | 0 | 4879.3045 | 15122.2423 | 3954.0555 | 0 | yes | Deficit |  |  | 0 | 0 | 0 | 0 | 0 |  | 0 | 0 | 0 | 0 | 10406.7184 | yes |  | 0 | 0 | 0 | 10406.7184 | 0 | no | 0 | 0 | 0 | 10406.7184 | 0
| 2282.2496 | 0 | no | Surplus | yes |  | 0 | 0 | 0 | 2597.0549 | 0 | no | 0 | 0 | 0 | 2597.0549 | 4860 | yes | 4860 | 2577.7504 | 9758.6091 |  |  | 0 |  |  | 0 | 0 | 0 | 0 | 0 |  | 0 | 0 | 0 | 0 | 0 | 4860 | 13959.9237 | 3938.4117 | 0 | yes | Deficit |  |  | 0 | 0 | 0 | 0 | 0 |  | 0 | 0 | 0 | 0 | 10005.8682 | yes |  | 0 | 0 | 0 | 10005.8682 | 0 | no | 0 | 0 | 0 | 10005.8682 | 0
| 1890.5337 | 0 | no | Surplus | yes |  | 0 | 0 | 0 | 2969.4663 | 0 | no | 0 | 0 | 0 | 2969.4663 | 4860 | yes | 4860 | 2969.4663 | 9720 |  |  | 0 |  |  | 0 | 0 | 0 | 0 | 0 |  | 0 | 0 | 0 | 0 | 0 | 4860 | 16838.7053 | 3938.4117 | 0 | yes | Deficit |  |  | 0 | 0 | 0 | 0 | 0 |  | 0 | 0 | 0 | 0 | 12900.2936 | yes |  | 0 | 0 | 0 | 12900.2936 | 0 | no | 0 | 0 | 0 | 12900.2936 | 0
| 2658.7612 | 0 | no | Surplus | yes |  | 0 | 0 | 0 | 2201.2388 | 0 | no | 0 | 0 | 0 | 2201.2388 | 4860 | yes | 4860 | 2201.2388 | 9720 |  |  | 0 |  |  | 0 | 0 | 0 | 0 | 0 |  | 0 | 0 | 0 | 0 | 0 | 4860 | 14647.0629 | 3938.4117 | 0 | yes | Deficit |  |  | 0 | 0 | 0 | 0 | 0 |  | 0 | 0 | 0 | 0 | 10708.6513 | yes |  | 0 | 0 | 0 | 10708.6513 | 0 | no | 0 | 0 | 0 | 10708.6513 | 0
| 2509.8216 | 0 | no | Surplus | yes |  | 0 | 0 | 0 | 2350.1784 | 0 | no | 0 | 0 | 0 | 2350.1784 | 4860 | yes | 4860 | 2350.1784 | 9720 |  |  | 0 |  |  | 0 | 0 | 0 | 0 | 0 |  | 0 | 0 | 0 | 0 | 0 | 4860 | 11999.8748 | 3938.4117 | 0 | yes | Deficit |  |  | 0 | 0 | 0 | 0 | 0 |  | 0 | 0 | 0 | 0 | 8061.4631 | yes |  | 0 | 0 | 0 | 8061.4631 | 0 | no | 0 | 0 | 0 | 8061.4631 | 0
| 7772.7093 | 0 | yes | Deficit |  |  | 0 | 0 | 0 | 0 | 0 |  | 0 | 0 | 0 | 0 | 4860 | no |  | 0 | 9720 | no | 7772.7093 | 0 | no | no | 0 | 0 | 0 | 0 | 0 |  | 0 | 0 | 0 | 0 | 0 | 7772.7093 | 14771.436 | 6298.792 | 0 | yes | Deficit |  |  | 0 | 0 | 0 | 0 | 0 |  | 0 | 0 | 0 | 0 | 10833.0244 | yes |  | 0 | 0 | 0 | 10833.0244 | 0 | no | 0 | 0 | 0 | 10833.0244 | 0
| 8808.3001 | 0 | yes | Deficit |  |  | 0 | 0 | 0 | 0 | 0 |  | 0 | 0 | 0 | 0 | 4860 | no |  | 0 | 15545.4186 | no | 8808.3001 | 0 | no | no | 0 | 0 | 0 | 0 | 0 |  | 0 | 0 | 0 | 0 | 0 | 8808.3001 | 13220.4749 | 7138.0066 | 0 | yes | Deficit |  |  | 0 | 0 | 0 | 0 | 0 |  | 0 | 0 | 0 | 0 | 6921.6829 | yes |  | 0 | 0 | 0 | 6921.6829 | 0 | no | 0 | 0 | 0 | 6921.6829 | 0
| 2997.2618 | 0 | no | Surplus | yes |  | 0 | 0 | 0 | 5811.0384 | 0 | no | 0 | 0 | 0 | 5811.0384 | 4860 | yes | 4860 | 1862.7382 | 17616.6003 |  |  | 0 |  |  | 0 | 0 | 0 | 0 | 0 |  | 0 | 0 | 0 | 0 | 0 | 4860 | 16945.3587 | 3938.4117 | 0 | yes | Deficit |  |  | 0 | 0 | 0 | 0 | 0 |  | 0 | 0 | 0 | 0 | 9807.3521 | yes |  | 0 | 0 | 0 | 9807.3521 | 0 | no | 0 | 0 | 0 | 9807.3521 | 0
| 2904.1885 | 0 | no | Surplus | yes |  | 0 | 0 | 0 | 1955.8115 | 0 | no | 0 | 0 | 0 | 1955.8115 | 4860 | yes | 4860 | 1955.8115 | 9720 |  |  | 0 |  |  | 0 | 0 | 0 | 0 | 0 |  | 0 | 0 | 0 | 0 | 0 | 4860 | 14723.6541 | 3938.4117 | 0 | yes | Deficit |  |  | 0 | 0 | 0 | 0 | 0 |  | 0 | 0 | 0 | 0 | 10785.2424 | yes |  | 0 | 0 | 0 | 10785.2424 | 0 | no | 0 | 0 | 0 | 10785.2424 | 0
| 3784.9011 | 0 | no | Surplus | yes |  | 0 | 0 | 0 | 1075.0989 | 0 | no | 0 | 0 | 0 | 1075.0989 | 4860 | yes | 4860 | 1075.0989 | 9720 |  |  | 0 |  |  | 0 | 0 | 0 | 0 | 0 |  | 0 | 0 | 0 | 0 | 0 | 4860 | 15836.6304 | 3938.4117 | 0 | yes | Deficit |  |  | 0 | 0 | 0 | 0 | 0 |  | 0 | 0 | 0 | 0 | 11898.2187 | yes |  | 0 | 0 | 0 | 11898.2187 | 0 | no | 0 | 0 | 0 | 11898.2187 | 0
| 3348.3132 | 0 | no | Surplus | yes |  | 0 | 0 | 0 | 1511.6868 | 0 | no | 0 | 0 | 0 | 1511.6868 | 4860 | yes | 4860 | 1511.6868 | 9720 |  |  | 0 |  |  | 0 | 0 | 0 | 0 | 0 |  | 0 | 0 | 0 | 0 | 0 | 4860 | 13018.8444 | 3938.4117 | 0 | yes | Deficit |  |  | 0 | 0 | 0 | 0 | 0 |  | 0 | 0 | 0 | 0 | 9080.4327 | yes |  | 0 | 0 | 0 | 9080.4327 | 0 | no | 0 | 0 | 0 | 9080.4327 | 0
| 2732.656 | 0 | no | Surplus | yes |  | 0 | 0 | 0 | 2127.344 | 0 | no | 0 | 0 | 0 | 2127.344 | 4860 | yes | 4860 | 2127.344 | 9720 |  |  | 0 |  |  | 0 | 0 | 0 | 0 | 0 |  | 0 | 0 | 0 | 0 | 0 | 4860 | 14556.2337 | 3938.4117 | 0 | yes | Deficit |  |  | 0 | 0 | 0 | 0 | 0 |  | 0 | 0 | 0 | 0 | 10617.822 | yes |  | 0 | 0 | 0 | 10617.822 | 0 | no | 0 | 0 | 0 | 10617.822 | 0
| 3249.3759 | 0 | no | Surplus | yes |  | 0 | 0 | 0 | 1610.6241 | 0 | no | 0 | 0 | 0 | 1610.6241 | 4860 | yes | 4860 | 1610.6241 | 9720 |  |  | 0 |  |  | 0 | 0 | 0 | 0 | 0 |  | 0 | 0 | 0 | 0 | 0 | 4860 | 12366.6533 | 3938.4117 | 0 | yes | Deficit |  |  | 0 | 0 | 0 | 0 | 0 |  | 0 | 0 | 0 | 0 | 8428.2416 | yes |  | 0 | 0 | 0 | 8428.2416 | 0 | no | 0 | 0 | 0 | 8428.2416 | 0
| 4912.738 | 0 | yes | Deficit |  |  | 0 | 0 | 0 | 0 | 0 |  | 0 | 0 | 0 | 0 | 4860 | no |  | 0 | 9720 | no | 4912.738 | 0 | no | no | 0 | 0 | 0 | 0 | 0 |  | 0 | 0 | 0 | 0 | 0 | 4912.738 | 15172.7085 | 3981.1491 | 0 | yes | Deficit |  |  | 0 | 0 | 0 | 0 | 0 |  | 0 | 0 | 0 | 0 | 11234.2968 | yes |  | 0 | 0 | 0 | 11234.2968 | 0 | no | 0 | 0 | 0 | 11234.2968 | 0
| 1656.7219 | 0 | no | Surplus | yes |  | 0 | 0 | 0 | 3256.0161 | 0 | no | 0 | 0 | 0 | 3256.0161 | 4860 | yes | 4860 | 3203.2781 | 9825.476 |  |  | 0 |  |  | 0 | 0 | 0 | 0 | 0 |  | 0 | 0 | 0 | 0 | 0 | 4860 | 11951.2385 | 3938.4117 | 0 | yes | Deficit |  |  | 0 | 0 | 0 | 0 | 0 |  | 0 | 0 | 0 | 0 | 7970.0894 | yes |  | 0 | 0 | 0 | 7970.0894 | 0 | no | 0 | 0 | 0 | 7970.0894 | 0
| 2681.5677 | 0 | no | Surplus | yes |  | 0 | 0 | 0 | 2178.4323 | 0 | no | 0 | 0 | 0 | 2178.4323 | 4860 | yes | 4860 | 2178.4323 | 9720 |  |  | 0 |  |  | 0 | 0 | 0 | 0 | 0 |  | 0 | 0 | 0 | 0 | 0 | 4860 | 14514.4436 | 3938.4117 | 0 | yes | Deficit |  |  | 0 | 0 | 0 | 0 | 0 |  | 0 | 0 | 0 | 0 | 10576.032 | yes |  | 0 | 0 | 0 | 10576.032 | 0 | no | 0 | 0 | 0 | 10576.032 | 0
| 1213.6261 | 0 | no | Surplus | yes |  | 0 | 0 | 0 | 3646.3739 | 0 | no | 0 | 0 | 0 | 3646.3739 | 4860 | yes | 4860 | 3646.3739 | 9720 |  |  | 0 |  |  | 0 | 0 | 0 | 0 | 0 |  | 0 | 0 | 0 | 0 | 0 | 4860 | 17846.5776 | 3938.4117 | 0 | yes | Deficit |  |  | 0 | 0 | 0 | 0 | 0 |  | 0 | 0 | 0 | 0 | 13908.166 | yes |  | 0 | 0 | 0 | 13908.166 | 0 | no | 0 | 0 | 0 | 13908.166 | 0
| 5239.7873 | 0 | yes | Deficit |  |  | 0 | 0 | 0 | 0 | 0 |  | 0 | 0 | 0 | 0 | 4860 | no |  | 0 | 9720 | no | 5239.7873 | 0 | no | no | 0 | 0 | 0 | 0 | 0 |  | 0 | 0 | 0 | 0 | 0 | 5239.7873 | 16913.6387 | 4246.181 | 0 | yes | Deficit |  |  | 0 | 0 | 0 | 0 | 0 |  | 0 | 0 | 0 | 0 | 12975.227 | yes |  | 0 | 0 | 0 | 12975.227 | 0 | no | 0 | 0 | 0 | 12975.227 | 0
| 8872.6688 | 0 | yes | Deficit |  |  | 0 | 0 | 0 | 0 | 0 |  | 0 | 0 | 0 | 0 | 4860 | no |  | 0 | 10479.5746 | no | 8872.6688 | 0 | no | no | 0 | 0 | 0 | 0 | 0 |  | 0 | 0 | 0 | 0 | 0 | 8872.6688 | 18604.5806 | 7190.1692 | 0 | yes | Deficit |  |  | 0 | 0 | 0 | 0 | 0 |  | 0 | 0 | 0 | 0 | 14358.3996 | yes |  | 0 | 0 | 0 | 14358.3996 | 0 | no | 0 | 0 | 0 | 14358.3996 | 0
| 10433.5899 | 0 | yes | Deficit |  |  | 0 | 0 | 0 | 0 | 0 |  | 0 | 0 | 0 | 0 | 4860 | no |  | 0 | 17745.3376 | no | 10433.5899 | 0 | no | no | 0 | 0 | 0 | 0 | 0 |  | 0 | 0 | 0 | 0 | 0 | 10433.5899 | 16521.8595 | 8455.0972 | 0 | yes | Deficit |  |  | 0 | 0 | 0 | 0 | 0 |  | 0 | 0 | 0 | 0 | 9331.6903 | yes |  | 0 | 0 | 0 | 9331.6903 | 0 | no | 0 | 0 | 0 | 9331.6903 | 0
| 9079.2127 | 0 | no | Surplus | yes |  | 0 | 0 | 0 | 1354.3772 | 0 | no | 0 | 0 | 0 | 1354.3772 | 4860 | no | 9079.2127 | 0 | 20867.1799 |  |  | 0 |  |  | 0 | 0 | 0 | 0 | 0 |  | 0 | 0 | 0 | 0 | 0 | 9079.2127 | 19472.1676 | 7357.5468 | 0 | yes | Deficit |  |  | 0 | 0 | 0 | 0 | 0 |  | 0 | 0 | 0 | 0 | 11017.0704 | yes |  | 0 | 0 | 0 | 11017.0704 | 0 | no | 0 | 0 | 0 | 11017.0704 | 0
| 8024.548 | 0 | no | Surplus | yes |  | 0 | 0 | 0 | 1054.6647 | 0 | no | 0 | 0 | 0 | 1054.6647 | 4860 | no | 8024.548 | 0 | 18158.4254 |  |  | 0 |  |  | 0 | 0 | 0 | 0 | 0 |  | 0 | 0 | 0 | 0 | 0 | 8024.548 | 18128.6713 | 6502.8752 | 0 | yes | Deficit |  |  | 0 | 0 | 0 | 0 | 0 |  | 0 | 0 | 0 | 0 | 10771.1246 | yes |  | 0 | 0 | 0 | 10771.1246 | 0 | no | 0 | 0 | 0 | 10771.1246 | 0
| 11618.2213 | 0 | yes | Deficit |  |  | 0 | 0 | 0 | 0 | 0 |  | 0 | 0 | 0 | 0 | 4860 | no |  | 0 | 16049.0959 | no | 11618.2213 | 0 | no | no | 0 | 0 | 0 | 0 | 0 |  | 0 | 0 | 0 | 0 | 0 | 11618.2213 | 20084.1248 | 9415.0902 | 0 | yes | Deficit |  |  | 0 | 0 | 0 | 0 | 0 |  | 0 | 0 | 0 | 0 | 13581.2496 | yes |  | 0 | 0 | 0 | 13581.2496 | 0 | no | 0 | 0 | 0 | 13581.2496 | 0
| 11995.5516 | 0 | yes | Deficit |  |  | 0 | 0 | 0 | 0 | 0 |  | 0 | 0 | 0 | 0 | 4860 | no |  | 0 | 23236.4426 | no | 11995.5516 | 0 | no | no | 0 | 0 | 0 | 0 | 0 |  | 0 | 0 | 0 | 0 | 0 | 11995.5516 | 19886.6766 | 9720.8684 | 0 | yes | Deficit |  |  | 0 | 0 | 0 | 0 | 0 |  | 0 | 0 | 0 | 0 | 10471.5864 | yes |  | 0 | 0 | 0 | 10471.5864 | 0 | no | 0 | 0 | 0 | 10471.5864 | 0
| 9027.7333 | 0 | no | Surplus | yes |  | 0 | 0 | 0 | 2967.8183 | 0 | no | 0 | 0 | 0 | 2967.8183 | 4860 | no | 9027.7333 | 0 | 23991.1032 |  |  | 0 |  |  | 0 | 0 | 0 | 0 | 0 |  | 0 | 0 | 0 | 0 | 0 | 9027.7333 | 18162.4179 | 7315.8292 | 0 | yes | Deficit |  |  | 0 | 0 | 0 | 0 | 0 |  | 0 | 0 | 0 | 0 | 8441.5495 | yes |  | 0 | 0 | 0 | 8441.5495 | 0 | no | 0 | 0 | 0 | 8441.5495 | 0
| 9189.3417 | 0 | yes | Deficit |  |  | 0 | 0 | 0 | 0 | 0 |  | 0 | 0 | 0 | 0 | 4860 | no |  | 0 | 18055.4665 | no | 9189.3417 | 0 | no | no | 0 | 0 | 0 | 0 | 0 |  | 0 | 0 | 0 | 0 | 0 | 9189.3417 | 20516.0803 | 7446.7923 | 0 | yes | Deficit |  |  | 0 | 0 | 0 | 0 | 0 |  | 0 | 0 | 0 | 0 | 13200.251 | yes |  | 0 | 0 | 0 | 13200.251 | 0 | no | 0 | 0 | 0 | 13200.251 | 0
| 9453.4585 | 0 | yes | Deficit |  |  | 0 | 0 | 0 | 0 | 0 |  | 0 | 0 | 0 | 0 | 4860 | no |  | 0 | 18378.6833 | no | 9453.4585 | 0 | no | no | 0 | 0 | 0 | 0 | 0 |  | 0 | 0 | 0 | 0 | 0 | 9453.4585 | 17476.4853 | 7660.8254 | 0 | yes | Deficit |  |  | 0 | 0 | 0 | 0 | 0 |  | 0 | 0 | 0 | 0 | 10029.6931 | yes |  | 0 | 0 | 0 | 10029.6931 | 0 | no | 0 | 0 | 0 | 10029.6931 | 0
| 14114.3463 | 0 | yes | Deficit |  |  | 0 | 0 | 0 | 0 | 0 |  | 0 | 0 | 0 | 0 | 4860 | no |  | 0 | 18906.9171 | no | 14114.3463 | 0 | no | no | 0 | 0 | 0 | 0 | 0 |  | 0 | 0 | 0 | 0 | 0 | 14114.3463 | 21627.1255 | 11437.882 | 0 | yes | Deficit |  |  | 0 | 0 | 0 | 0 | 0 |  | 0 | 0 | 0 | 0 | 13966.3001 | yes |  | 0 | 0 | 0 | 13966.3001 | 0 | no | 0 | 0 | 0 | 13966.3001 | 0
| 11396.824 | 0 | no | Surplus | yes |  | 0 | 0 | 0 | 2717.5223 | 0 | no | 0 | 0 | 0 | 2717.5223 | 4860 | no | 11396.824 | 0 | 24300 |  |  | 0 |  |  | 0 | 0 | 0 | 0 | 0 |  | 0 | 0 | 0 | 0 | 0 | 11396.824 | 19739.8745 | 9235.6759 | 0 | yes | Deficit |  |  | 0 | 0 | 0 | 0 | 0 |  | 0 | 0 | 0 | 0 | 8301.9925 | yes |  | 0 | 0 | 0 | 8301.9925 | 0 | no | 0 | 0 | 0 | 8301.9925 | 0
| 11393.5987 | 0 | no | Surplus | yes |  | 0 | 0 | 0 | 3.2254 | 0 | no | 0 | 0 | 0 | 3.2254 | 4860 | no | 11393.5987 | 0 | 22793.6481 |  |  | 0 |  |  | 0 | 0 | 0 | 0 | 0 |  | 0 | 0 | 0 | 0 | 0 | 11393.5987 | 17478.8972 | 9233.0621 | 0 | yes | Deficit |  |  | 0 | 0 | 0 | 0 | 0 |  | 0 | 0 | 0 | 0 | 8243.2213 | yes |  | 0 | 0 | 0 | 8243.2213 | 0 | no | 0 | 0 | 0 | 8243.2213 | 0
| 10741.3235 | 0 | no | Surplus | yes |  | 0 | 0 | 0 | 652.2751 | 0 | no | 0 | 0 | 0 | 652.2751 | 4860 | no | 10741.3235 | 0 | 22787.1973 |  |  | 0 |  |  | 0 | 0 | 0 | 0 | 0 |  | 0 | 0 | 0 | 0 | 0 | 10741.3235 | 18433.3545 | 8704.4761 | 0 | yes | Deficit |  |  | 0 | 0 | 0 | 0 | 0 |  | 0 | 0 | 0 | 0 | 9200.2924 | yes |  | 0 | 0 | 0 | 9200.2924 | 0 | no | 0 | 0 | 0 | 9200.2924 | 0
| 12554.2745 | 0 | yes | Deficit |  |  | 0 | 0 | 0 | 0 | 0 |  | 0 | 0 | 0 | 0 | 4860 | no |  | 0 | 21482.647 | no | 12554.2745 | 0 | no | no | 0 | 0 | 0 | 0 | 0 |  | 0 | 0 | 0 | 0 | 0 | 12554.2745 | 20017.0238 | 10173.6422 | 0 | yes | Deficit |  |  | 0 | 0 | 0 | 0 | 0 |  | 0 | 0 | 0 | 0 | 11312.5477 | yes |  | 0 | 0 | 0 | 11312.5477 | 0 | no | 0 | 0 | 0 | 11312.5477 | 0
| 16031.1435 | 0 | yes | Deficit |  |  | 0 | 0 | 0 | 0 | 0 |  | 0 | 0 | 0 | 0 | 4860 | no |  | 0 | 24300 | no | 16031.1435 | 0 | no | no | 0 | 0 | 0 | 0 | 0 |  | 0 | 0 | 0 | 0 | 0 | 16031.1435 | 17283.0587 | 12991.2022 | 0 | yes | Deficit |  |  | 0 | 0 | 0 | 0 | 0 |  | 0 | 0 | 0 | 0 | 7109.4165 | yes |  | 0 | 0 | 0 | 7109.4165 | 0 | no | 0 | 0 | 0 | 7109.4165 | 0
| 14612.5614 | 0 | no | Surplus | yes |  | 0 | 0 | 0 | 1418.5822 | 0 | no | 0 | 0 | 0 | 1418.5822 | 4860 | no | 14612.5614 | 0 | 24300 |  |  | 0 |  |  | 0 | 0 | 0 | 0 | 0 |  | 0 | 0 | 0 | 0 | 0 | 14612.5614 | 20546.134 | 11841.6218 | 0 | yes | Deficit |  |  | 0 | 0 | 0 | 0 | 0 |  | 0 | 0 | 0 | 0 | 7554.9317 | yes |  | 0 | 0 | 0 | 7554.9317 | 0 | no | 0 | 0 | 0 | 7554.9317 | 0
| 12674.5877 | 0 | no | Surplus | yes |  | 0 | 0 | 0 | 1937.9737 | 0 | no | 0 | 0 | 0 | 1937.9737 | 4860 | no | 12674.5877 | 0 | 24300 |  |  | 0 |  |  | 0 | 0 | 0 | 0 | 0 |  | 0 | 0 | 0 | 0 | 0 | 12674.5877 | 20248.8818 | 10271.1407 | 0 | yes | Deficit |  |  | 0 | 0 | 0 | 0 | 0 |  | 0 | 0 | 0 | 0 | 8407.2599 | yes |  | 0 | 0 | 0 | 8407.2599 | 0 | no | 0 | 0 | 0 | 8407.2599 | 0
| 12661.7331 | 0 | no | Surplus | yes |  | 0 | 0 | 0 | 12.8546 | 0 | no | 0 | 0 | 0 | 12.8546 | 4860 | no | 12661.7331 | 0 | 24300 |  |  | 0 |  |  | 0 | 0 | 0 | 0 | 0 |  | 0 | 0 | 0 | 0 | 0 | 12661.7331 | 14627.0541 | 10260.7237 | 0 | yes | Deficit |  |  | 0 | 0 | 0 | 0 | 0 |  | 0 | 0 | 0 | 0 | 4355.9134 | yes |  | 0 | 0 | 0 | 4355.9134 | 0 | no | 0 | 0 | 0 | 4355.9134 | 0
| 11695.9976 | 0 | no | Surplus | yes |  | 0 | 0 | 0 | 965.7355 | 0 | no | 0 | 0 | 0 | 965.7355 | 4860 | no | 11695.9976 | 0 | 24300 |  |  | 0 |  |  | 0 | 0 | 0 | 0 | 0 |  | 0 | 0 | 0 | 0 | 0 | 11695.9976 | 16924.447 | 9478.118 | 0 | yes | Deficit |  |  | 0 | 0 | 0 | 0 | 0 |  | 0 | 0 | 0 | 0 | 6663.7233 | yes |  | 0 | 0 | 0 | 6663.7233 | 0 | no | 0 | 0 | 0 | 6663.7233 | 0
| 11124.7974 | 0 | no | Surplus | yes |  | 0 | 0 | 0 | 571.2002 | 0 | no | 0 | 0 | 0 | 571.2002 | 4860 | no | 11124.7974 | 0 | 23391.9951 |  |  | 0 |  |  | 0 | 0 | 0 | 0 | 0 |  | 0 | 0 | 0 | 0 | 0 | 11124.7974 | 18588.811 | 9015.2329 | 0 | yes | Deficit |  |  | 0 | 0 | 0 | 0 | 0 |  | 0 | 0 | 0 | 0 | 9110.6931 | yes |  | 0 | 0 | 0 | 9110.6931 | 0 | no | 0 | 0 | 0 | 9110.6931 | 0
| 13805.4693 | 0 | yes | Deficit |  |  | 0 | 0 | 0 | 0 | 0 |  | 0 | 0 | 0 | 0 | 4860 | no |  | 0 | 22249.5948 | no | 13805.4693 | 0 | no | no | 0 | 0 | 0 | 0 | 0 |  | 0 | 0 | 0 | 0 | 0 | 13805.4693 | 19197.7413 | 11187.5764 | 0 | yes | Deficit |  |  | 0 | 0 | 0 | 0 | 0 |  | 0 | 0 | 0 | 0 | 10182.5084 | yes |  | 0 | 0 | 0 | 10182.5084 | 0 | no | 0 | 0 | 0 | 10182.5084 | 0
| 13357.59 | 0 | no | Surplus | yes |  | 0 | 0 | 0 | 447.8793 | 0 | no | 0 | 0 | 0 | 447.8793 | 4860 | no | 13357.59 | 0 | 24300 |  |  | 0 |  |  | 0 | 0 | 0 | 0 | 0 |  | 0 | 0 | 0 | 0 | 0 | 13357.59 | 17858.527 | 10824.6272 | 0 | yes | Deficit |  |  | 0 | 0 | 0 | 0 | 0 |  | 0 | 0 | 0 | 0 | 6670.9506 | yes |  | 0 | 0 | 0 | 6670.9506 | 0 | no | 0 | 0 | 0 | 6670.9506 | 0
| 13126.5457 | 0 | no | Surplus | yes |  | 0 | 0 | 0 | 231.0443 | 0 | no | 0 | 0 | 0 | 231.0443 | 4860 | no | 13126.5457 | 0 | 24300 |  |  | 0 |  |  | 0 | 0 | 0 | 0 | 0 |  | 0 | 0 | 0 | 0 | 0 | 13126.5457 | 18287.3992 | 10637.3952 | 0 | yes | Deficit |  |  | 0 | 0 | 0 | 0 | 0 |  | 0 | 0 | 0 | 0 | 7462.7719 | yes |  | 0 | 0 | 0 | 7462.7719 | 0 | no | 0 | 0 | 0 | 7462.7719 | 0
| 16767.1391 | 0 | yes | Deficit |  |  | 0 | 0 | 0 | 0 | 0 |  | 0 | 0 | 0 | 0 | 4860 | no |  | 0 | 24300 | no | 16767.1391 | 0 | no | no | 0 | 0 | 0 | 0 | 0 |  | 0 | 0 | 0 | 0 | 0 | 16767.1391 | 19484.5721 | 13587.633 | 0 | yes | Deficit |  |  | 0 | 0 | 0 | 0 | 0 |  | 0 | 0 | 0 | 0 | 8847.1769 | yes |  | 0 | 0 | 0 | 8847.1769 | 0 | no | 0 | 0 | 0 | 8847.1769 | 0
| 16129.2319 | 0 | no | Surplus | yes |  | 0 | 0 | 0 | 637.9072 | 0 | no | 0 | 0 | 0 | 637.9072 | 4860 | no | 16129.2319 | 0 | 24300 |  |  | 0 |  |  | 0 | 0 | 0 | 0 | 0 |  | 0 | 0 | 0 | 0 | 0 | 16129.2319 | 15994.6278 | 13070.6903 | 0 | yes | Deficit |  |  | 0 | 0 | 0 | 0 | 0 |  | 0 | 0 | 0 | 0 | 2406.9948 | yes |  | 0 | 0 | 0 | 2406.9948 | 0 | no | 0 | 0 | 0 | 2406.9948 | 0
| 15625.0207 | 0 | no | Surplus | yes |  | 0 | 0 | 0 | 504.2112 | 0 | no | 0 | 0 | 0 | 504.2112 | 4860 | no | 15625.0207 | 0 | 24300 |  |  | 0 |  |  | 0 | 0 | 0 | 0 | 0 |  | 0 | 0 | 0 | 0 | 0 | 15625.0207 | 18205.5899 | 12662.0913 | 0 | yes | Deficit |  |  | 0 | 0 | 0 | 0 | 0 |  | 0 | 0 | 0 | 0 | 5134.8996 | yes |  | 0 | 0 | 0 | 5134.8996 | 0 | no | 0 | 0 | 0 | 5134.8996 | 0
| 17012.0542 | 0 | yes | Deficit |  |  | 0 | 0 | 0 | 0 | 0 |  | 0 | 0 | 0 | 0 | 4860 | no |  | 0 | 24300 | no | 17012.0542 | 0 | no | no | 0 | 0 | 0 | 0 | 0 |  | 0 | 0 | 0 | 0 | 0 | 17012.0542 | 17434.2458 | 13786.1055 | 0 | yes | Deficit |  |  | 0 | 0 | 0 | 0 | 0 |  | 0 | 0 | 0 | 0 | 4772.1544 | yes |  | 0 | 0 | 0 | 4772.1544 | 0 | no | 0 | 0 | 0 | 4772.1544 | 0
| 20095.9552 | 0 | yes | Deficit |  |  | 0 | 0 | 0 | 0 | 0 |  | 0 | 0 | 0 | 0 | 4860 | no |  | 0 | 24300 | no | 20095.9552 | 0 | no | no | 0 | 0 | 0 | 0 | 0 |  | 0 | 0 | 0 | 0 | 0 | 20095.9552 | 17468.8909 | 16285.2149 | 0 | yes | Deficit |  |  | 0 | 0 | 0 | 0 | 0 |  | 0 | 0 | 0 | 0 | 3682.7854 | yes |  | 0 | 0 | 0 | 3682.7854 | 0 | no | 0 | 0 | 0 | 3682.7854 | 0
| 20179.2366 | 0 | yes | Deficit |  |  | 0 | 0 | 0 | 0 | 0 |  | 0 | 0 | 0 | 0 | 4860 | no |  | 0 | 24300 | no | 20179.2366 | 0 | no | no | 0 | 0 | 0 | 0 | 0 |  | 0 | 0 | 0 | 0 | 0 | 20179.2366 | 17744.3516 | 16352.7039 | 0 | yes | Deficit |  |  | 0 | 0 | 0 | 0 | 0 |  | 0 | 0 | 0 | 0 | 1459.1367 | yes |  | 0 | 0 | 0 | 1459.1367 | 0 | no | 0 | 0 | 0 | 1459.1367 | 0
| 16971.5724 | 0 | no | Surplus | yes |  | 0 | 0 | 0 | 3207.6643 | 0 | no | 0 | 0 | 0 | 3207.6643 | 4860 | no | 16971.5724 | 0 | 24300 |  |  | 0 |  |  | 0 | 0 | 0 | 0 | 0 |  | 0 | 0 | 0 | 0 | 0 | 16971.5724 | 17065.1084 | 13753.3001 | 0 | yes | Deficit |  |  | 0 | 0 | 0 | 0 | 0 |  | 0 | 0 | 0 | 0 | 712.4044 | yes |  | 0 | 0 | 0 | 712.4044 | 0 | no | 0 | 0 | 0 | 712.4044 | 0
| 14773.1412 | 0 | no | Surplus | yes |  | 0 | 0 | 0 | 2198.4311 | 0 | no | 0 | 0 | 0 | 2198.4311 | 4860 | no | 14773.1412 | 0 | 24300 |  |  | 0 |  |  | 0 | 0 | 0 | 0 | 0 |  | 0 | 0 | 0 | 0 | 0 | 14773.1412 | 16527.0296 | 11971.7514 | 0 | yes | Deficit |  |  | 0 | 0 | 0 | 0 | 0 |  | 0 | 0 | 0 | 0 | 2773.7294 | yes |  | 0 | 0 | 0 | 2773.7294 | 0 | no | 0 | 0 | 0 | 2773.7294 | 0
| 13544.1523 | 0 | no | Surplus | yes |  | 0 | 0 | 0 | 1228.9889 | 0 | no | 0 | 0 | 0 | 1228.9889 | 4860 | no | 13544.1523 | 0 | 24300 |  |  | 0 |  |  | 0 | 0 | 0 | 0 | 0 |  | 0 | 0 | 0 | 0 | 0 | 13544.1523 | 16305.8063 | 10975.8122 | 0 | yes | Deficit |  |  | 0 | 0 | 0 | 0 | 0 |  | 0 | 0 | 0 | 0 | 4334.0549 | yes |  | 0 | 0 | 0 | 4334.0549 | 0 | no | 0 | 0 | 0 | 4334.0549 | 0
| 14322.7603 | 0 | yes | Deficit |  |  | 0 | 0 | 0 | 0 | 0 |  | 0 | 0 | 0 | 0 | 4860 | no |  | 0 | 24300 | no | 14322.7603 | 0 | no | no | 0 | 0 | 0 | 0 | 0 |  | 0 | 0 | 0 | 0 | 0 | 14322.7603 | 15260.7364 | 11606.7749 | 0 | yes | Deficit |  |  | 0 | 0 | 0 | 0 | 0 |  | 0 | 0 | 0 | 0 | 4284.9241 | yes |  | 0 | 0 | 0 | 4284.9241 | 0 | no | 0 | 0 | 0 | 4284.9241 | 0
| 14315.1046 | 0 | no | Surplus | yes |  | 0 | 0 | 0 | 7.6557 | 0 | no | 0 | 0 | 0 | 7.6557 | 4860 | no | 14315.1046 | 0 | 24300 |  |  | 0 |  |  | 0 | 0 | 0 | 0 | 0 |  | 0 | 0 | 0 | 0 | 0 | 14315.1046 | 17067.5326 | 11600.571 | 0 | yes | Deficit |  |  | 0 | 0 | 0 | 0 | 0 |  | 0 | 0 | 0 | 0 | 5460.7577 | yes |  | 0 | 0 | 0 | 5460.7577 | 0 | no | 0 | 0 | 0 | 5460.7577 | 0
| 17106.9581 | 0 | yes | Deficit |  |  | 0 | 0 | 0 | 0 | 0 |  | 0 | 0 | 0 | 0 | 4860 | no |  | 0 | 24300 | no | 17106.9581 | 0 | no | no | 0 | 0 | 0 | 0 | 0 |  | 0 | 0 | 0 | 0 | 0 | 17106.9581 | 19326.1504 | 13863.013 | 0 | yes | Deficit |  |  | 0 | 0 | 0 | 0 | 0 |  | 0 | 0 | 0 | 0 | 7725.5794 | yes |  | 0 | 0 | 0 | 7725.5794 | 0 | no | 0 | 0 | 0 | 7725.5794 | 0
| 17015.6998 | 0 | no | Surplus | yes |  | 0 | 0 | 0 | 91.2582 | 0 | no | 0 | 0 | 0 | 91.2582 | 4860 | no | 17015.6998 | 0 | 24300 |  |  | 0 |  |  | 0 | 0 | 0 | 0 | 0 |  | 0 | 0 | 0 | 0 | 0 | 17015.6998 | 17013.7414 | 13789.0598 | 0 | yes | Deficit |  |  | 0 | 0 | 0 | 0 | 0 |  | 0 | 0 | 0 | 0 | 3150.7283 | yes |  | 0 | 0 | 0 | 3150.7283 | 0 | no | 0 | 0 | 0 | 3150.7283 | 0
| 16593.2194 | 0 | no | Surplus | yes |  | 0 | 0 | 0 | 422.4805 | 0 | no | 0 | 0 | 0 | 422.4805 | 4860 | no | 16593.2194 | 0 | 24300 |  |  | 0 |  |  | 0 | 0 | 0 | 0 | 0 |  | 0 | 0 | 0 | 0 | 0 | 16593.2194 | 19190.5302 | 13446.6932 | 0 | yes | Deficit |  |  | 0 | 0 | 0 | 0 | 0 |  | 0 | 0 | 0 | 0 | 5401.4704 | yes |  | 0 | 0 | 0 | 5401.4704 | 0 | no | 0 | 0 | 0 | 5401.4704 | 0
| 16973.9446 | 0 | yes | Deficit |  |  | 0 | 0 | 0 | 0 | 0 |  | 0 | 0 | 0 | 0 | 4860 | no |  | 0 | 24300 | no | 16973.9446 | 0 | no | no | 0 | 0 | 0 | 0 | 0 |  | 0 | 0 | 0 | 0 | 0 | 16973.9446 | 18542.1588 | 13755.2226 | 0 | yes | Deficit |  |  | 0 | 0 | 0 | 0 | 0 |  | 0 | 0 | 0 | 0 | 5095.4656 | yes |  | 0 | 0 | 0 | 5095.4656 | 0 | no | 0 | 0 | 0 | 5095.4656 | 0
| 19019.9747 | 0 | yes | Deficit |  |  | 0 | 0 | 0 | 0 | 0 |  | 0 | 0 | 0 | 0 | 4860 | no |  | 0 | 24300 | no | 19019.9747 | 0 | no | no | 0 | 0 | 0 | 0 | 0 |  | 0 | 0 | 0 | 0 | 0 | 19019.9747 | 19706.2636 | 15413.2696 | 0 | yes | Deficit |  |  | 0 | 0 | 0 | 0 | 0 |  | 0 | 0 | 0 | 0 | 5951.041 | yes |  | 0 | 0 | 0 | 5951.041 | 0 | no | 0 | 0 | 0 | 5951.041 | 0
| 18130.8448 | 0 | no | Surplus | yes |  | 0 | 0 | 0 | 889.1299 | 0 | no | 0 | 0 | 0 | 889.1299 | 4860 | no | 18130.8448 | 0 | 24300 |  |  | 0 |  |  | 0 | 0 | 0 | 0 | 0 |  | 0 | 0 | 0 | 0 | 0 | 18130.8448 | 17633.6234 | 14692.743 | 0 | yes | Deficit |  |  | 0 | 0 | 0 | 0 | 0 |  | 0 | 0 | 0 | 0 | 2220.3537 | yes |  | 0 | 0 | 0 | 2220.3537 | 0 | no | 0 | 0 | 0 | 2220.3537 | 0
| 17071.8544 | 0 | no | Surplus | yes |  | 0 | 0 | 0 | 1058.9904 | 0 | no | 0 | 0 | 0 | 1058.9904 | 4860 | no | 17071.8544 | 0 | 24300 |  |  | 0 |  |  | 0 | 0 | 0 | 0 | 0 |  | 0 | 0 | 0 | 0 | 0 | 17071.8544 | 17108.562 | 13834.566 | 0 | yes | Deficit |  |  | 0 | 0 | 0 | 0 | 0 |  | 0 | 0 | 0 | 0 | 2415.819 | yes |  | 0 | 0 | 0 | 2415.819 | 0 | no | 0 | 0 | 0 | 2415.819 | 0
| 15569.3489 | 0 | no | Surplus | yes |  | 0 | 0 | 0 | 1502.5055 | 0 | no | 0 | 0 | 0 | 1502.5055 | 4860 | no | 15569.3489 | 0 | 24300 |  |  | 0 |  |  | 0 | 0 | 0 | 0 | 0 |  | 0 | 0 | 0 | 0 | 0 | 15569.3489 | 17331.0613 | 12616.9764 | 0 | yes | Deficit |  |  | 0 | 0 | 0 | 0 | 0 |  | 0 | 0 | 0 | 0 | 3496.4953 | yes |  | 0 | 0 | 0 | 3496.4953 | 0 | no | 0 | 0 | 0 | 3496.4953 | 0
| 15029.5477 | 0 | no | Surplus | yes |  | 0 | 0 | 0 | 539.8012 | 0 | no | 0 | 0 | 0 | 539.8012 | 4860 | no | 15029.5477 | 0 | 24300 |  |  | 0 |  |  | 0 | 0 | 0 | 0 | 0 |  | 0 | 0 | 0 | 0 | 0 | 15029.5477 | 16428.8016 | 12179.5362 | 0 | yes | Deficit |  |  | 0 | 0 | 0 | 0 | 0 |  | 0 | 0 | 0 | 0 | 3811.8252 | yes |  | 0 | 0 | 0 | 3811.8252 | 0 | no | 0 | 0 | 0 | 3811.8252 | 0
| 15905.0063 | 0 | yes | Deficit |  |  | 0 | 0 | 0 | 0 | 0 |  | 0 | 0 | 0 | 0 | 4860 | no |  | 0 | 24300 | no | 15905.0063 | 0 | no | no | 0 | 0 | 0 | 0 | 0 |  | 0 | 0 | 0 | 0 | 0 | 15905.0063 | 15377.5755 | 12888.984 | 0 | yes | Deficit |  |  | 0 | 0 | 0 | 0 | 0 |  | 0 | 0 | 0 | 0 | 3198.0393 | yes |  | 0 | 0 | 0 | 3198.0393 | 0 | no | 0 | 0 | 0 | 3198.0393 | 0
| 14950.6352 | 0 | no | Surplus | yes |  | 0 | 0 | 0 | 954.3711 | 0 | no | 0 | 0 | 0 | 954.3711 | 4860 | no | 14950.6352 | 0 | 24300 |  |  | 0 |  |  | 0 | 0 | 0 | 0 | 0 |  | 0 | 0 | 0 | 0 | 0 | 14950.6352 | 17548.702 | 12115.5877 | 0 | yes | Deficit |  |  | 0 | 0 | 0 | 0 | 0 |  | 0 | 0 | 0 | 0 | 4659.718 | yes |  | 0 | 0 | 0 | 4659.718 | 0 | no | 0 | 0 | 0 | 4659.718 | 0
| 17284.5218 | 0 | yes | Deficit |  |  | 0 | 0 | 0 | 0 | 0 |  | 0 | 0 | 0 | 0 | 4860 | no |  | 0 | 24300 | no | 17284.5218 | 0 | no | no | 0 | 0 | 0 | 0 | 0 |  | 0 | 0 | 0 | 0 | 0 | 17284.5218 | 13974.1038 | 14006.9058 | 0 | yes | Deficit |  |  | 0 | 0 | 0 | 0 | 0 |  | 0 | 0 | 0 | 0 | 1858.5162 | yes |  | 0 | 0 | 0 | 1858.5162 | 0 | no | 0 | 0 | 0 | 1858.5162 | 0
| 16989.9634 | 0 | no | Surplus | yes |  | 0 | 0 | 0 | 294.5584 | 0 | no | 0 | 0 | 0 | 294.5584 | 4860 | no | 16989.9634 | 0 | 24300 |  |  | 0 |  |  | 0 | 0 | 0 | 0 | 0 |  | 0 | 0 | 0 | 0 | 0 | 16989.9634 | 14131.4085 | 13768.2037 | 0 | yes | Deficit |  |  | 0 | 0 | 0 | 0 | 0 |  | 0 | 0 | 0 | 0 | 124.5026 | yes |  | 0 | 0 | 0 | 124.5026 | 0 | no | 0 | 0 | 0 | 124.5026 | 0
| 16860.2913 | 0 | no | Surplus | yes |  | 0 | 0 | 0 | 129.672 | 0 | no | 0 | 0 | 0 | 129.672 | 4860 | no | 16860.2913 | 0 | 24300 |  |  | 0 |  |  | 0 | 0 | 0 | 0 | 0 |  | 0 | 0 | 0 | 0 | 0 | 16860.2913 | 14257.3381 | 13663.121 | 0 | yes | Deficit |  |  | 0 | 0 | 0 | 0 | 0 |  | 0 | 0 | 0 | 0 | 489.1344 | yes |  | 0 | 0 | 0 | 489.1344 | 0 | no | 0 | 0 | 0 | 489.1344 | 0
| 18045.0095 | 0 | yes | Deficit |  |  | 0 | 0 | 0 | 0 | 0 |  | 0 | 0 | 0 | 0 | 4860 | no |  | 0 | 24300 | no | 18045.0095 | 0 | no | no | 0 | 0 | 0 | 0 | 0 |  | 0 | 0 | 0 | 0 | 0 | 18045.0095 | 13425.7502 | 14623.1844 | 0 | no | Surplus | yes |  | 0 | 0 | 0 | 237.3708 | 0 | no | 0 | 0 | 0 | 237.3708 | 0 |  |  | 0 | 0 | 0 | 0 | 0 |  | 0 | 0 | 0 | 0 | 0
| 16985.0656 | 0 | no | Surplus | yes |  | 0 | 0 | 0 | 1059.9439 | 0 | no | 0 | 0 | 0 | 1059.9439 | 4860 | no | 16985.0656 | 0 | 24300 |  |  | 0 |  |  | 0 | 0 | 0 | 0 | 0 |  | 0 | 0 | 0 | 0 | 0 | 16985.0656 | 14584.6836 | 13764.2347 | 0 | no | Surplus | yes |  | 0 | 0 | 0 | 38.5007 | 0 | no | 0 | 0 | 0 | 38.5007 | 0 |  |  | 0 | 0 | 0 | 0 | 0 |  | 0 | 0 | 0 | 0 | 0
| 18841.8154 | 0 | yes | Deficit |  |  | 0 | 0 | 0 | 0 | 0 |  | 0 | 0 | 0 | 0 | 4860 | no |  | 0 | 24300 | no | 18841.8154 | 0 | no | no | 0 | 0 | 0 | 0 | 0 |  | 0 | 0 | 0 | 0 | 0 | 18841.8154 | 14726.0797 | 15268.8941 | 0 | yes | Deficit |  |  | 0 | 0 | 0 | 0 | 0 |  | 0 | 0 | 0 | 0 | 961.845 | yes |  | 0 | 0 | 0 | 961.845 | 0 | no | 0 | 0 | 0 | 961.845 | 0
| 18567.0032 | 0 | no | Surplus | yes |  | 0 | 0 | 0 | 274.8121 | 0 | no | 0 | 0 | 0 | 274.8121 | 4860 | no | 18567.0032 | 0 | 24300 |  |  | 0 |  |  | 0 | 0 | 0 | 0 | 0 |  | 0 | 0 | 0 | 0 | 0 | 18567.0032 | 15096.084 | 15046.1939 | 0 | no | Surplus | yes |  | 0 | 0 | 0 | 172.8101 | 0 | no | 0 | 0 | 0 | 172.8101 | 0 |  |  | 0 | 0 | 0 | 0 | 0 |  | 0 | 0 | 0 | 0 | 0
| 16965.0735 | 0 | no | Surplus | yes |  | 0 | 0 | 0 | 1601.9297 | 0 | no | 0 | 0 | 0 | 1601.9297 | 4860 | no | 16965.0735 | 0 | 24300 |  |  | 0 |  |  | 0 | 0 | 0 | 0 | 0 |  | 0 | 0 | 0 | 0 | 0 | 16965.0735 | 14658.444 | 13748.0337 | 0 | no | Surplus | yes |  | 0 | 0 | 0 | 387.7499 | 0 | no | 0 | 0 | 0 | 387.7499 | 0 |  |  | 0 | 0 | 0 | 0 | 0 |  | 0 | 0 | 0 | 0 | 0
| 15552.263 | 0 | no | Surplus | yes |  | 0 | 0 | 0 | 1412.8105 | 0 | no | 0 | 0 | 0 | 1412.8105 | 4860 | no | 15552.263 | 0 | 24300 |  |  | 0 |  |  | 0 | 0 | 0 | 0 | 0 |  | 0 | 0 | 0 | 0 | 0 | 15552.263 | 14403.1337 | 12603.1305 | 0 | yes | Deficit |  |  | 0 | 0 | 0 | 0 | 0 |  | 0 | 0 | 0 | 0 | 655.1001 | yes |  | 0 | 0 | 0 | 655.1001 | 0 | no | 0 | 0 | 0 | 655.1001 | 0
| 16247.8481 | 0 | yes | Deficit |  |  | 0 | 0 | 0 | 0 | 0 |  | 0 | 0 | 0 | 0 | 4860 | no |  | 0 | 24300 | no | 16247.8481 | 0 | no | no | 0 | 0 | 0 | 0 | 0 |  | 0 | 0 | 0 | 0 | 0 | 16247.8481 | 13955.8461 | 13166.8137 | 0 | yes | Deficit |  |  | 0 | 0 | 0 | 0 | 0 |  | 0 | 0 | 0 | 0 | 1352.7156 | yes |  | 0 | 0 | 0 | 1352.7156 | 0 | no | 0 | 0 | 0 | 1352.7156 | 0
| 17775.7327 | 0 | yes | Deficit |  |  | 0 | 0 | 0 | 0 | 0 |  | 0 | 0 | 0 | 0 | 4860 | no |  | 0 | 24300 | no | 17775.7327 | 0 | no | no | 0 | 0 | 0 | 0 | 0 |  | 0 | 0 | 0 | 0 | 0 | 17775.7327 | 14508.4535 | 14404.9698 | 0 | yes | Deficit |  |  | 0 | 0 | 0 | 0 | 0 |  | 0 | 0 | 0 | 0 | 1341.6398 | yes |  | 0 | 0 | 0 | 1341.6398 | 0 | no | 0 | 0 | 0 | 1341.6398 | 0
| 15527.9375 | 0 | no | Surplus | yes |  | 0 | 0 | 0 | 2247.7951 | 0 | no | 0 | 0 | 0 | 2247.7951 | 4860 | no | 15527.9375 | 0 | 24300 |  |  | 0 |  |  | 0 | 0 | 0 | 0 | 0 |  | 0 | 0 | 0 | 0 | 0 | 15527.9375 | 14487.3328 | 12583.4178 | 0 | yes | Deficit |  |  | 0 | 0 | 0 | 0 | 0 |  | 0 | 0 | 0 | 0 | 82.3631 | yes |  | 0 | 0 | 0 | 82.3631 | 0 | no | 0 | 0 | 0 | 82.3631 | 0
| 18587.2093 | 0 | yes | Deficit |  |  | 0 | 0 | 0 | 0 | 0 |  | 0 | 0 | 0 | 0 | 4860 | no |  | 0 | 24300 | no | 18587.2093 | 0 | no | no | 0 | 0 | 0 | 0 | 0 |  | 0 | 0 | 0 | 0 | 0 | 18587.2093 | 14697.2179 | 15062.5683 | 0 | yes | Deficit |  |  | 0 | 0 | 0 | 0 | 0 |  | 0 | 0 | 0 | 0 | 2113.8001 | yes |  | 0 | 0 | 0 | 2113.8001 | 0 | no | 0 | 0 | 0 | 2113.8001 | 0
| 14477.1056 | 0 | no | Surplus | yes |  | 0 | 0 | 0 | 4110.1037 | 0 | no | 0 | 0 | 0 | 4110.1037 | 4860 | no | 14477.1056 | 0 | 24300 |  |  | 0 |  |  | 0 | 0 | 0 | 0 | 0 |  | 0 | 0 | 0 | 0 | 0 | 14477.1056 | 15070.0076 | 11731.8522 | 0 | yes | Deficit |  |  | 0 | 0 | 0 | 0 | 0 |  | 0 | 0 | 0 | 0 | 7.4393 | yes |  | 0 | 0 | 0 | 7.4393 | 0 | no | 0 | 0 | 0 | 7.4393 | 0
| 14234.6672 | 0 | no | Surplus | yes |  | 0 | 0 | 0 | 242.4384 | 0 | no | 0 | 0 | 0 | 242.4384 | 4860 | no | 14234.6672 | 0 | 24300 |  |  | 0 |  |  | 0 | 0 | 0 | 0 | 0 |  | 0 | 0 | 0 | 0 | 0 | 14234.6672 | 14652.1713 | 11535.3867 | 0 | yes | Deficit |  |  | 0 | 0 | 0 | 0 | 0 |  | 0 | 0 | 0 | 0 | 2920.3191 | yes |  | 0 | 0 | 0 | 2920.3191 | 0 | no | 0 | 0 | 0 | 2920.3191 | 0
| 14679.5206 | 0 | yes | Deficit |  |  | 0 | 0 | 0 | 0 | 0 |  | 0 | 0 | 0 | 0 | 4860 | no |  | 0 | 24300 | no | 14679.5206 | 0 | no | no | 0 | 0 | 0 | 0 | 0 |  | 0 | 0 | 0 | 0 | 0 | 14679.5206 | 14417.8267 | 11895.8838 | 0 | yes | Deficit |  |  | 0 | 0 | 0 | 0 | 0 |  | 0 | 0 | 0 | 0 | 2882.44 | yes |  | 0 | 0 | 0 | 2882.44 | 0 | no | 0 | 0 | 0 | 2882.44 | 0
| 15936.7713 | 0 | yes | Deficit |  |  | 0 | 0 | 0 | 0 | 0 |  | 0 | 0 | 0 | 0 | 4860 | no |  | 0 | 24300 | no | 15936.7713 | 0 | no | no | 0 | 0 | 0 | 0 | 0 |  | 0 | 0 | 0 | 0 | 0 | 15936.7713 | 14303.5953 | 12914.7255 | 0 | yes | Deficit |  |  | 0 | 0 | 0 | 0 | 0 |  | 0 | 0 | 0 | 0 | 2407.7115 | yes |  | 0 | 0 | 0 | 2407.7115 | 0 | no | 0 | 0 | 0 | 2407.7115 | 0
| 15041.6572 | 0 | no | Surplus | yes |  | 0 | 0 | 0 | 895.1141 | 0 | no | 0 | 0 | 0 | 895.1141 | 4860 | no | 15041.6572 | 0 | 24300 |  |  | 0 |  |  | 0 | 0 | 0 | 0 | 0 |  | 0 | 0 | 0 | 0 | 0 | 15041.6572 | 14752.2971 | 12189.3494 | 0 | yes | Deficit |  |  | 0 | 0 | 0 | 0 | 0 |  | 0 | 0 | 0 | 0 | 1837.5715 | yes |  | 0 | 0 | 0 | 1837.5715 | 0 | no | 0 | 0 | 0 | 1837.5715 | 0
| 16744.8395 | 0 | yes | Deficit |  |  | 0 | 0 | 0 | 0 | 0 |  | 0 | 0 | 0 | 0 | 4860 | no |  | 0 | 24300 | no | 16744.8395 | 0 | no | no | 0 | 0 | 0 | 0 | 0 |  | 0 | 0 | 0 | 0 | 0 | 16744.8395 | 15165.7129 | 13569.562 | 0 | yes | Deficit |  |  | 0 | 0 | 0 | 0 | 0 |  | 0 | 0 | 0 | 0 | 2976.3635 | yes |  | 0 | 0 | 0 | 2976.3635 | 0 | no | 0 | 0 | 0 | 2976.3635 | 0
| 12585.8664 | 0 | no | Surplus | yes |  | 0 | 0 | 0 | 4158.973 | 0 | no | 0 | 0 | 0 | 4158.973 | 4860 | no | 12585.8664 | 0 | 24300 |  |  | 0 |  |  | 0 | 0 | 0 | 0 | 0 |  | 0 | 0 | 0 | 0 | 0 | 12585.8664 | 14572.7867 | 10199.2435 | 0 | yes | Deficit |  |  | 0 | 0 | 0 | 0 | 0 |  | 0 | 0 | 0 | 0 | 1003.2247 | yes |  | 0 | 0 | 0 | 1003.2247 | 0 | no | 0 | 0 | 0 | 1003.2247 | 0
| 13185.4937 | 0 | yes | Deficit |  |  | 0 | 0 | 0 | 0 | 0 |  | 0 | 0 | 0 | 0 | 4860 | no |  | 0 | 24300 | no | 13185.4937 | 0 | no | no | 0 | 0 | 0 | 0 | 0 |  | 0 | 0 | 0 | 0 | 0 | 13185.4937 | 14596.1772 | 10685.1651 | 0 | yes | Deficit |  |  | 0 | 0 | 0 | 0 | 0 |  | 0 | 0 | 0 | 0 | 4396.9337 | yes |  | 0 | 0 | 0 | 4396.9337 | 0 | no | 0 | 0 | 0 | 4396.9337 | 0
| 14791.1912 | 0 | yes | Deficit |  |  | 0 | 0 | 0 | 0 | 0 |  | 0 | 0 | 0 | 0 | 4860 | no |  | 0 | 24300 | no | 14791.1912 | 0 | no | no | 0 | 0 | 0 | 0 | 0 |  | 0 | 0 | 0 | 0 | 0 | 14791.1912 | 14763.7383 | 11986.3786 | 0 | yes | Deficit |  |  | 0 | 0 | 0 | 0 | 0 |  | 0 | 0 | 0 | 0 | 4078.5733 | yes |  | 0 | 0 | 0 | 4078.5733 | 0 | no | 0 | 0 | 0 | 4078.5733 | 0
| 17844.8374 | 0 | yes | Deficit |  |  | 0 | 0 | 0 | 0 | 0 |  | 0 | 0 | 0 | 0 | 4860 | no |  | 0 | 24300 | no | 17844.8374 | 0 | no | no | 0 | 0 | 0 | 0 | 0 |  | 0 | 0 | 0 | 0 | 0 | 17844.8374 | 14149.2776 | 14460.9703 | 0 | yes | Deficit |  |  | 0 | 0 | 0 | 0 | 0 |  | 0 | 0 | 0 | 0 | 2162.899 | yes |  | 0 | 0 | 0 | 2162.899 | 0 | no | 0 | 0 | 0 | 2162.899 | 0
| 17682.7746 | 0 | no | Surplus | yes |  | 0 | 0 | 0 | 162.0628 | 0 | no | 0 | 0 | 0 | 162.0628 | 4860 | no | 17682.7746 | 0 | 24300 |  |  | 0 |  |  | 0 | 0 | 0 | 0 | 0 |  | 0 | 0 | 0 | 0 | 0 | 17682.7746 | 14172.217 | 14329.639 | 0 | no | Surplus | yes |  | 0 | 0 | 0 | 288.7533 | 0 | no | 0 | 0 | 0 | 288.7533 | 0 |  |  | 0 | 0 | 0 | 0 | 0 |  | 0 | 0 | 0 | 0 | 0
| 19022.6255 | 0 | yes | Deficit |  |  | 0 | 0 | 0 | 0 | 0 |  | 0 | 0 | 0 | 0 | 4860 | no |  | 0 | 24300 | no | 19022.6255 | 0 | no | no | 0 | 0 | 0 | 0 | 0 |  | 0 | 0 | 0 | 0 | 0 | 19022.6255 | 14361.6176 | 15415.4177 | 0 | yes | Deficit |  |  | 0 | 0 | 0 | 0 | 0 |  | 0 | 0 | 0 | 0 | 31.9786 | yes |  | 0 | 0 | 0 | 31.9786 | 0 | no | 0 | 0 | 0 | 31.9786 | 0
| 16218.8745 | 0 | no | Surplus | yes |  | 0 | 0 | 0 | 2803.7509 | 0 | no | 0 | 0 | 0 | 2803.7509 | 4860 | no | 16218.8745 | 0 | 24300 |  |  | 0 |  |  | 0 | 0 | 0 | 0 | 0 |  | 0 | 0 | 0 | 0 | 0 | 16218.8745 | 14540.1658 | 13143.3343 | 0 | no | Surplus | yes |  | 0 | 0 | 0 | 875.2519 | 0 | no | 0 | 0 | 0 | 875.2519 | 0 |  |  | 0 | 0 | 0 | 0 | 0 |  | 0 | 0 | 0 | 0 | 0
| 15680.8145 | 0 | no | Surplus | yes |  | 0 | 0 | 0 | 538.06 | 0 | no | 0 | 0 | 0 | 538.06 | 4860 | no | 15680.8145 | 0 | 24300 |  |  | 0 |  |  | 0 | 0 | 0 | 0 | 0 |  | 0 | 0 | 0 | 0 | 0 | 15680.8145 | 14624.8659 | 12707.3051 | 0 | yes | Deficit |  |  | 0 | 0 | 0 | 0 | 0 |  | 0 | 0 | 0 | 0 | 1481.5316 | yes |  | 0 | 0 | 0 | 1481.5316 | 0 | no | 0 | 0 | 0 | 1481.5316 | 0
| 13512.7948 | 0 | no | Surplus | yes |  | 0 | 0 | 0 | 2168.0197 | 0 | no | 0 | 0 | 0 | 2168.0197 | 4860 | no | 13512.7948 | 0 | 24300 |  |  | 0 |  |  | 0 | 0 | 0 | 0 | 0 |  | 0 | 0 | 0 | 0 | 0 | 13512.7948 | 14795.6042 | 10950.401 | 0 | yes | Deficit |  |  | 0 | 0 | 0 | 0 | 0 |  | 0 | 0 | 0 | 0 | 2088.2991 | yes |  | 0 | 0 | 0 | 2088.2991 | 0 | no | 0 | 0 | 0 | 2088.2991 | 0
| 13876.4147 | 0 | yes | Deficit |  |  | 0 | 0 | 0 | 0 | 0 |  | 0 | 0 | 0 | 0 | 4860 | no |  | 0 | 24300 | no | 13876.4147 | 0 | no | no | 0 | 0 | 0 | 0 | 0 |  | 0 | 0 | 0 | 0 | 0 | 13876.4147 | 15836.9835 | 11245.0686 | 0 | yes | Deficit |  |  | 0 | 0 | 0 | 0 | 0 |  | 0 | 0 | 0 | 0 | 4886.5825 | yes |  | 0 | 0 | 0 | 4886.5825 | 0 | no | 0 | 0 | 0 | 4886.5825 | 0
| 13407.4721 | 0 | no | Surplus | yes |  | 0 | 0 | 0 | 468.9426 | 0 | no | 0 | 0 | 0 | 468.9426 | 4860 | no | 13407.4721 | 0 | 24300 |  |  | 0 |  |  | 0 | 0 | 0 | 0 | 0 |  | 0 | 0 | 0 | 0 | 0 | 13407.4721 | 16595.2551 | 10865.0503 | 0 | yes | Deficit |  |  | 0 | 0 | 0 | 0 | 0 |  | 0 | 0 | 0 | 0 | 5350.1864 | yes |  | 0 | 0 | 0 | 5350.1864 | 0 | no | 0 | 0 | 0 | 5350.1864 | 0
| 15134.3447 | 0 | yes | Deficit |  |  | 0 | 0 | 0 | 0 | 0 |  | 0 | 0 | 0 | 0 | 4860 | no |  | 0 | 24300 | no | 15134.3447 | 0 | no | no | 0 | 0 | 0 | 0 | 0 |  | 0 | 0 | 0 | 0 | 0 | 15134.3447 | 16601.3169 | 12264.4608 | 0 | yes | Deficit |  |  | 0 | 0 | 0 | 0 | 0 |  | 0 | 0 | 0 | 0 | 5736.2666 | yes |  | 0 | 0 | 0 | 5736.2666 | 0 | no | 0 | 0 | 0 | 5736.2666 | 0
| 12968.4097 | 0 | no | Surplus | yes |  | 0 | 0 | 0 | 2165.9349 | 0 | no | 0 | 0 | 0 | 2165.9349 | 4860 | no | 12968.4097 | 0 | 24300 |  |  | 0 |  |  | 0 | 0 | 0 | 0 | 0 |  | 0 | 0 | 0 | 0 | 0 | 12968.4097 | 16171.7083 | 10509.2461 | 0 | yes | Deficit |  |  | 0 | 0 | 0 | 0 | 0 |  | 0 | 0 | 0 | 0 | 3907.2474 | yes |  | 0 | 0 | 0 | 3907.2474 | 0 | no | 0 | 0 | 0 | 3907.2474 | 0
| 12951.4512 | 0 | no | Surplus | yes |  | 0 | 0 | 0 | 16.9585 | 0 | no | 0 | 0 | 0 | 16.9585 | 4860 | no | 12951.4512 | 0 | 24300 |  |  | 0 |  |  | 0 | 0 | 0 | 0 | 0 |  | 0 | 0 | 0 | 0 | 0 | 12951.4512 | 16515.9225 | 10495.5034 | 0 | yes | Deficit |  |  | 0 | 0 | 0 | 0 | 0 |  | 0 | 0 | 0 | 0 | 6006.6763 | yes |  | 0 | 0 | 0 | 6006.6763 | 0 | no | 0 | 0 | 0 | 6006.6763 | 0
| 14891.7723 | 0 | yes | Deficit |  |  | 0 | 0 | 0 | 0 | 0 |  | 0 | 0 | 0 | 0 | 4860 | no |  | 0 | 24300 | no | 14891.7723 | 0 | no | no | 0 | 0 | 0 | 0 | 0 |  | 0 | 0 | 0 | 0 | 0 | 14891.7723 | 16022.8955 | 12067.8868 | 0 | yes | Deficit |  |  | 0 | 0 | 0 | 0 | 0 |  | 0 | 0 | 0 | 0 | 5527.3921 | yes |  | 0 | 0 | 0 | 5527.3921 | 0 | no | 0 | 0 | 0 | 5527.3921 | 0
| 15542.1227 | 0 | yes | Deficit |  |  | 0 | 0 | 0 | 0 | 0 |  | 0 | 0 | 0 | 0 | 4860 | no |  | 0 | 24300 | no | 15542.1227 | 0 | no | no | 0 | 0 | 0 | 0 | 0 |  | 0 | 0 | 0 | 0 | 0 | 15542.1227 | 17398.1069 | 12594.9131 | 0 | yes | Deficit |  |  | 0 | 0 | 0 | 0 | 0 |  | 0 | 0 | 0 | 0 | 5330.2201 | yes |  | 0 | 0 | 0 | 5330.2201 | 0 | no | 0 | 0 | 0 | 5330.2201 | 0
| 13837.5077 | 0 | no | Surplus | yes |  | 0 | 0 | 0 | 1704.615 | 0 | no | 0 | 0 | 0 | 1704.615 | 4860 | no | 13837.5077 | 0 | 24300 |  |  | 0 |  |  | 0 | 0 | 0 | 0 | 0 |  | 0 | 0 | 0 | 0 | 0 | 13837.5077 | 16921.5252 | 11213.5395 | 0 | yes | Deficit |  |  | 0 | 0 | 0 | 0 | 0 |  | 0 | 0 | 0 | 0 | 4326.6121 | yes |  | 0 | 0 | 0 | 4326.6121 | 0 | no | 0 | 0 | 0 | 4326.6121 | 0
| 13872.7856 | 0 | yes | Deficit |  |  | 0 | 0 | 0 | 0 | 0 |  | 0 | 0 | 0 | 0 | 4860 | no |  | 0 | 24300 | no | 13872.7856 | 0 | no | no | 0 | 0 | 0 | 0 | 0 |  | 0 | 0 | 0 | 0 | 0 | 13872.7856 | 17006.7872 | 11242.1277 | 0 | yes | Deficit |  |  | 0 | 0 | 0 | 0 | 0 |  | 0 | 0 | 0 | 0 | 5793.2477 | yes |  | 0 | 0 | 0 | 5793.2477 | 0 | no | 0 | 0 | 0 | 5793.2477 | 0
| 12911.7646 | 0 | no | Surplus | yes |  | 0 | 0 | 0 | 961.021 | 0 | no | 0 | 0 | 0 | 961.021 | 4860 | no | 12911.7646 | 0 | 24300 |  |  | 0 |  |  | 0 | 0 | 0 | 0 | 0 |  | 0 | 0 | 0 | 0 | 0 | 12911.7646 | 16504.3703 | 10463.3425 | 0 | yes | Deficit |  |  | 0 | 0 | 0 | 0 | 0 |  | 0 | 0 | 0 | 0 | 5262.2425 | yes |  | 0 | 0 | 0 | 5262.2425 | 0 | no | 0 | 0 | 0 | 5262.2425 | 0
| 11869.1607 | 0 | no | Surplus | yes |  | 0 | 0 | 0 | 1042.6039 | 0 | no | 0 | 0 | 0 | 1042.6039 | 4860 | no | 11869.1607 | 0 | 24300 |  |  | 0 |  |  | 0 | 0 | 0 | 0 | 0 |  | 0 | 0 | 0 | 0 | 0 | 11869.1607 | 16143.3565 | 9618.4447 | 0 | yes | Deficit |  |  | 0 | 0 | 0 | 0 | 0 |  | 0 | 0 | 0 | 0 | 5680.0141 | yes |  | 0 | 0 | 0 | 5680.0141 | 0 | no | 0 | 0 | 0 | 5680.0141 | 0
| 12288.9253 | 0 | yes | Deficit |  |  | 0 | 0 | 0 | 0 | 0 |  | 0 | 0 | 0 | 0 | 4860 | no |  | 0 | 23738.3214 | no | 12288.9253 | 0 | no | no | 0 | 0 | 0 | 0 | 0 |  | 0 | 0 | 0 | 0 | 0 | 12288.9253 | 13876.777 | 9958.6104 | 0 | yes | Deficit |  |  | 0 | 0 | 0 | 0 | 0 |  | 0 | 0 | 0 | 0 | 4258.3324 | yes |  | 0 | 0 | 0 | 4258.3324 | 0 | no | 0 | 0 | 0 | 4258.3324 | 0
| 15450.8578 | 0 | yes | Deficit |  |  | 0 | 0 | 0 | 0 | 0 |  | 0 | 0 | 0 | 0 | 4860 | no |  | 0 | 24300 | no | 15450.8578 | 0 | no | no | 0 | 0 | 0 | 0 | 0 |  | 0 | 0 | 0 | 0 | 0 | 15450.8578 | 13968.1575 | 12520.9545 | 0 | yes | Deficit |  |  | 0 | 0 | 0 | 0 | 0 |  | 0 | 0 | 0 | 0 | 4009.547 | yes |  | 0 | 0 | 0 | 4009.547 | 0 | no | 0 | 0 | 0 | 4009.547 | 0
| 14861.508 | 0 | no | Surplus | yes |  | 0 | 0 | 0 | 589.3498 | 0 | no | 0 | 0 | 0 | 589.3498 | 4860 | no | 14861.508 | 0 | 24300 |  |  | 0 |  |  | 0 | 0 | 0 | 0 | 0 |  | 0 | 0 | 0 | 0 | 0 | 14861.508 | 13383.7704 | 12043.3615 | 0 | yes | Deficit |  |  | 0 | 0 | 0 | 0 | 0 |  | 0 | 0 | 0 | 0 | 862.8159 | yes |  | 0 | 0 | 0 | 862.8159 | 0 | no | 0 | 0 | 0 | 862.8159 | 0
| 16207.3826 | 0 | yes | Deficit |  |  | 0 | 0 | 0 | 0 | 0 |  | 0 | 0 | 0 | 0 | 4860 | no |  | 0 | 24300 | no | 16207.3826 | 0 | no | no | 0 | 0 | 0 | 0 | 0 |  | 0 | 0 | 0 | 0 | 0 | 16207.3826 | 13241.751 | 13134.0215 | 0 | yes | Deficit |  |  | 0 | 0 | 0 | 0 | 0 |  | 0 | 0 | 0 | 0 | 1198.3896 | yes |  | 0 | 0 | 0 | 1198.3896 | 0 | no | 0 | 0 | 0 | 1198.3896 | 0
| 13937.3938 | 0 | no | Surplus | yes |  | 0 | 0 | 0 | 2269.9888 | 0 | no | 0 | 0 | 0 | 2269.9888 | 4860 | no | 13937.3938 | 0 | 24300 |  |  | 0 |  |  | 0 | 0 | 0 | 0 | 0 |  | 0 | 0 | 0 | 0 | 0 | 13937.3938 | 13530.3111 | 11294.4844 | 0 | yes | Deficit |  |  | 0 | 0 | 0 | 0 | 0 |  | 0 | 0 | 0 | 0 | 396.2895 | yes |  | 0 | 0 | 0 | 396.2895 | 0 | no | 0 | 0 | 0 | 396.2895 | 0
| 14677.0558 | 0 | yes | Deficit |  |  | 0 | 0 | 0 | 0 | 0 |  | 0 | 0 | 0 | 0 | 4860 | no |  | 0 | 24300 | no | 14677.0558 | 0 | no | no | 0 | 0 | 0 | 0 | 0 |  | 0 | 0 | 0 | 0 | 0 | 14677.0558 | 15190.9023 | 11893.8864 | 0 | yes | Deficit |  |  | 0 | 0 | 0 | 0 | 0 |  | 0 | 0 | 0 | 0 | 3896.4178 | yes |  | 0 | 0 | 0 | 3896.4178 | 0 | no | 0 | 0 | 0 | 3896.4178 | 0
| 14948.8531 | 0 | yes | Deficit |  |  | 0 | 0 | 0 | 0 | 0 |  | 0 | 0 | 0 | 0 | 4860 | no |  | 0 | 24300 | no | 14948.8531 | 0 | no | no | 0 | 0 | 0 | 0 | 0 |  | 0 | 0 | 0 | 0 | 0 | 14948.8531 | 14361.5636 | 12114.1435 | 0 | yes | Deficit |  |  | 0 | 0 | 0 | 0 | 0 |  | 0 | 0 | 0 | 0 | 2467.6772 | yes |  | 0 | 0 | 0 | 2467.6772 | 0 | no | 0 | 0 | 0 | 2467.6772 | 0
| 15237.3412 | 0 | yes | Deficit |  |  | 0 | 0 | 0 | 0 | 0 |  | 0 | 0 | 0 | 0 | 4860 | no |  | 0 | 24300 | no | 15237.3412 | 0 | no | no | 0 | 0 | 0 | 0 | 0 |  | 0 | 0 | 0 | 0 | 0 | 15237.3412 | 15368.6358 | 12347.9264 | 0 | yes | Deficit |  |  | 0 | 0 | 0 | 0 | 0 |  | 0 | 0 | 0 | 0 | 3254.4922 | yes |  | 0 | 0 | 0 | 3254.4922 | 0 | no | 0 | 0 | 0 | 3254.4922 | 0
| 13961.7211 | 0 | no | Surplus | yes |  | 0 | 0 | 0 | 1275.6201 | 0 | no | 0 | 0 | 0 | 1275.6201 | 4860 | no | 13961.7211 | 0 | 24300 |  |  | 0 |  |  | 0 | 0 | 0 | 0 | 0 |  | 0 | 0 | 0 | 0 | 0 | 13961.7211 | 15562.9267 | 11314.1986 | 0 | yes | Deficit |  |  | 0 | 0 | 0 | 0 | 0 |  | 0 | 0 | 0 | 0 | 3215.0003 | yes |  | 0 | 0 | 0 | 3215.0003 | 0 | no | 0 | 0 | 0 | 3215.0003 | 0
| 17418.6531 | 0 | yes | Deficit |  |  | 0 | 0 | 0 | 0 | 0 |  | 0 | 0 | 0 | 0 | 4860 | no |  | 0 | 24300 | no | 17418.6531 | 0 | no | no | 0 | 0 | 0 | 0 | 0 |  | 0 | 0 | 0 | 0 | 0 | 17418.6531 | 15614.0994 | 14115.6022 | 0 | yes | Deficit |  |  | 0 | 0 | 0 | 0 | 0 |  | 0 | 0 | 0 | 0 | 4299.9008 | yes |  | 0 | 0 | 0 | 4299.9008 | 0 | no | 0 | 0 | 0 | 4299.9008 | 0
| 16752.7638 | 0 | no | Surplus | yes |  | 0 | 0 | 0 | 665.8893 | 0 | no | 0 | 0 | 0 | 665.8893 | 4860 | no | 16752.7638 | 0 | 24300 |  |  | 0 |  |  | 0 | 0 | 0 | 0 | 0 |  | 0 | 0 | 0 | 0 | 0 | 16752.7638 | 15489.7047 | 13575.9836 | 0 | yes | Deficit |  |  | 0 | 0 | 0 | 0 | 0 |  | 0 | 0 | 0 | 0 | 1374.1025 | yes |  | 0 | 0 | 0 | 1374.1025 | 0 | no | 0 | 0 | 0 | 1374.1025 | 0
| 15381.907 | 0 | no | Surplus | yes |  | 0 | 0 | 0 | 1370.8567 | 0 | no | 0 | 0 | 0 | 1370.8567 | 4860 | no | 15381.907 | 0 | 24300 |  |  | 0 |  |  | 0 | 0 | 0 | 0 | 0 |  | 0 | 0 | 0 | 0 | 0 | 15381.907 | 15477.6939 | 12465.0786 | 0 | yes | Deficit |  |  | 0 | 0 | 0 | 0 | 0 |  | 0 | 0 | 0 | 0 | 1901.7103 | yes |  | 0 | 0 | 0 | 1901.7103 | 0 | no | 0 | 0 | 0 | 1901.7103 | 0
| 16348.8865 | 0 | yes | Deficit |  |  | 0 | 0 | 0 | 0 | 0 |  | 0 | 0 | 0 | 0 | 4860 | no |  | 0 | 24300 | no | 16348.8865 | 0 | no | no | 0 | 0 | 0 | 0 | 0 |  | 0 | 0 | 0 | 0 | 0 | 16348.8865 | 15772.521 | 13248.6925 | 0 | yes | Deficit |  |  | 0 | 0 | 0 | 0 | 0 |  | 0 | 0 | 0 | 0 | 3307.4424 | yes |  | 0 | 0 | 0 | 3307.4424 | 0 | no | 0 | 0 | 0 | 3307.4424 | 0
| 16797.7216 | 0 | yes | Deficit |  |  | 0 | 0 | 0 | 0 | 0 |  | 0 | 0 | 0 | 0 | 4860 | no |  | 0 | 24300 | no | 16797.7216 | 0 | no | no | 0 | 0 | 0 | 0 | 0 |  | 0 | 0 | 0 | 0 | 0 | 16797.7216 | 15716.4889 | 13612.4162 | 0 | yes | Deficit |  |  | 0 | 0 | 0 | 0 | 0 |  | 0 | 0 | 0 | 0 | 2467.7964 | yes |  | 0 | 0 | 0 | 2467.7964 | 0 | no | 0 | 0 | 0 | 2467.7964 | 0
| 16171.5699 | 0 | no | Surplus | yes |  | 0 | 0 | 0 | 626.1516 | 0 | no | 0 | 0 | 0 | 626.1516 | 4860 | no | 16171.5699 | 0 | 24300 |  |  | 0 |  |  | 0 | 0 | 0 | 0 | 0 |  | 0 | 0 | 0 | 0 | 0 | 16171.5699 | 15750.4247 | 13104.9999 | 0 | yes | Deficit |  |  | 0 | 0 | 0 | 0 | 0 |  | 0 | 0 | 0 | 0 | 2138.0085 | yes |  | 0 | 0 | 0 | 2138.0085 | 0 | no | 0 | 0 | 0 | 2138.0085 | 0
| 18345.8956 | 0 | yes | Deficit |  |  | 0 | 0 | 0 | 0 | 0 |  | 0 | 0 | 0 | 0 | 4860 | no |  | 0 | 24300 | no | 18345.8956 | 0 | no | no | 0 | 0 | 0 | 0 | 0 |  | 0 | 0 | 0 | 0 | 0 | 18345.8956 | 16364.5201 | 14867.0143 | 0 | yes | Deficit |  |  | 0 | 0 | 0 | 0 | 0 |  | 0 | 0 | 0 | 0 | 3259.5202 | yes |  | 0 | 0 | 0 | 3259.5202 | 0 | no | 0 | 0 | 0 | 3259.5202 | 0
| 16347.9223 | 0 | no | Surplus | yes |  | 0 | 0 | 0 | 1997.9733 | 0 | no | 0 | 0 | 0 | 1997.9733 | 4860 | no | 16347.9223 | 0 | 24300 |  |  | 0 |  |  | 0 | 0 | 0 | 0 | 0 |  | 0 | 0 | 0 | 0 | 0 | 16347.9223 | 16084.74 | 13247.9111 | 0 | yes | Deficit |  |  | 0 | 0 | 0 | 0 | 0 |  | 0 | 0 | 0 | 0 | 1217.7257 | yes |  | 0 | 0 | 0 | 1217.7257 | 0 | no | 0 | 0 | 0 | 1217.7257 | 0
| 14437.5139 | 0 | no | Surplus | yes |  | 0 | 0 | 0 | 1910.4084 | 0 | no | 0 | 0 | 0 | 1910.4084 | 4860 | no | 14437.5139 | 0 | 24300 |  |  | 0 |  |  | 0 | 0 | 0 | 0 | 0 |  | 0 | 0 | 0 | 0 | 0 | 14437.5139 | 14826.9821 | 11699.7681 | 0 | yes | Deficit |  |  | 0 | 0 | 0 | 0 | 0 |  | 0 | 0 | 0 | 0 | 1579.071 | yes |  | 0 | 0 | 0 | 1579.071 | 0 | no | 0 | 0 | 0 | 1579.071 | 0
| 15623.184 | 0 | yes | Deficit |  |  | 0 | 0 | 0 | 0 | 0 |  | 0 | 0 | 0 | 0 | 4860 | no |  | 0 | 24300 | no | 15623.184 | 0 | no | no | 0 | 0 | 0 | 0 | 0 |  | 0 | 0 | 0 | 0 | 0 | 15623.184 | 13969.545 | 12660.6029 | 0 | yes | Deficit |  |  | 0 | 0 | 0 | 0 | 0 |  | 0 | 0 | 0 | 0 | 2269.7768 | yes |  | 0 | 0 | 0 | 2269.7768 | 0 | no | 0 | 0 | 0 | 2269.7768 | 0
| 16258.2774 | 0 | yes | Deficit |  |  | 0 | 0 | 0 | 0 | 0 |  | 0 | 0 | 0 | 0 | 4860 | no |  | 0 | 24300 | no | 16258.2774 | 0 | no | no | 0 | 0 | 0 | 0 | 0 |  | 0 | 0 | 0 | 0 | 0 | 16258.2774 | 15195.6354 | 13175.2653 | 0 | yes | Deficit |  |  | 0 | 0 | 0 | 0 | 0 |  | 0 | 0 | 0 | 0 | 2535.0325 | yes |  | 0 | 0 | 0 | 2535.0325 | 0 | no | 0 | 0 | 0 | 2535.0325 | 0
| 15788.2475 | 0 | no | Surplus | yes |  | 0 | 0 | 0 | 470.0299 | 0 | no | 0 | 0 | 0 | 470.0299 | 4860 | no | 15788.2475 | 0 | 24300 |  |  | 0 |  |  | 0 | 0 | 0 | 0 | 0 |  | 0 | 0 | 0 | 0 | 0 | 15788.2475 | 14547.891 | 12794.3659 | 0 | yes | Deficit |  |  | 0 | 0 | 0 | 0 | 0 |  | 0 | 0 | 0 | 0 | 1372.6257 | yes |  | 0 | 0 | 0 | 1372.6257 | 0 | no | 0 | 0 | 0 | 1372.6257 | 0
| 18109.5478 | 0 | yes | Deficit |  |  | 0 | 0 | 0 | 0 | 0 |  | 0 | 0 | 0 | 0 | 4860 | no |  | 0 | 24300 | no | 18109.5478 | 0 | no | no | 0 | 0 | 0 | 0 | 0 |  | 0 | 0 | 0 | 0 | 0 | 18109.5478 | 14032.7183 | 14675.4844 | 0 | yes | Deficit |  |  | 0 | 0 | 0 | 0 | 0 |  | 0 | 0 | 0 | 0 | 1238.3524 | yes |  | 0 | 0 | 0 | 1238.3524 | 0 | no | 0 | 0 | 0 | 1238.3524 | 0
| 14335.4108 | 0 | no | Surplus | yes |  | 0 | 0 | 0 | 3774.137 | 0 | no | 0 | 0 | 0 | 3774.137 | 4860 | no | 14335.4108 | 0 | 24300 |  |  | 0 |  |  | 0 | 0 | 0 | 0 | 0 |  | 0 | 0 | 0 | 0 | 0 | 14335.4108 | 14322.1452 | 11617.0266 | 0 | no | Surplus | yes |  | 0 | 0 | 0 | 353.3392 | 0 | no | 0 | 0 | 0 | 353.3392 | 0 |  |  | 0 | 0 | 0 | 0 | 0 |  | 0 | 0 | 0 | 0 | 0
| 11029.5208 | 0 | no | Surplus | yes |  | 0 | 0 | 0 | 3305.89 | 0 | no | 0 | 0 | 0 | 3305.89 | 4860 | no | 11029.5208 | 0 | 24300 |  |  | 0 |  |  | 0 | 0 | 0 | 0 | 0 |  | 0 | 0 | 0 | 0 | 0 | 11029.5208 | 13736.2368 | 8938.0233 | 0 | yes | Deficit |  |  | 0 | 0 | 0 | 0 | 0 |  | 0 | 0 | 0 | 0 | 2119.2102 | yes |  | 0 | 0 | 0 | 2119.2102 | 0 | no | 0 | 0 | 0 | 2119.2102 | 0
| 10890.2208 | 0 | no | Surplus | yes |  | 0 | 0 | 0 | 139.2999 | 0 | no | 0 | 0 | 0 | 139.2999 | 4860 | no | 10890.2208 | 0 | 22059.0416 |  |  | 0 |  |  | 0 | 0 | 0 | 0 | 0 |  | 0 | 0 | 0 | 0 | 0 | 10890.2208 | 12342.859 | 8825.1384 | 0 | yes | Deficit |  |  | 0 | 0 | 0 | 0 | 0 |  | 0 | 0 | 0 | 0 | 3404.8357 | yes |  | 0 | 0 | 0 | 3404.8357 | 0 | no | 0 | 0 | 0 | 3404.8357 | 0
| 11191.121 | 0 | yes | Deficit |  |  | 0 | 0 | 0 | 0 | 0 |  | 0 | 0 | 0 | 0 | 4860 | no |  | 0 | 21780.4417 | no | 11191.121 | 0 | no | no | 0 | 0 | 0 | 0 | 0 |  | 0 | 0 | 0 | 0 | 0 | 11191.121 | 13336.4586 | 9068.9797 | 0 | yes | Deficit |  |  | 0 | 0 | 0 | 0 | 0 |  | 0 | 0 | 0 | 0 | 4511.3202 | yes |  | 0 | 0 | 0 | 4511.3202 | 0 | no | 0 | 0 | 0 | 4511.3202 | 0
| 10465.1528 | 0 | no | Surplus | yes |  | 0 | 0 | 0 | 725.9682 | 0 | no | 0 | 0 | 0 | 725.9682 | 4860 | no | 10465.1528 | 0 | 22382.242 |  |  | 0 |  |  | 0 | 0 | 0 | 0 | 0 |  | 0 | 0 | 0 | 0 | 0 | 10465.1528 | 13774.7195 | 8480.6748 | 0 | yes | Deficit |  |  | 0 | 0 | 0 | 0 | 0 |  | 0 | 0 | 0 | 0 | 4705.7397 | yes |  | 0 | 0 | 0 | 4705.7397 | 0 | no | 0 | 0 | 0 | 4705.7397 | 0
| 10131.0695 | 0 | no | Surplus | yes |  | 0 | 0 | 0 | 334.0833 | 0 | no | 0 | 0 | 0 | 334.0833 | 4860 | no | 10131.0695 | 0 | 20930.3055 |  |  | 0 |  |  | 0 | 0 | 0 | 0 | 0 |  | 0 | 0 | 0 | 0 | 0 | 10131.0695 | 12940.1994 | 8209.9428 | 0 | yes | Deficit |  |  | 0 | 0 | 0 | 0 | 0 |  | 0 | 0 | 0 | 0 | 4459.5245 | yes |  | 0 | 0 | 0 | 4459.5245 | 0 | no | 0 | 0 | 0 | 4459.5245 | 0
| 11101.5866 | 0 | yes | Deficit |  |  | 0 | 0 | 0 | 0 | 0 |  | 0 | 0 | 0 | 0 | 4860 | no |  | 0 | 20262.1389 | no | 11101.5866 | 0 | no | no | 0 | 0 | 0 | 0 | 0 |  | 0 | 0 | 0 | 0 | 0 | 11101.5866 | 13265.3283 | 8996.4235 | 0 | yes | Deficit |  |  | 0 | 0 | 0 | 0 | 0 |  | 0 | 0 | 0 | 0 | 5055.3855 | yes |  | 0 | 0 | 0 | 5055.3855 | 0 | no | 0 | 0 | 0 | 5055.3855 | 0
| 9351.1243 | 0 | no | Surplus | yes |  | 0 | 0 | 0 | 1750.4623 | 0 | no | 0 | 0 | 0 | 1750.4623 | 4860 | no | 9351.1243 | 0 | 22203.1732 |  |  | 0 |  |  | 0 | 0 | 0 | 0 | 0 |  | 0 | 0 | 0 | 0 | 0 | 9351.1243 | 11152.033 | 7577.8965 | 0 | yes | Deficit |  |  | 0 | 0 | 0 | 0 | 0 |  | 0 | 0 | 0 | 0 | 2155.6094 | yes |  | 0 | 0 | 0 | 2155.6094 | 0 | no | 0 | 0 | 0 | 2155.6094 | 0
| 11143.4148 | 0 | yes | Deficit |  |  | 0 | 0 | 0 | 0 | 0 |  | 0 | 0 | 0 | 0 | 4860 | no |  | 0 | 18702.2486 | no | 11143.4148 | 0 | no | no | 0 | 0 | 0 | 0 | 0 |  | 0 | 0 | 0 | 0 | 0 | 11143.4148 | 11666.8928 | 9030.3199 | 0 | yes | Deficit |  |  | 0 | 0 | 0 | 0 | 0 |  | 0 | 0 | 0 | 0 | 4088.9962 | yes |  | 0 | 0 | 0 | 4088.9962 | 0 | no | 0 | 0 | 0 | 4088.9962 | 0
| 10192.3811 | 0 | no | Surplus | yes |  | 0 | 0 | 0 | 951.0336 | 0 | no | 0 | 0 | 0 | 951.0336 | 4860 | no | 10192.3811 | 0 | 22286.8295 |  |  | 0 |  |  | 0 | 0 | 0 | 0 | 0 |  | 0 | 0 | 0 | 0 | 0 | 10192.3811 | 10717.3374 | 8259.6281 | 0 | yes | Deficit |  |  | 0 | 0 | 0 | 0 | 0 |  | 0 | 0 | 0 | 0 | 1687.0175 | yes |  | 0 | 0 | 0 | 1687.0175 | 0 | no | 0 | 0 | 0 | 1687.0175 | 0
| 8589.1859 | 0 | no | Surplus | yes |  | 0 | 0 | 0 | 1603.1952 | 0 | no | 0 | 0 | 0 | 1603.1952 | 4860 | no | 8589.1859 | 0 | 20384.7622 |  |  | 0 |  |  | 0 | 0 | 0 | 0 | 0 |  | 0 | 0 | 0 | 0 | 0 | 8589.1859 | 9778.9376 | 6960.4424 | 0 | yes | Deficit |  |  | 0 | 0 | 0 | 0 | 0 |  | 0 | 0 | 0 | 0 | 1519.3095 | yes |  | 0 | 0 | 0 | 1519.3095 | 0 | no | 0 | 0 | 0 | 1519.3095 | 0
| 11547.9463 | 0 | yes | Deficit |  |  | 0 | 0 | 0 | 0 | 0 |  | 0 | 0 | 0 | 0 | 4860 | no |  | 0 | 17178.3719 | no | 11547.9463 | 0 | no | no | 0 | 0 | 0 | 0 | 0 |  | 0 | 0 | 0 | 0 | 0 | 11547.9463 | 10040.2024 | 9358.1412 | 0 | yes | Deficit |  |  | 0 | 0 | 0 | 0 | 0 |  | 0 | 0 | 0 | 0 | 3079.76 | yes |  | 0 | 0 | 0 | 3079.76 | 0 | no | 0 | 0 | 0 | 3079.76 | 0
| 10327.3693 | 0 | no | Surplus | yes |  | 0 | 0 | 0 | 1220.5769 | 0 | no | 0 | 0 | 0 | 1220.5769 | 4860 | no | 10327.3693 | 0 | 23095.8925 |  |  | 0 |  |  | 0 | 0 | 0 | 0 | 0 |  | 0 | 0 | 0 | 0 | 0 | 10327.3693 | 8695.1956 | 8369.0189 | 0 | no | Surplus | yes |  | 0 | 0 | 0 | 662.9456 | 0 | no | 0 | 0 | 0 | 662.9456 | 0 |  |  | 0 | 0 | 0 | 0 | 0 |  | 0 | 0 | 0 | 0 | 0
| 9747.8094 | 0 | no | Surplus | yes |  | 0 | 0 | 0 | 579.56 | 0 | no | 0 | 0 | 0 | 579.56 | 4860 | no | 9747.8094 | 0 | 20654.7387 |  |  | 0 |  |  | 0 | 0 | 0 | 0 | 0 |  | 0 | 0 | 0 | 0 | 0 | 9747.8094 | 8599.1887 | 7899.3593 | 0 | yes | Deficit |  |  | 0 | 0 | 0 | 0 | 0 |  | 0 | 0 | 0 | 0 | 230.1698 | yes |  | 0 | 0 | 0 | 230.1698 | 0 | no | 0 | 0 | 0 | 230.1698 | 0
| 10235.7412 | 0 | yes | Deficit |  |  | 0 | 0 | 0 | 0 | 0 |  | 0 | 0 | 0 | 0 | 4860 | no |  | 0 | 19495.6187 | no | 10235.7412 | 0 | no | no | 0 | 0 | 0 | 0 | 0 |  | 0 | 0 | 0 | 0 | 0 | 10235.7412 | 8732.1925 | 8294.7659 | 0 | yes | Deficit |  |  | 0 | 0 | 0 | 0 | 0 |  | 0 | 0 | 0 | 0 | 832.8332 | yes |  | 0 | 0 | 0 | 832.8332 | 0 | no | 0 | 0 | 0 | 832.8332 | 0
| 10467.856 | 0 | yes | Deficit |  |  | 0 | 0 | 0 | 0 | 0 |  | 0 | 0 | 0 | 0 | 4860 | no |  | 0 | 20471.4824 | no | 10467.856 | 0 | no | no | 0 | 0 | 0 | 0 | 0 |  | 0 | 0 | 0 | 0 | 0 | 10467.856 | 8858.1519 | 8482.8655 | 0 | yes | Deficit |  |  | 0 | 0 | 0 | 0 | 0 |  | 0 | 0 | 0 | 0 | 563.3859 | yes |  | 0 | 0 | 0 | 563.3859 | 0 | no | 0 | 0 | 0 | 563.3859 | 0
| 10726.0738 | 0 | yes | Deficit |  |  | 0 | 0 | 0 | 0 | 0 |  | 0 | 0 | 0 | 0 | 4860 | no |  | 0 | 20935.7119 | no | 10726.0738 | 0 | no | no | 0 | 0 | 0 | 0 | 0 |  | 0 | 0 | 0 | 0 | 0 | 10726.0738 | 9256.5341 | 8692.1181 | 0 | yes | Deficit |  |  | 0 | 0 | 0 | 0 | 0 |  | 0 | 0 | 0 | 0 | 773.6686 | yes |  | 0 | 0 | 0 | 773.6686 | 0 | no | 0 | 0 | 0 | 773.6686 | 0
| 10123.9653 | 0 | no | Surplus | yes |  | 0 | 0 | 0 | 602.1084 | 0 | no | 0 | 0 | 0 | 602.1084 | 4860 | no | 10123.9653 | 0 | 21452.1475 |  |  | 0 |  |  | 0 | 0 | 0 | 0 | 0 |  | 0 | 0 | 0 | 0 | 0 | 10123.9653 | 9264.9931 | 8204.1858 | 0 | yes | Deficit |  |  | 0 | 0 | 0 | 0 | 0 |  | 0 | 0 | 0 | 0 | 572.875 | yes |  | 0 | 0 | 0 | 572.875 | 0 | no | 0 | 0 | 0 | 572.875 | 0
| 10572.8355 | 0 | yes | Deficit |  |  | 0 | 0 | 0 | 0 | 0 |  | 0 | 0 | 0 | 0 | 4860 | no |  | 0 | 20247.9306 | no | 10572.8355 | 0 | no | no | 0 | 0 | 0 | 0 | 0 |  | 0 | 0 | 0 | 0 | 0 | 10572.8355 | 9461.028 | 8567.938 | 0 | yes | Deficit |  |  | 0 | 0 | 0 | 0 | 0 |  | 0 | 0 | 0 | 0 | 1256.8421 | yes |  | 0 | 0 | 0 | 1256.8421 | 0 | no | 0 | 0 | 0 | 1256.8421 | 0
| 10378.8317 | 0 | no | Surplus | yes |  | 0 | 0 | 0 | 194.0038 | 0 | no | 0 | 0 | 0 | 194.0038 | 4860 | no | 10378.8317 | 0 | 21145.671 |  |  | 0 |  |  | 0 | 0 | 0 | 0 | 0 |  | 0 | 0 | 0 | 0 | 0 | 10378.8317 | 10703.6314 | 8410.7226 | 0 | yes | Deficit |  |  | 0 | 0 | 0 | 0 | 0 |  | 0 | 0 | 0 | 0 | 2135.6934 | yes |  | 0 | 0 | 0 | 2135.6934 | 0 | no | 0 | 0 | 0 | 2135.6934 | 0
| 10539.5851 | 0 | yes | Deficit |  |  | 0 | 0 | 0 | 0 | 0 |  | 0 | 0 | 0 | 0 | 4860 | no |  | 0 | 20757.6634 | no | 10539.5851 | 0 | no | no | 0 | 0 | 0 | 0 | 0 |  | 0 | 0 | 0 | 0 | 0 | 10539.5851 | 10950.4137 | 8540.9928 | 0 | yes | Deficit |  |  | 0 | 0 | 0 | 0 | 0 |  | 0 | 0 | 0 | 0 | 2539.6911 | yes |  | 0 | 0 | 0 | 2539.6911 | 0 | no | 0 | 0 | 0 | 2539.6911 | 0
| 12034.0908 | 0 | yes | Deficit |  |  | 0 | 0 | 0 | 0 | 0 |  | 0 | 0 | 0 | 0 | 4860 | no |  | 0 | 21079.1703 | no | 12034.0908 | 0 | no | no | 0 | 0 | 0 | 0 | 0 |  | 0 | 0 | 0 | 0 | 0 | 12034.0908 | 10145.8003 | 9752.0995 | 0 | yes | Deficit |  |  | 0 | 0 | 0 | 0 | 0 |  | 0 | 0 | 0 | 0 | 1604.8075 | yes |  | 0 | 0 | 0 | 1604.8075 | 0 | no | 0 | 0 | 0 | 1604.8075 | 0
| 16064.3399 | 0 | yes | Deficit |  |  | 0 | 0 | 0 | 0 | 0 |  | 0 | 0 | 0 | 0 | 4860 | no |  | 0 | 24068.1817 | no | 16064.3399 | 0 | no | no | 0 | 0 | 0 | 0 | 0 |  | 0 | 0 | 0 | 0 | 0 | 16064.3399 | 10693.7849 | 13018.1037 | 0 | yes | Deficit |  |  | 0 | 0 | 0 | 0 | 0 |  | 0 | 0 | 0 | 0 | 941.6853 | yes |  | 0 | 0 | 0 | 941.6853 | 0 | no | 0 | 0 | 0 | 941.6853 | 0
| 16644.6203 | 0 | yes | Deficit |  |  | 0 | 0 | 0 | 0 | 0 |  | 0 | 0 | 0 | 0 | 4860 | no |  | 0 | 24300 | no | 16644.6203 | 0 | no | no | 0 | 0 | 0 | 0 | 0 |  | 0 | 0 | 0 | 0 | 0 | 16644.6203 | 9955.561 | 13488.3471 | 0 | no | Surplus | yes |  | 0 | 0 | 0 | 3062.5427 | 0 | no | 0 | 0 | 0 | 3062.5427 | 0 |  |  | 0 | 0 | 0 | 0 | 0 |  | 0 | 0 | 0 | 0 | 0
| 15073.0895 | 0 | no | Surplus | yes |  | 0 | 0 | 0 | 1571.5308 | 0 | no | 0 | 0 | 0 | 1571.5308 | 4860 | no | 15073.0895 | 0 | 24300 |  |  | 0 |  |  | 0 | 0 | 0 | 0 | 0 |  | 0 | 0 | 0 | 0 | 0 | 15073.0895 | 9946.9808 | 12214.8214 | 0 | no | Surplus | yes |  | 0 | 0 | 0 | 3541.3663 | 0 | no | 0 | 0 | 0 | 3541.3663 | 0 |  |  | 0 | 0 | 0 | 0 | 0 |  | 0 | 0 | 0 | 0 | 0
| 13947.9111 | 0 | no | Surplus | yes |  | 0 | 0 | 0 | 1125.1785 | 0 | no | 0 | 0 | 0 | 1125.1785 | 4860 | no | 13947.9111 | 0 | 24300 |  |  | 0 |  |  | 0 | 0 | 0 | 0 | 0 |  | 0 | 0 | 0 | 0 | 0 | 13947.9111 | 10051.8404 | 11303.0073 | 0 | no | Surplus | yes |  | 0 | 0 | 0 | 2162.9809 | 0 | no | 0 | 0 | 0 | 2162.9809 | 0 |  |  | 0 | 0 | 0 | 0 | 0 |  | 0 | 0 | 0 | 0 | 0
| 15714.0376 | 0 | yes | Deficit |  |  | 0 | 0 | 0 | 0 | 0 |  | 0 | 0 | 0 | 0 | 4860 | no |  | 0 | 24300 | no | 15714.0376 | 0 | no | no | 0 | 0 | 0 | 0 | 0 |  | 0 | 0 | 0 | 0 | 0 | 15714.0376 | 10666.464 | 12734.2282 | 0 | no | Surplus | yes |  | 0 | 0 | 0 | 636.5433 | 0 | no | 0 | 0 | 0 | 636.5433 | 0 |  |  | 0 | 0 | 0 | 0 | 0 |  | 0 | 0 | 0 | 0 | 0
| 13302.6501 | 0 | no | Surplus | yes |  | 0 | 0 | 0 | 2411.3875 | 0 | no | 0 | 0 | 0 | 2411.3875 | 4860 | no | 13302.6501 | 0 | 24300 |  |  | 0 |  |  | 0 | 0 | 0 | 0 | 0 |  | 0 | 0 | 0 | 0 | 0 | 13302.6501 | 9877.9326 | 10780.1054 | 0 | no | Surplus | yes |  | 0 | 0 | 0 | 2856.2956 | 0 | no | 0 | 0 | 0 | 2856.2956 | 0 |  |  | 0 | 0 | 0 | 0 | 0 |  | 0 | 0 | 0 | 0 | 0
| 16122.3014 | 0 | yes | Deficit |  |  | 0 | 0 | 0 | 0 | 0 |  | 0 | 0 | 0 | 0 | 4860 | no |  | 0 | 24300 | no | 16122.3014 | 0 | no | no | 0 | 0 | 0 | 0 | 0 |  | 0 | 0 | 0 | 0 | 0 | 16122.3014 | 8446.0688 | 13065.0741 | 0 | no | Surplus | yes |  | 0 | 0 | 0 | 2334.0366 | 0 | no | 0 | 0 | 0 | 2334.0366 | 0 |  |  | 0 | 0 | 0 | 0 | 0 |  | 0 | 0 | 0 | 0 | 0
| 14228.9525 | 0 | no | Surplus | yes |  | 0 | 0 | 0 | 1893.3489 | 0 | no | 0 | 0 | 0 | 1893.3489 | 4860 | no | 14228.9525 | 0 | 24300 |  |  | 0 |  |  | 0 | 0 | 0 | 0 | 0 |  | 0 | 0 | 0 | 0 | 0 | 14228.9525 | 8888.0518 | 11530.7557 | 0 | no | Surplus | yes |  | 0 | 0 | 0 | 4177.0223 | 0 | no | 0 | 0 | 0 | 4177.0223 | 0 |  |  | 0 | 0 | 0 | 0 | 0 |  | 0 | 0 | 0 | 0 | 0
| 15345.6233 | 0 | yes | Deficit |  |  | 0 | 0 | 0 | 0 | 0 |  | 0 | 0 | 0 | 0 | 4860 | no |  | 0 | 24300 | no | 15345.6233 | 0 | no | no | 0 | 0 | 0 | 0 | 0 |  | 0 | 0 | 0 | 0 | 0 | 15345.6233 | 10716.5983 | 12435.6753 | 0 | no | Surplus | yes |  | 0 | 0 | 0 | 814.1574 | 0 | no | 0 | 0 | 0 | 814.1574 | 0 |  |  | 0 | 0 | 0 | 0 | 0 |  | 0 | 0 | 0 | 0 | 0
| 14382.0872 | 0 | no | Surplus | yes |  | 0 | 0 | 0 | 963.5361 | 0 | no | 0 | 0 | 0 | 963.5361 | 4860 | no | 14382.0872 | 0 | 24300 |  |  | 0 |  |  | 0 | 0 | 0 | 0 | 0 |  | 0 | 0 | 0 | 0 | 0 | 14382.0872 | 8455.8409 | 11654.8519 | 0 | no | Surplus | yes |  | 0 | 0 | 0 | 3979.8344 | 0 | no | 0 | 0 | 0 | 3979.8344 | 0 |  |  | 0 | 0 | 0 | 0 | 0 |  | 0 | 0 | 0 | 0 | 0
| 14743.9919 | 0 | yes | Deficit |  |  | 0 | 0 | 0 | 0 | 0 |  | 0 | 0 | 0 | 0 | 4860 | no |  | 0 | 24300 | no | 14743.9919 | 0 | no | no | 0 | 0 | 0 | 0 | 0 |  | 0 | 0 | 0 | 0 | 0 | 14743.9919 | 7752.7669 | 11948.1295 | 0 | no | Surplus | yes |  | 0 | 0 | 0 | 3902.085 | 0 | no | 0 | 0 | 0 | 3902.085 | 0 |  |  | 0 | 0 | 0 | 0 | 0 |  | 0 | 0 | 0 | 0 | 0
| 14586.1704 | 0 | no | Surplus | yes |  | 0 | 0 | 0 | 157.8214 | 0 | no | 0 | 0 | 0 | 157.8214 | 4860 | no | 14586.1704 | 0 | 24300 |  |  | 0 |  |  | 0 | 0 | 0 | 0 | 0 |  | 0 | 0 | 0 | 0 | 0 | 14586.1704 | 7515.3528 | 11820.2354 | 0 | no | Surplus | yes |  | 0 | 0 | 0 | 4432.7767 | 0 | no | 0 | 0 | 0 | 4432.7767 | 0 |  |  | 0 | 0 | 0 | 0 | 0 |  | 0 | 0 | 0 | 0 | 0
| 14188.1256 | 0 | no | Surplus | yes |  | 0 | 0 | 0 | 398.0448 | 0 | no | 0 | 0 | 0 | 398.0448 | 4860 | no | 14188.1256 | 0 | 24300 |  |  | 0 |  |  | 0 | 0 | 0 | 0 | 0 |  | 0 | 0 | 0 | 0 | 0 | 14188.1256 | 8370.8825 | 11497.6707 | 0 | no | Surplus | yes |  | 0 | 0 | 0 | 3449.3529 | 0 | no | 0 | 0 | 0 | 3449.3529 | 0 |  |  | 0 | 0 | 0 | 0 | 0 |  | 0 | 0 | 0 | 0 | 0
| 16423.6046 | 0 | yes | Deficit |  |  | 0 | 0 | 0 | 0 | 0 |  | 0 | 0 | 0 | 0 | 4860 | no |  | 0 | 24300 | no | 16423.6046 | 0 | no | no | 0 | 0 | 0 | 0 | 0 |  | 0 | 0 | 0 | 0 | 0 | 16423.6046 | 9351.1607 | 13309.242 | 0 | no | Surplus | yes |  | 0 | 0 | 0 | 2146.5099 | 0 | no | 0 | 0 | 0 | 2146.5099 | 0 |  |  | 0 | 0 | 0 | 0 | 0 |  | 0 | 0 | 0 | 0 | 0
| 15757.8544 | 0 | no | Surplus | yes |  | 0 | 0 | 0 | 665.7502 | 0 | no | 0 | 0 | 0 | 665.7502 | 4860 | no | 15757.8544 | 0 | 24300 |  |  | 0 |  |  | 0 | 0 | 0 | 0 | 0 |  | 0 | 0 | 0 | 0 | 0 | 15757.8544 | 9416.0443 | 12769.7362 | 0 | no | Surplus | yes |  | 0 | 0 | 0 | 3893.1977 | 0 | no | 0 | 0 | 0 | 3893.1977 | 0 |  |  | 0 | 0 | 0 | 0 | 0 |  | 0 | 0 | 0 | 0 | 0
| 15017.288 | 0 | no | Surplus | yes |  | 0 | 0 | 0 | 740.5665 | 0 | no | 0 | 0 | 0 | 740.5665 | 4860 | no | 15017.288 | 0 | 24300 |  |  | 0 |  |  | 0 | 0 | 0 | 0 | 0 |  | 0 | 0 | 0 | 0 | 0 | 15017.288 | 8242.9628 | 12169.6013 | 0 | no | Surplus | yes |  | 0 | 0 | 0 | 4526.7734 | 0 | no | 0 | 0 | 0 | 4526.7734 | 0 |  |  | 0 | 0 | 0 | 0 | 0 |  | 0 | 0 | 0 | 0 | 0
| 13818.6663 | 0 | no | Surplus | yes |  | 0 | 0 | 0 | 1198.6217 | 0 | no | 0 | 0 | 0 | 1198.6217 | 4860 | no | 13818.6663 | 0 | 24300 |  |  | 0 |  |  | 0 | 0 | 0 | 0 | 0 |  | 0 | 0 | 0 | 0 | 0 | 13818.6663 | 8019.0229 | 11198.2709 | 0 | no | Surplus | yes |  | 0 | 0 | 0 | 4150.5784 | 0 | no | 0 | 0 | 0 | 4150.5784 | 0 |  |  | 0 | 0 | 0 | 0 | 0 |  | 0 | 0 | 0 | 0 | 0
| 14717.0187 | 0 | yes | Deficit |  |  | 0 | 0 | 0 | 0 | 0 |  | 0 | 0 | 0 | 0 | 4860 | no |  | 0 | 24300 | no | 14717.0187 | 0 | no | no | 0 | 0 | 0 | 0 | 0 |  | 0 | 0 | 0 | 0 | 0 | 14717.0187 | 8058.0026 | 11926.2712 | 0 | no | Surplus | yes |  | 0 | 0 | 0 | 3140.2683 | 0 | no | 0 | 0 | 0 | 3140.2683 | 0 |  |  | 0 | 0 | 0 | 0 | 0 |  | 0 | 0 | 0 | 0 | 0
| 13575.1562 | 0 | no | Surplus | yes |  | 0 | 0 | 0 | 1141.8625 | 0 | no | 0 | 0 | 0 | 1141.8625 | 4860 | no | 13575.1562 | 0 | 24300 |  |  | 0 |  |  | 0 | 0 | 0 | 0 | 0 |  | 0 | 0 | 0 | 0 | 0 | 13575.1562 | 7849.8157 | 11000.9369 | 0 | no | Surplus | yes |  | 0 | 0 | 0 | 4076.4555 | 0 | no | 0 | 0 | 0 | 4076.4555 | 0 |  |  | 0 | 0 | 0 | 0 | 0 |  | 0 | 0 | 0 | 0 | 0
| 14004.3947 | 0 | yes | Deficit |  |  | 0 | 0 | 0 | 0 | 0 |  | 0 | 0 | 0 | 0 | 4860 | no |  | 0 | 24300 | no | 14004.3947 | 0 | no | no | 0 | 0 | 0 | 0 | 0 |  | 0 | 0 | 0 | 0 | 0 | 14004.3947 | 8810.586 | 11348.7801 | 0 | no | Surplus | yes |  | 0 | 0 | 0 | 2190.3509 | 0 | no | 0 | 0 | 0 | 2190.3509 | 0 |  |  | 0 | 0 | 0 | 0 | 0 |  | 0 | 0 | 0 | 0 | 0
| 13911.5637 | 0 | no | Surplus | yes |  | 0 | 0 | 0 | 92.8309 | 0 | no | 0 | 0 | 0 | 92.8309 | 4860 | no | 13911.5637 | 0 | 24300 |  |  | 0 |  |  | 0 | 0 | 0 | 0 | 0 |  | 0 | 0 | 0 | 0 | 0 | 13911.5637 | 8368.1149 | 11273.5525 | 0 | no | Surplus | yes |  | 0 | 0 | 0 | 2980.6653 | 0 | no | 0 | 0 | 0 | 2980.6653 | 0 |  |  | 0 | 0 | 0 | 0 | 0 |  | 0 | 0 | 0 | 0 | 0
| 14989.7098 | 0 | yes | Deficit |  |  | 0 | 0 | 0 | 0 | 0 |  | 0 | 0 | 0 | 0 | 4860 | no |  | 0 | 24300 | no | 14989.7098 | 0 | no | no | 0 | 0 | 0 | 0 | 0 |  | 0 | 0 | 0 | 0 | 0 | 14989.7098 | 8843.723 | 12147.2526 | 0 | no | Surplus | yes |  | 0 | 0 | 0 | 2429.8295 | 0 | no | 0 | 0 | 0 | 2429.8295 | 0 |  |  | 0 | 0 | 0 | 0 | 0 |  | 0 | 0 | 0 | 0 | 0
| 16061.4129 | 0 | yes | Deficit |  |  | 0 | 0 | 0 | 0 | 0 |  | 0 | 0 | 0 | 0 | 4860 | no |  | 0 | 24300 | no | 16061.4129 | 0 | no | no | 0 | 0 | 0 | 0 | 0 |  | 0 | 0 | 0 | 0 | 0 | 16061.4129 | 8432.3062 | 13015.7317 | 0 | no | Surplus | yes |  | 0 | 0 | 0 | 3714.9465 | 0 | no | 0 | 0 | 0 | 3714.9465 | 0 |  |  | 0 | 0 | 0 | 0 | 0 |  | 0 | 0 | 0 | 0 | 0
| 14579.7954 | 0 | no | Surplus | yes |  | 0 | 0 | 0 | 1481.6176 | 0 | no | 0 | 0 | 0 | 1481.6176 | 4860 | no | 14579.7954 | 0 | 24300 |  |  | 0 |  |  | 0 | 0 | 0 | 0 | 0 |  | 0 | 0 | 0 | 0 | 0 | 14579.7954 | 7993.817 | 11815.0692 | 0 | no | Surplus | yes |  | 0 | 0 | 0 | 5021.9147 | 0 | no | 0 | 0 | 0 | 5021.9147 | 0 |  |  | 0 | 0 | 0 | 0 | 0 |  | 0 | 0 | 0 | 0 | 0
| 16639.3287 | 0 | yes | Deficit |  |  | 0 | 0 | 0 | 0 | 0 |  | 0 | 0 | 0 | 0 | 4860 | no |  | 0 | 24300 | no | 16639.3287 | 0 | no | no | 0 | 0 | 0 | 0 | 0 |  | 0 | 0 | 0 | 0 | 0 | 16639.3287 | 9025.8686 | 13484.0589 | 0 | no | Surplus | yes |  | 0 | 0 | 0 | 2789.2006 | 0 | no | 0 | 0 | 0 | 2789.2006 | 0 |  |  | 0 | 0 | 0 | 0 | 0 |  | 0 | 0 | 0 | 0 | 0
| 17219.6518 | 0 | yes | Deficit |  |  | 0 | 0 | 0 | 0 | 0 |  | 0 | 0 | 0 | 0 | 4860 | no |  | 0 | 24300 | no | 17219.6518 | 0 | no | no | 0 | 0 | 0 | 0 | 0 |  | 0 | 0 | 0 | 0 | 0 | 17219.6518 | 9638.5689 | 13954.337 | 0 | no | Surplus | yes |  | 0 | 0 | 0 | 3845.49 | 0 | no | 0 | 0 | 0 | 3845.49 | 0 |  |  | 0 | 0 | 0 | 0 | 0 |  | 0 | 0 | 0 | 0 | 0
| 17285.4266 | 0 | yes | Deficit |  |  | 0 | 0 | 0 | 0 | 0 |  | 0 | 0 | 0 | 0 | 4860 | no |  | 0 | 24300 | no | 17285.4266 | 0 | no | no | 0 | 0 | 0 | 0 | 0 |  | 0 | 0 | 0 | 0 | 0 | 17285.4266 | 9433.3596 | 14007.639 | 0 | no | Surplus | yes |  | 0 | 0 | 0 | 4520.9773 | 0 | no | 0 | 0 | 0 | 4520.9773 | 0 |  |  | 0 | 0 | 0 | 0 | 0 |  | 0 | 0 | 0 | 0 | 0
| 16109.479 | 0 | no | Surplus | yes |  | 0 | 0 | 0 | 1175.9475 | 0 | no | 0 | 0 | 0 | 1175.9475 | 4860 | no | 16109.479 | 0 | 24300 |  |  | 0 |  |  | 0 | 0 | 0 | 0 | 0 |  | 0 | 0 | 0 | 0 | 0 | 16109.479 | 9151.8018 | 13054.6832 | 0 | no | Surplus | yes |  | 0 | 0 | 0 | 4855.8372 | 0 | no | 0 | 0 | 0 | 4855.8372 | 0 |  |  | 0 | 0 | 0 | 0 | 0 |  | 0 | 0 | 0 | 0 | 0
| 13646.3576 | 0 | no | Surplus | yes |  | 0 | 0 | 0 | 2463.1214 | 0 | no | 0 | 0 | 0 | 2463.1214 | 4860 | no | 13646.3576 | 0 | 24300 |  |  | 0 |  |  | 0 | 0 | 0 | 0 | 0 |  | 0 | 0 | 0 | 0 | 0 | 13646.3576 | 11169.6517 | 11058.6366 | 0 | no | Surplus | yes |  | 0 | 0 | 0 | 1885.0315 | 0 | no | 0 | 0 | 0 | 1885.0315 | 0 |  |  | 0 | 0 | 0 | 0 | 0 |  | 0 | 0 | 0 | 0 | 0
| 16067.9369 | 0 | yes | Deficit |  |  | 0 | 0 | 0 | 0 | 0 |  | 0 | 0 | 0 | 0 | 4860 | no |  | 0 | 24300 | no | 16067.9369 | 0 | no | no | 0 | 0 | 0 | 0 | 0 |  | 0 | 0 | 0 | 0 | 0 | 16067.9369 | 9592.5139 | 13021.0185 | 0 | no | Surplus | yes |  | 0 | 0 | 0 | 1466.1227 | 0 | no | 0 | 0 | 0 | 1466.1227 | 0 |  |  | 0 | 0 | 0 | 0 | 0 |  | 0 | 0 | 0 | 0 | 0
| 15127.7047 | 0 | no | Surplus | yes |  | 0 | 0 | 0 | 940.2322 | 0 | no | 0 | 0 | 0 | 940.2322 | 4860 | no | 15127.7047 | 0 | 24300 |  |  | 0 |  |  | 0 | 0 | 0 | 0 | 0 |  | 0 | 0 | 0 | 0 | 0 | 15127.7047 | 9490.5262 | 12259.08 | 0 | no | Surplus | yes |  | 0 | 0 | 0 | 3530.4923 | 0 | no | 0 | 0 | 0 | 3530.4923 | 0 |  |  | 0 | 0 | 0 | 0 | 0 |  | 0 | 0 | 0 | 0 | 0
| 12625.2527 | 0 | no | Surplus | yes |  | 0 | 0 | 0 | 2502.452 | 0 | no | 0 | 0 | 0 | 2502.452 | 4860 | no | 12625.2527 | 0 | 24300 |  |  | 0 |  |  | 0 | 0 | 0 | 0 | 0 |  | 0 | 0 | 0 | 0 | 0 | 12625.2527 | 11918.7319 | 10231.161 | 0 | no | Surplus | yes |  | 0 | 0 | 0 | 340.3481 | 0 | no | 0 | 0 | 0 | 340.3481 | 0 |  |  | 0 | 0 | 0 | 0 | 0 |  | 0 | 0 | 0 | 0 | 0
| 14500.3341 | 0 | yes | Deficit |  |  | 0 | 0 | 0 | 0 | 0 |  | 0 | 0 | 0 | 0 | 4860 | no |  | 0 | 24300 | no | 14500.3341 | 0 | no | no | 0 | 0 | 0 | 0 | 0 |  | 0 | 0 | 0 | 0 | 0 | 14500.3341 | 11620.6367 | 11750.676 | 0 | yes | Deficit |  |  | 0 | 0 | 0 | 0 | 0 |  | 0 | 0 | 0 | 0 | 1389.4757 | yes |  | 0 | 0 | 0 | 1389.4757 | 0 | no | 0 | 0 | 0 | 1389.4757 | 0
| 13416.3433 | 0 | no | Surplus | yes |  | 0 | 0 | 0 | 1083.9908 | 0 | no | 0 | 0 | 0 | 1083.9908 | 4860 | no | 13416.3433 | 0 | 24300 |  |  | 0 |  |  | 0 | 0 | 0 | 0 | 0 |  | 0 | 0 | 0 | 0 | 0 | 13416.3433 | 12069.2095 | 10872.2393 | 0 | yes | Deficit |  |  | 0 | 0 | 0 | 0 | 0 |  | 0 | 0 | 0 | 0 | 318.5335 | yes |  | 0 | 0 | 0 | 318.5335 | 0 | no | 0 | 0 | 0 | 318.5335 | 0
| 13197.3496 | 0 | no | Surplus | yes |  | 0 | 0 | 0 | 218.9937 | 0 | no | 0 | 0 | 0 | 218.9937 | 4860 | no | 13197.3496 | 0 | 24300 |  |  | 0 |  |  | 0 | 0 | 0 | 0 | 0 |  | 0 | 0 | 0 | 0 | 0 | 13197.3496 | 7755.1555 | 10694.7728 | 0 | no | Surplus | yes |  | 0 | 0 | 0 | 3117.0838 | 0 | no | 0 | 0 | 0 | 3117.0838 | 0 |  |  | 0 | 0 | 0 | 0 | 0 |  | 0 | 0 | 0 | 0 | 0
| 15816.7714 | 0 | yes | Deficit |  |  | 0 | 0 | 0 | 0 | 0 |  | 0 | 0 | 0 | 0 | 4860 | no |  | 0 | 24300 | no | 15816.7714 | 0 | no | no | 0 | 0 | 0 | 0 | 0 |  | 0 | 0 | 0 | 0 | 0 | 15816.7714 | 7788.6783 | 12817.4808 | 0 | no | Surplus | yes |  | 0 | 0 | 0 | 2906.0945 | 0 | no | 0 | 0 | 0 | 2906.0945 | 0 |  |  | 0 | 0 | 0 | 0 | 0 |  | 0 | 0 | 0 | 0 | 0
| 14646.777 | 0 | no | Surplus | yes |  | 0 | 0 | 0 | 1169.9944 | 0 | no | 0 | 0 | 0 | 1169.9944 | 4860 | no | 14646.777 | 0 | 24300 |  |  | 0 |  |  | 0 | 0 | 0 | 0 | 0 |  | 0 | 0 | 0 | 0 | 0 | 14646.777 | 9537.1929 | 11869.3493 | 0 | no | Surplus | yes |  | 0 | 0 | 0 | 3280.2879 | 0 | no | 0 | 0 | 0 | 3280.2879 | 0 |  |  | 0 | 0 | 0 | 0 | 0 |  | 0 | 0 | 0 | 0 | 0
| 15574.9939 | 0 | yes | Deficit |  |  | 0 | 0 | 0 | 0 | 0 |  | 0 | 0 | 0 | 0 | 4860 | no |  | 0 | 24300 | no | 15574.9939 | 0 | no | no | 0 | 0 | 0 | 0 | 0 |  | 0 | 0 | 0 | 0 | 0 | 15574.9939 | 9342.2673 | 12621.551 | 0 | no | Surplus | yes |  | 0 | 0 | 0 | 2527.082 | 0 | no | 0 | 0 | 0 | 2527.082 | 0 |  |  | 0 | 0 | 0 | 0 | 0 |  | 0 | 0 | 0 | 0 | 0
| 15726.0319 | 0 | yes | Deficit |  |  | 0 | 0 | 0 | 0 | 0 |  | 0 | 0 | 0 | 0 | 4860 | no |  | 0 | 24300 | no | 15726.0319 | 0 | no | no | 0 | 0 | 0 | 0 | 0 |  | 0 | 0 | 0 | 0 | 0 | 15726.0319 | 8943.0745 | 12743.9481 | 0 | no | Surplus | yes |  | 0 | 0 | 0 | 3678.4765 | 0 | no | 0 | 0 | 0 | 3678.4765 | 0 |  |  | 0 | 0 | 0 | 0 | 0 |  | 0 | 0 | 0 | 0 | 0
| 14205.1871 | 0 | no | Surplus | yes |  | 0 | 0 | 0 | 1520.8448 | 0 | no | 0 | 0 | 0 | 1520.8448 | 4860 | no | 14205.1871 | 0 | 24300 |  |  | 0 |  |  | 0 | 0 | 0 | 0 | 0 |  | 0 | 0 | 0 | 0 | 0 | 14205.1871 | 9178.872 | 11511.4968 | 0 | no | Surplus | yes |  | 0 | 0 | 0 | 3565.076 | 0 | no | 0 | 0 | 0 | 3565.076 | 0 |  |  | 0 | 0 | 0 | 0 | 0 |  | 0 | 0 | 0 | 0 | 0
| 15039.5284 | 0 | yes | Deficit |  |  | 0 | 0 | 0 | 0 | 0 |  | 0 | 0 | 0 | 0 | 4860 | no |  | 0 | 24300 | no | 15039.5284 | 0 | no | no | 0 | 0 | 0 | 0 | 0 |  | 0 | 0 | 0 | 0 | 0 | 15039.5284 | 10506.2612 | 12187.6243 | 0 | no | Surplus | yes |  | 0 | 0 | 0 | 1005.2356 | 0 | no | 0 | 0 | 0 | 1005.2356 | 0 |  |  | 0 | 0 | 0 | 0 | 0 |  | 0 | 0 | 0 | 0 | 0
| 14006.5993 | 0 | no | Surplus | yes |  | 0 | 0 | 0 | 1032.9291 | 0 | no | 0 | 0 | 0 | 1032.9291 | 4860 | no | 14006.5993 | 0 | 24300 |  |  | 0 |  |  | 0 | 0 | 0 | 0 | 0 |  | 0 | 0 | 0 | 0 | 0 | 14006.5993 | 11576.8026 | 11350.5667 | 0 | no | Surplus | yes |  | 0 | 0 | 0 | 610.8217 | 0 | no | 0 | 0 | 0 | 610.8217 | 0 |  |  | 0 | 0 | 0 | 0 | 0 |  | 0 | 0 | 0 | 0 | 0
| 14661.7767 | 0 | yes | Deficit |  |  | 0 | 0 | 0 | 0 | 0 |  | 0 | 0 | 0 | 0 | 4860 | no |  | 0 | 24300 | no | 14661.7767 | 0 | no | no | 0 | 0 | 0 | 0 | 0 |  | 0 | 0 | 0 | 0 | 0 | 14661.7767 | 11128.269 | 11881.5046 | 0 | no | Surplus | yes |  | 0 | 0 | 0 | 222.2977 | 0 | no | 0 | 0 | 0 | 222.2977 | 0 |  |  | 0 | 0 | 0 | 0 | 0 |  | 0 | 0 | 0 | 0 | 0
| 15212.6591 | 0 | yes | Deficit |  |  | 0 | 0 | 0 | 0 | 0 |  | 0 | 0 | 0 | 0 | 4860 | no |  | 0 | 24300 | no | 15212.6591 | 0 | no | no | 0 | 0 | 0 | 0 | 0 |  | 0 | 0 | 0 | 0 | 0 | 15212.6591 | 11175.9281 | 12327.9247 | 0 | no | Surplus | yes |  | 0 | 0 | 0 | 705.5766 | 0 | no | 0 | 0 | 0 | 705.5766 | 0 |  |  | 0 | 0 | 0 | 0 | 0 |  | 0 | 0 | 0 | 0 | 0
| 14831.7604 | 0 | no | Surplus | yes |  | 0 | 0 | 0 | 380.8987 | 0 | no | 0 | 0 | 0 | 380.8987 | 4860 | no | 14831.7604 | 0 | 24300 |  |  | 0 |  |  | 0 | 0 | 0 | 0 | 0 |  | 0 | 0 | 0 | 0 | 0 | 14831.7604 | 11548.3365 | 12019.2548 | 0 | no | Surplus | yes |  | 0 | 0 | 0 | 779.5882 | 0 | no | 0 | 0 | 0 | 779.5882 | 0 |  |  | 0 | 0 | 0 | 0 | 0 |  | 0 | 0 | 0 | 0 | 0
| 15534.2082 | 0 | yes | Deficit |  |  | 0 | 0 | 0 | 0 | 0 |  | 0 | 0 | 0 | 0 | 4860 | no |  | 0 | 24300 | no | 15534.2082 | 0 | no | no | 0 | 0 | 0 | 0 | 0 |  | 0 | 0 | 0 | 0 | 0 | 15534.2082 | 11144.6149 | 12588.4993 | 0 | no | Surplus | yes |  | 0 | 0 | 0 | 874.6399 | 0 | no | 0 | 0 | 0 | 874.6399 | 0 |  |  | 0 | 0 | 0 | 0 | 0 |  | 0 | 0 | 0 | 0 | 0
| 15721.1187 | 0 | yes | Deficit |  |  | 0 | 0 | 0 | 0 | 0 |  | 0 | 0 | 0 | 0 | 4860 | no |  | 0 | 24300 | no | 15721.1187 | 0 | no | no | 0 | 0 | 0 | 0 | 0 |  | 0 | 0 | 0 | 0 | 0 | 15721.1187 | 9853.3962 | 12739.9666 | 0 | no | Surplus | yes |  | 0 | 0 | 0 | 2735.1031 | 0 | no | 0 | 0 | 0 | 2735.1031 | 0 |  |  | 0 | 0 | 0 | 0 | 0 |  | 0 | 0 | 0 | 0 | 0
| 14487.1811 | 0 | no | Surplus | yes |  | 0 | 0 | 0 | 1233.9377 | 0 | no | 0 | 0 | 0 | 1233.9377 | 4860 | no | 14487.1811 | 0 | 24300 |  |  | 0 |  |  | 0 | 0 | 0 | 0 | 0 |  | 0 | 0 | 0 | 0 | 0 | 14487.1811 | 9739.0192 | 11740.0171 | 0 | no | Surplus | yes |  | 0 | 0 | 0 | 3000.9473 | 0 | no | 0 | 0 | 0 | 3000.9473 | 0 |  |  | 0 | 0 | 0 | 0 | 0 |  | 0 | 0 | 0 | 0 | 0
| 14006.847 | 0 | no | Surplus | yes |  | 0 | 0 | 0 | 480.3341 | 0 | no | 0 | 0 | 0 | 480.3341 | 4860 | no | 14006.847 | 0 | 24300 |  |  | 0 |  |  | 0 | 0 | 0 | 0 | 0 |  | 0 | 0 | 0 | 0 | 0 | 14006.847 | 12563.8676 | 11350.7674 | 0 | yes | Deficit |  |  | 0 | 0 | 0 | 0 | 0 |  | 0 | 0 | 0 | 0 | 823.8505 | yes |  | 0 | 0 | 0 | 823.8505 | 0 | no | 0 | 0 | 0 | 823.8505 | 0
| 13927.2401 | 0 | no | Surplus | yes |  | 0 | 0 | 0 | 79.6069 | 0 | no | 0 | 0 | 0 | 79.6069 | 4860 | no | 13927.2401 | 0 | 24300 |  |  | 0 |  |  | 0 | 0 | 0 | 0 | 0 |  | 0 | 0 | 0 | 0 | 0 | 13927.2401 | 13394.3226 | 11286.2561 | 0 | yes | Deficit |  |  | 0 | 0 | 0 | 0 | 0 |  | 0 | 0 | 0 | 0 | 2043.5552 | yes |  | 0 | 0 | 0 | 2043.5552 | 0 | no | 0 | 0 | 0 | 2043.5552 | 0
| 14359.9078 | 0 | yes | Deficit |  |  | 0 | 0 | 0 | 0 | 0 |  | 0 | 0 | 0 | 0 | 4860 | no |  | 0 | 24300 | no | 14359.9078 | 0 | no | no | 0 | 0 | 0 | 0 | 0 |  | 0 | 0 | 0 | 0 | 0 | 14359.9078 | 11003.5763 | 11636.8783 | 0 | no | Surplus | yes |  | 0 | 0 | 0 | 282.6798 | 0 | no | 0 | 0 | 0 | 282.6798 | 0 |  |  | 0 | 0 | 0 | 0 | 0 |  | 0 | 0 | 0 | 0 | 0
| 15330.576 | 0 | yes | Deficit |  |  | 0 | 0 | 0 | 0 | 0 |  | 0 | 0 | 0 | 0 | 4860 | no |  | 0 | 24300 | no | 15330.576 | 0 | no | no | 0 | 0 | 0 | 0 | 0 |  | 0 | 0 | 0 | 0 | 0 | 15330.576 | 11419.8737 | 12423.4814 | 0 | no | Surplus | yes |  | 0 | 0 | 0 | 217.0046 | 0 | no | 0 | 0 | 0 | 217.0046 | 0 |  |  | 0 | 0 | 0 | 0 | 0 |  | 0 | 0 | 0 | 0 | 0
| 14672.9646 | 0 | no | Surplus | yes |  | 0 | 0 | 0 | 657.6114 | 0 | no | 0 | 0 | 0 | 657.6114 | 4860 | no | 14672.9646 | 0 | 24300 |  |  | 0 |  |  | 0 | 0 | 0 | 0 | 0 |  | 0 | 0 | 0 | 0 | 0 | 14672.9646 | 11660.7178 | 11890.571 | 0 | no | Surplus | yes |  | 0 | 0 | 0 | 762.7636 | 0 | no | 0 | 0 | 0 | 762.7636 | 0 |  |  | 0 | 0 | 0 | 0 | 0 |  | 0 | 0 | 0 | 0 | 0
| 12504.7055 | 0 | no | Surplus | yes |  | 0 | 0 | 0 | 2168.2592 | 0 | no | 0 | 0 | 0 | 2168.2592 | 4860 | no | 12504.7055 | 0 | 24300 |  |  | 0 |  |  | 0 | 0 | 0 | 0 | 0 |  | 0 | 0 | 0 | 0 | 0 | 12504.7055 | 11609.6751 | 10133.4728 | 0 | no | Surplus | yes |  | 0 | 0 | 0 | 280.8959 | 0 | no | 0 | 0 | 0 | 280.8959 | 0 |  |  | 0 | 0 | 0 | 0 | 0 |  | 0 | 0 | 0 | 0 | 0
| 14561.2044 | 0 | yes | Deficit |  |  | 0 | 0 | 0 | 0 | 0 |  | 0 | 0 | 0 | 0 | 4860 | no |  | 0 | 24300 | no | 14561.2044 | 0 | no | no | 0 | 0 | 0 | 0 | 0 |  | 0 | 0 | 0 | 0 | 0 | 14561.2044 | 11824.1169 | 11800.0036 | 0 | yes | Deficit |  |  | 0 | 0 | 0 | 0 | 0 |  | 0 | 0 | 0 | 0 | 1690.6441 | yes |  | 0 | 0 | 0 | 1690.6441 | 0 | no | 0 | 0 | 0 | 1690.6441 | 0
| 12509.4035 | 0 | no | Surplus | yes |  | 0 | 0 | 0 | 2051.8009 | 0 | no | 0 | 0 | 0 | 2051.8009 | 4860 | no | 12509.4035 | 0 | 24300 |  |  | 0 |  |  | 0 | 0 | 0 | 0 | 0 |  | 0 | 0 | 0 | 0 | 0 | 12509.4035 | 12368.5303 | 10137.28 | 0 | yes | Deficit |  |  | 0 | 0 | 0 | 0 | 0 |  | 0 | 0 | 0 | 0 | 568.5267 | yes |  | 0 | 0 | 0 | 568.5267 | 0 | no | 0 | 0 | 0 | 568.5267 | 0
| 13527.2819 | 0 | yes | Deficit |  |  | 0 | 0 | 0 | 0 | 0 |  | 0 | 0 | 0 | 0 | 4860 | no |  | 0 | 24300 | no | 13527.2819 | 0 | no | no | 0 | 0 | 0 | 0 | 0 |  | 0 | 0 | 0 | 0 | 0 | 13527.2819 | 13700.2807 | 10962.1409 | 0 | yes | Deficit |  |  | 0 | 0 | 0 | 0 | 0 |  | 0 | 0 | 0 | 0 | 3563.0007 | yes |  | 0 | 0 | 0 | 3563.0007 | 0 | no | 0 | 0 | 0 | 3563.0007 | 0
| 14684.879 | 0 | yes | Deficit |  |  | 0 | 0 | 0 | 0 | 0 |  | 0 | 0 | 0 | 0 | 4860 | no |  | 0 | 24300 | no | 14684.879 | 0 | no | no | 0 | 0 | 0 | 0 | 0 |  | 0 | 0 | 0 | 0 | 0 | 14684.879 | 11600.0883 | 11900.2261 | 0 | yes | Deficit |  |  | 0 | 0 | 0 | 0 | 0 |  | 0 | 0 | 0 | 0 | 637.9474 | yes |  | 0 | 0 | 0 | 637.9474 | 0 | no | 0 | 0 | 0 | 637.9474 | 0
| 15901.1961 | 0 | yes | Deficit |  |  | 0 | 0 | 0 | 0 | 0 |  | 0 | 0 | 0 | 0 | 4860 | no |  | 0 | 24300 | no | 15901.1961 | 0 | no | no | 0 | 0 | 0 | 0 | 0 |  | 0 | 0 | 0 | 0 | 0 | 15901.1961 | 10230.4647 | 12885.8963 | 0 | no | Surplus | yes |  | 0 | 0 | 0 | 1669.7614 | 0 | no | 0 | 0 | 0 | 1669.7614 | 0 |  |  | 0 | 0 | 0 | 0 | 0 |  | 0 | 0 | 0 | 0 | 0
| 14582.8837 | 0 | no | Surplus | yes |  | 0 | 0 | 0 | 1318.3124 | 0 | no | 0 | 0 | 0 | 1318.3124 | 4860 | no | 14582.8837 | 0 | 24300 |  |  | 0 |  |  | 0 | 0 | 0 | 0 | 0 |  | 0 | 0 | 0 | 0 | 0 | 14582.8837 | 8347.3394 | 11817.5718 | 0 | no | Surplus | yes |  | 0 | 0 | 0 | 4538.557 | 0 | no | 0 | 0 | 0 | 4538.557 | 0 |  |  | 0 | 0 | 0 | 0 | 0 |  | 0 | 0 | 0 | 0 | 0
| 14350.1687 | 0 | no | Surplus | yes |  | 0 | 0 | 0 | 232.715 | 0 | no | 0 | 0 | 0 | 232.715 | 4860 | no | 14350.1687 | 0 | 24300 |  |  | 0 |  |  | 0 | 0 | 0 | 0 | 0 |  | 0 | 0 | 0 | 0 | 0 | 14350.1687 | 7766.9767 | 11628.986 | 0 | no | Surplus | yes |  | 0 | 0 | 0 | 4050.5951 | 0 | no | 0 | 0 | 0 | 4050.5951 | 0 |  |  | 0 | 0 | 0 | 0 | 0 |  | 0 | 0 | 0 | 0 | 0
| 13075.8277 | 0 | no | Surplus | yes |  | 0 | 0 | 0 | 1274.341 | 0 | no | 0 | 0 | 0 | 1274.341 | 4860 | no | 13075.8277 | 0 | 24300 |  |  | 0 |  |  | 0 | 0 | 0 | 0 | 0 |  | 0 | 0 | 0 | 0 | 0 | 13075.8277 | 6708.288 | 10596.2947 | 0 | no | Surplus | yes |  | 0 | 0 | 0 | 4920.6979 | 0 | no | 0 | 0 | 0 | 4920.6979 | 0 |  |  | 0 | 0 | 0 | 0 | 0 |  | 0 | 0 | 0 | 0 | 0
| 13247.722 | 0 | yes | Deficit |  |  | 0 | 0 | 0 | 0 | 0 |  | 0 | 0 | 0 | 0 | 4860 | no |  | 0 | 24300 | no | 13247.722 | 0 | no | no | 0 | 0 | 0 | 0 | 0 |  | 0 | 0 | 0 | 0 | 0 | 13247.722 | 7661.5368 | 10735.5932 | 0 | no | Surplus | yes |  | 0 | 0 | 0 | 2934.7579 | 0 | no | 0 | 0 | 0 | 2934.7579 | 0 |  |  | 0 | 0 | 0 | 0 | 0 |  | 0 | 0 | 0 | 0 | 0
| 12942.3671 | 0 | no | Surplus | yes |  | 0 | 0 | 0 | 305.3549 | 0 | no | 0 | 0 | 0 | 305.3549 | 4860 | no | 12942.3671 | 0 | 24300 |  |  | 0 |  |  | 0 | 0 | 0 | 0 | 0 |  | 0 | 0 | 0 | 0 | 0 | 12942.3671 | 6401.0459 | 10488.1419 | 0 | no | Surplus | yes |  | 0 | 0 | 0 | 4334.5473 | 0 | no | 0 | 0 | 0 | 4334.5473 | 0 |  |  | 0 | 0 | 0 | 0 | 0 |  | 0 | 0 | 0 | 0 | 0
| 15317.5071 | 0 | yes | Deficit |  |  | 0 | 0 | 0 | 0 | 0 |  | 0 | 0 | 0 | 0 | 4860 | no |  | 0 | 24300 | no | 15317.5071 | 0 | no | no | 0 | 0 | 0 | 0 | 0 |  | 0 | 0 | 0 | 0 | 0 | 15317.5071 | 6845.4354 | 12412.8907 | 0 | no | Surplus | yes |  | 0 | 0 | 0 | 3642.7065 | 0 | no | 0 | 0 | 0 | 3642.7065 | 0 |  |  | 0 | 0 | 0 | 0 | 0 |  | 0 | 0 | 0 | 0 | 0
| 14697.5956 | 0 | no | Surplus | yes |  | 0 | 0 | 0 | 619.9115 | 0 | no | 0 | 0 | 0 | 619.9115 | 4860 | no | 14697.5956 | 0 | 24300 |  |  | 0 |  |  | 0 | 0 | 0 | 0 | 0 |  | 0 | 0 | 0 | 0 | 0 | 14697.5956 | 6991.1189 | 11910.5313 | 0 | no | Surplus | yes |  | 0 | 0 | 0 | 5421.7717 | 0 | no | 0 | 0 | 0 | 5421.7717 | 0 |  |  | 0 | 0 | 0 | 0 | 0 |  | 0 | 0 | 0 | 0 | 0
| 14356.3233 | 0 | no | Surplus | yes |  | 0 | 0 | 0 | 341.2723 | 0 | no | 0 | 0 | 0 | 341.2723 | 4860 | no | 14356.3233 | 0 | 24300 |  |  | 0 |  |  | 0 | 0 | 0 | 0 | 0 |  | 0 | 0 | 0 | 0 | 0 | 14356.3233 | 7338.8709 | 11633.9735 | 0 | no | Surplus | yes |  | 0 | 0 | 0 | 4571.6604 | 0 | no | 0 | 0 | 0 | 4571.6604 | 0 |  |  | 0 | 0 | 0 | 0 | 0 |  | 0 | 0 | 0 | 0 | 0
| 12929.7791 | 0 | no | Surplus | yes |  | 0 | 0 | 0 | 1426.5441 | 0 | no | 0 | 0 | 0 | 1426.5441 | 4860 | no | 12929.7791 | 0 | 24300 |  |  | 0 |  |  | 0 | 0 | 0 | 0 | 0 |  | 0 | 0 | 0 | 0 | 0 | 12929.7791 | 7185.6347 | 10477.9409 | 0 | no | Surplus | yes |  | 0 | 0 | 0 | 4448.3388 | 0 | no | 0 | 0 | 0 | 4448.3388 | 0 |  |  | 0 | 0 | 0 | 0 | 0 |  | 0 | 0 | 0 | 0 | 0
| 13282.112 | 0 | yes | Deficit |  |  | 0 | 0 | 0 | 0 | 0 |  | 0 | 0 | 0 | 0 | 4860 | no |  | 0 | 24300 | no | 13282.112 | 0 | no | no | 0 | 0 | 0 | 0 | 0 |  | 0 | 0 | 0 | 0 | 0 | 13282.112 | 7634.0256 | 10763.4619 | 0 | no | Surplus | yes |  | 0 | 0 | 0 | 2843.9153 | 0 | no | 0 | 0 | 0 | 2843.9153 | 0 |  |  | 0 | 0 | 0 | 0 | 0 |  | 0 | 0 | 0 | 0 | 0
| 14002.1494 | 0 | yes | Deficit |  |  | 0 | 0 | 0 | 0 | 0 |  | 0 | 0 | 0 | 0 | 4860 | no |  | 0 | 24300 | no | 14002.1494 | 0 | no | no | 0 | 0 | 0 | 0 | 0 |  | 0 | 0 | 0 | 0 | 0 | 14002.1494 | 8353.234 | 11346.9606 | 0 | no | Surplus | yes |  | 0 | 0 | 0 | 2410.228 | 0 | no | 0 | 0 | 0 | 2410.228 | 0 |  |  | 0 | 0 | 0 | 0 | 0 |  | 0 | 0 | 0 | 0 | 0
| 13817.9342 | 0 | no | Surplus | yes |  | 0 | 0 | 0 | 184.2152 | 0 | no | 0 | 0 | 0 | 184.2152 | 4860 | no | 13817.9342 | 0 | 24300 |  |  | 0 |  |  | 0 | 0 | 0 | 0 | 0 |  | 0 | 0 | 0 | 0 | 0 | 13817.9342 | 7670.0102 | 11197.6776 | 0 | no | Surplus | yes |  | 0 | 0 | 0 | 3676.9504 | 0 | no | 0 | 0 | 0 | 3676.9504 | 0 |  |  | 0 | 0 | 0 | 0 | 0 |  | 0 | 0 | 0 | 0 | 0
| 17847.945 | 0 | yes | Deficit |  |  | 0 | 0 | 0 | 0 | 0 |  | 0 | 0 | 0 | 0 | 4860 | no |  | 0 | 24300 | no | 17847.945 | 0 | no | no | 0 | 0 | 0 | 0 | 0 |  | 0 | 0 | 0 | 0 | 0 | 17847.945 | 7234.2885 | 14463.4886 | 0 | no | Surplus | yes |  | 0 | 0 | 0 | 3963.3891 | 0 | no | 0 | 0 | 0 | 3963.3891 | 0 |  |  | 0 | 0 | 0 | 0 | 0 |  | 0 | 0 | 0 | 0 | 0
| 14892.0935 | 0 | no | Surplus | yes |  | 0 | 0 | 0 | 2955.8515 | 0 | no | 0 | 0 | 0 | 2955.8515 | 4860 | no | 14892.0935 | 0 | 24300 |  |  | 0 |  |  | 0 | 0 | 0 | 0 | 0 |  | 0 | 0 | 0 | 0 | 0 | 14892.0935 | 6733.6796 | 12068.1471 | 0 | no | Surplus | yes |  | 0 | 0 | 0 | 7729.809 | 0 | no | 0 | 0 | 0 | 7729.809 | 0 |  |  | 0 | 0 | 0 | 0 | 0 |  | 0 | 0 | 0 | 0 | 0
| 13404.7416 | 0 | no | Surplus | yes |  | 0 | 0 | 0 | 1487.3519 | 0 | no | 0 | 0 | 0 | 1487.3519 | 4860 | no | 13404.7416 | 0 | 24300 |  |  | 0 |  |  | 0 | 0 | 0 | 0 | 0 |  | 0 | 0 | 0 | 0 | 0 | 13404.7416 | 6293.3562 | 10862.8376 | 0 | no | Surplus | yes |  | 0 | 0 | 0 | 5774.7909 | 0 | no | 0 | 0 | 0 | 5774.7909 | 0 |  |  | 0 | 0 | 0 | 0 | 0 |  | 0 | 0 | 0 | 0 | 0
| 14014.4301 | 0 | yes | Deficit |  |  | 0 | 0 | 0 | 0 | 0 |  | 0 | 0 | 0 | 0 | 4860 | no |  | 0 | 24300 | no | 14014.4301 | 0 | no | no | 0 | 0 | 0 | 0 | 0 |  | 0 | 0 | 0 | 0 | 0 | 14014.4301 | 6734.2811 | 11356.9126 | 0 | no | Surplus | yes |  | 0 | 0 | 0 | 4128.5565 | 0 | no | 0 | 0 | 0 | 4128.5565 | 0 |  |  | 0 | 0 | 0 | 0 | 0 |  | 0 | 0 | 0 | 0 | 0
| 13170.3022 | 0 | no | Surplus | yes |  | 0 | 0 | 0 | 844.1279 | 0 | no | 0 | 0 | 0 | 844.1279 | 4860 | no | 13170.3022 | 0 | 24300 |  |  | 0 |  |  | 0 | 0 | 0 | 0 | 0 |  | 0 | 0 | 0 | 0 | 0 | 13170.3022 | 7234.4869 | 10672.8543 | 0 | no | Surplus | yes |  | 0 | 0 | 0 | 4122.4257 | 0 | no | 0 | 0 | 0 | 4122.4257 | 0 |  |  | 0 | 0 | 0 | 0 | 0 |  | 0 | 0 | 0 | 0 | 0
| 13981.2745 | 0 | yes | Deficit |  |  | 0 | 0 | 0 | 0 | 0 |  | 0 | 0 | 0 | 0 | 4860 | no |  | 0 | 24300 | no | 13981.2745 | 0 | no | no | 0 | 0 | 0 | 0 | 0 |  | 0 | 0 | 0 | 0 | 0 | 13981.2745 | 7941.07 | 11330.0442 | 0 | no | Surplus | yes |  | 0 | 0 | 0 | 2731.7843 | 0 | no | 0 | 0 | 0 | 2731.7843 | 0 |  |  | 0 | 0 | 0 | 0 | 0 |  | 0 | 0 | 0 | 0 | 0
| 16604.5692 | 0 | yes | Deficit |  |  | 0 | 0 | 0 | 0 | 0 |  | 0 | 0 | 0 | 0 | 4860 | no |  | 0 | 24300 | no | 16604.5692 | 0 | no | no | 0 | 0 | 0 | 0 | 0 |  | 0 | 0 | 0 | 0 | 0 | 16604.5692 | 8671.8288 | 13455.8908 | 0 | no | Surplus | yes |  | 0 | 0 | 0 | 2658.2154 | 0 | no | 0 | 0 | 0 | 2658.2154 | 0 |  |  | 0 | 0 | 0 | 0 | 0 |  | 0 | 0 | 0 | 0 | 0
| 15001.9669 | 0 | no | Surplus | yes |  | 0 | 0 | 0 | 1602.6023 | 0 | no | 0 | 0 | 0 | 1602.6023 | 4860 | no | 15001.9669 | 0 | 24300 |  |  | 0 |  |  | 0 | 0 | 0 | 0 | 0 |  | 0 | 0 | 0 | 0 | 0 | 15001.9669 | 7577.0708 | 12157.1855 | 0 | no | Surplus | yes |  | 0 | 0 | 0 | 5878.8199 | 0 | no | 0 | 0 | 0 | 5878.8199 | 0 |  |  | 0 | 0 | 0 | 0 | 0 |  | 0 | 0 | 0 | 0 | 0
| 15374.5606 | 0 | yes | Deficit |  |  | 0 | 0 | 0 | 0 | 0 |  | 0 | 0 | 0 | 0 | 4860 | no |  | 0 | 24300 | no | 15374.5606 | 0 | no | no | 0 | 0 | 0 | 0 | 0 |  | 0 | 0 | 0 | 0 | 0 | 15374.5606 | 7071.4041 | 12459.1253 | 0 | no | Surplus | yes |  | 0 | 0 | 0 | 5085.7814 | 0 | no | 0 | 0 | 0 | 5085.7814 | 0 |  |  | 0 | 0 | 0 | 0 | 0 |  | 0 | 0 | 0 | 0 | 0
| 15229.7753 | 0 | no | Surplus | yes |  | 0 | 0 | 0 | 144.7853 | 0 | no | 0 | 0 | 0 | 144.7853 | 4860 | no | 15229.7753 | 0 | 24300 |  |  | 0 |  |  | 0 | 0 | 0 | 0 | 0 |  | 0 | 0 | 0 | 0 | 0 | 15229.7753 | 7431.828 | 12341.7952 | 0 | no | Surplus | yes |  | 0 | 0 | 0 | 5027.2973 | 0 | no | 0 | 0 | 0 | 5027.2973 | 0 |  |  | 0 | 0 | 0 | 0 | 0 |  | 0 | 0 | 0 | 0 | 0
| 16072.7553 | 0 | yes | Deficit |  |  | 0 | 0 | 0 | 0 | 0 |  | 0 | 0 | 0 | 0 | 4860 | no |  | 0 | 24300 | no | 16072.7553 | 0 | no | no | 0 | 0 | 0 | 0 | 0 |  | 0 | 0 | 0 | 0 | 0 | 16072.7553 | 7569.3464 | 13024.9232 | 0 | no | Surplus | yes |  | 0 | 0 | 0 | 4772.4488 | 0 | no | 0 | 0 | 0 | 4772.4488 | 0 |  |  | 0 | 0 | 0 | 0 | 0 |  | 0 | 0 | 0 | 0 | 0
| 15242.2353 | 0 | no | Surplus | yes |  | 0 | 0 | 0 | 830.52 | 0 | no | 0 | 0 | 0 | 830.52 | 4860 | no | 15242.2353 | 0 | 24300 |  |  | 0 |  |  | 0 | 0 | 0 | 0 | 0 |  | 0 | 0 | 0 | 0 | 0 | 15242.2353 | 7350.2866 | 12351.8925 | 0 | no | Surplus | yes |  | 0 | 0 | 0 | 5674.6366 | 0 | no | 0 | 0 | 0 | 5674.6366 | 0 |  |  | 0 | 0 | 0 | 0 | 0 |  | 0 | 0 | 0 | 0 | 0
| 16888.7092 | 0 | yes | Deficit |  |  | 0 | 0 | 0 | 0 | 0 |  | 0 | 0 | 0 | 0 | 4860 | no |  | 0 | 24300 | no | 16888.7092 | 0 | no | no | 0 | 0 | 0 | 0 | 0 |  | 0 | 0 | 0 | 0 | 0 | 16888.7092 | 7503.1216 | 13686.1501 | 0 | no | Surplus | yes |  | 0 | 0 | 0 | 4848.7709 | 0 | no | 0 | 0 | 0 | 4848.7709 | 0 |  |  | 0 | 0 | 0 | 0 | 0 |  | 0 | 0 | 0 | 0 | 0
| 16269.7675 | 0 | no | Surplus | yes |  | 0 | 0 | 0 | 618.9417 | 0 | no | 0 | 0 | 0 | 618.9417 | 4860 | no | 16269.7675 | 0 | 24300 |  |  | 0 |  |  | 0 | 0 | 0 | 0 | 0 |  | 0 | 0 | 0 | 0 | 0 | 16269.7675 | 7205.154 | 13184.5766 | 0 | no | Surplus | yes |  | 0 | 0 | 0 | 6480.9961 | 0 | no | 0 | 0 | 0 | 6480.9961 | 0 |  |  | 0 | 0 | 0 | 0 | 0 |  | 0 | 0 | 0 | 0 | 0
| 14913.7271 | 0 | no | Surplus | yes |  | 0 | 0 | 0 | 1356.0404 | 0 | no | 0 | 0 | 0 | 1356.0404 | 4860 | no | 14913.7271 | 0 | 24300 |  |  | 0 |  |  | 0 | 0 | 0 | 0 | 0 |  | 0 | 0 | 0 | 0 | 0 | 14913.7271 | 7328.3476 | 12085.6783 | 0 | no | Surplus | yes |  | 0 | 0 | 0 | 5856.229 | 0 | no | 0 | 0 | 0 | 5856.229 | 0 |  |  | 0 | 0 | 0 | 0 | 0 |  | 0 | 0 | 0 | 0 | 0
| 14274.3064 | 0 | no | Surplus | yes |  | 0 | 0 | 0 | 639.4206 | 0 | no | 0 | 0 | 0 | 639.4206 | 4860 | no | 14274.3064 | 0 | 24300 |  |  | 0 |  |  | 0 | 0 | 0 | 0 | 0 |  | 0 | 0 | 0 | 0 | 0 | 14274.3064 | 7066.7651 | 11567.5093 | 0 | no | Surplus | yes |  | 0 | 0 | 0 | 5018.9132 | 0 | no | 0 | 0 | 0 | 5018.9132 | 0 |  |  | 0 | 0 | 0 | 0 | 0 |  | 0 | 0 | 0 | 0 | 0
| 13128.8031 | 0 | no | Surplus | yes |  | 0 | 0 | 0 | 1145.5033 | 0 | no | 0 | 0 | 0 | 1145.5033 | 4860 | no | 13128.8031 | 0 | 24300 |  |  | 0 |  |  | 0 | 0 | 0 | 0 | 0 |  | 0 | 0 | 0 | 0 | 0 | 13128.8031 | 7021.0138 | 10639.2246 | 0 | no | Surplus | yes |  | 0 | 0 | 0 | 4546.4955 | 0 | no | 0 | 0 | 0 | 4546.4955 | 0 |  |  | 0 | 0 | 0 | 0 | 0 |  | 0 | 0 | 0 | 0 | 0
| 12069.5365 | 0 | no | Surplus | yes |  | 0 | 0 | 0 | 1059.2666 | 0 | no | 0 | 0 | 0 | 1059.2666 | 4860 | no | 12069.5365 | 0 | 24300 |  |  | 0 |  |  | 0 | 0 | 0 | 0 | 0 |  | 0 | 0 | 0 | 0 | 0 | 12069.5365 | 7077.101 | 9780.8237 | 0 | no | Surplus | yes |  | 0 | 0 | 0 | 3562.1236 | 0 | no | 0 | 0 | 0 | 3562.1236 | 0 |  |  | 0 | 0 | 0 | 0 | 0 |  | 0 | 0 | 0 | 0 | 0
| 12227.0688 | 0 | yes | Deficit |  |  | 0 | 0 | 0 | 0 | 0 |  | 0 | 0 | 0 | 0 | 4860 | no |  | 0 | 24139.073 | no | 12227.0688 | 0 | no | no | 0 | 0 | 0 | 0 | 0 |  | 0 | 0 | 0 | 0 | 0 | 12227.0688 | 7323.94 | 9908.4836 | 0 | no | Surplus | yes |  | 0 | 0 | 0 | 2456.8838 | 0 | no | 0 | 0 | 0 | 2456.8838 | 0 |  |  | 0 | 0 | 0 | 0 | 0 |  | 0 | 0 | 0 | 0 | 0
| 10224.3671 | 0 | no | Surplus | yes |  | 0 | 0 | 0 | 2002.7016 | 0 | no | 0 | 0 | 0 | 2002.7016 | 4860 | no | 10224.3671 | 0 | 24300 |  |  | 0 |  |  | 0 | 0 | 0 | 0 | 0 |  | 0 | 0 | 0 | 0 | 0 | 10224.3671 | 7462.2077 | 8285.5487 | 0 | no | Surplus | yes |  | 0 | 0 | 0 | 2446.2759 | 0 | no | 0 | 0 | 0 | 2446.2759 | 0 |  |  | 0 | 0 | 0 | 0 | 0 |  | 0 | 0 | 0 | 0 | 0
| 8527.9166 | 0 | no | Surplus | yes |  | 0 | 0 | 0 | 1696.4506 | 0 | no | 0 | 0 | 0 | 1696.4506 | 4860 | no | 8527.9166 | 0 | 20448.7343 |  |  | 0 |  |  | 0 | 0 | 0 | 0 | 0 |  | 0 | 0 | 0 | 0 | 0 | 8527.9166 | 7547.3011 | 6910.7914 | 0 | no | Surplus | yes |  | 0 | 0 | 0 | 738.2476 | 0 | no | 0 | 0 | 0 | 738.2476 | 0 |  |  | 0 | 0 | 0 | 0 | 0 |  | 0 | 0 | 0 | 0 | 0
| 10470.2012 | 0 | yes | Deficit |  |  | 0 | 0 | 0 | 0 | 0 |  | 0 | 0 | 0 | 0 | 4860 | no |  | 0 | 17055.8332 | no | 10470.2012 | 0 | no | no | 0 | 0 | 0 | 0 | 0 |  | 0 | 0 | 0 | 0 | 0 | 10470.2012 | 7600.3873 | 8484.766 | 0 | yes | Deficit |  |  | 0 | 0 | 0 | 0 | 0 |  | 0 | 0 | 0 | 0 | 689.5959 | yes |  | 0 | 0 | 0 | 689.5959 | 0 | no | 0 | 0 | 0 | 689.5959 | 0
| 10791.4853 | 0 | yes | Deficit |  |  | 0 | 0 | 0 | 0 | 0 |  | 0 | 0 | 0 | 0 | 4860 | no |  | 0 | 20940.4025 | no | 10791.4853 | 0 | no | no | 0 | 0 | 0 | 0 | 0 |  | 0 | 0 | 0 | 0 | 0 | 10791.4853 | 7613.5992 | 8745.1258 | 0 | no | Surplus | yes |  | 0 | 0 | 0 | 871.1668 | 0 | no | 0 | 0 | 0 | 871.1668 | 0 |  |  | 0 | 0 | 0 | 0 | 0 |  | 0 | 0 | 0 | 0 | 0
| 11730.3554 | 0 | yes | Deficit |  |  | 0 | 0 | 0 | 0 | 0 |  | 0 | 0 | 0 | 0 | 4860 | no |  | 0 | 21582.9705 | no | 11730.3554 | 0 | no | no | 0 | 0 | 0 | 0 | 0 |  | 0 | 0 | 0 | 0 | 0 | 11730.3554 | 6579.3571 | 9505.9606 | 0 | no | Surplus | yes |  | 0 | 0 | 0 | 2165.7688 | 0 | no | 0 | 0 | 0 | 2165.7688 | 0 |  |  | 0 | 0 | 0 | 0 | 0 |  | 0 | 0 | 0 | 0 | 0
| 13469.8889 | 0 | yes | Deficit |  |  | 0 | 0 | 0 | 0 | 0 |  | 0 | 0 | 0 | 0 | 4860 | no |  | 0 | 23460.7108 | no | 13469.8889 | 0 | no | no | 0 | 0 | 0 | 0 | 0 |  | 0 | 0 | 0 | 0 | 0 | 13469.8889 | 6286.0175 | 10915.6312 | 0 | no | Surplus | yes |  | 0 | 0 | 0 | 3219.9431 | 0 | no | 0 | 0 | 0 | 3219.9431 | 0 |  |  | 0 | 0 | 0 | 0 | 0 |  | 0 | 0 | 0 | 0 | 0
| 10431.4429 | 0 | no | Surplus | yes |  | 0 | 0 | 0 | 3038.4461 | 0 | no | 0 | 0 | 0 | 3038.4461 | 4860 | no | 10431.4429 | 0 | 24300 |  |  | 0 |  |  | 0 | 0 | 0 | 0 | 0 |  | 0 | 0 | 0 | 0 | 0 | 10431.4429 | 6142.7581 | 8453.3573 | 0 | no | Surplus | yes |  | 0 | 0 | 0 | 4772.8731 | 0 | no | 0 | 0 | 0 | 4772.8731 | 0 |  |  | 0 | 0 | 0 | 0 | 0 |  | 0 | 0 | 0 | 0 | 0
| 9230.7913 | 0 | no | Surplus | yes |  | 0 | 0 | 0 | 1200.6516 | 0 | no | 0 | 0 | 0 | 1200.6516 | 4860 | no | 9230.7913 | 0 | 20862.8857 |  |  | 0 |  |  | 0 | 0 | 0 | 0 | 0 |  | 0 | 0 | 0 | 0 | 0 | 9230.7913 | 6478.6592 | 7480.3819 | 0 | no | Surplus | yes |  | 0 | 0 | 0 | 1974.698 | 0 | no | 0 | 0 | 0 | 1974.698 | 0 |  |  | 0 | 0 | 0 | 0 | 0 |  | 0 | 0 | 0 | 0 | 0
| 10578.3773 | 0 | yes | Deficit |  |  | 0 | 0 | 0 | 0 | 0 |  | 0 | 0 | 0 | 0 | 4860 | no |  | 0 | 18461.5826 | no | 10578.3773 | 0 | no | no | 0 | 0 | 0 | 0 | 0 |  | 0 | 0 | 0 | 0 | 0 | 10578.3773 | 7425.8889 | 8572.4289 | 0 | no | Surplus | yes |  | 0 | 0 | 0 | 54.4931 | 0 | no | 0 | 0 | 0 | 54.4931 | 0 |  |  | 0 | 0 | 0 | 0 | 0 |  | 0 | 0 | 0 | 0 | 0
| 11168.2319 | 0 | yes | Deficit |  |  | 0 | 0 | 0 | 0 | 0 |  | 0 | 0 | 0 | 0 | 4860 | no |  | 0 | 21156.7546 | no | 11168.2319 | 0 | no | no | 0 | 0 | 0 | 0 | 0 |  | 0 | 0 | 0 | 0 | 0 | 11168.2319 | 7151.5455 | 9050.4311 | 0 | no | Surplus | yes |  | 0 | 0 | 0 | 1420.8835 | 0 | no | 0 | 0 | 0 | 1420.8835 | 0 |  |  | 0 | 0 | 0 | 0 | 0 |  | 0 | 0 | 0 | 0 | 0
| 12404.8519 | 0 | yes | Deficit |  |  | 0 | 0 | 0 | 0 | 0 |  | 0 | 0 | 0 | 0 | 4860 | no |  | 0 | 22336.4639 | no | 12404.8519 | 0 | no | no | 0 | 0 | 0 | 0 | 0 |  | 0 | 0 | 0 | 0 | 0 | 12404.8519 | 8240.2263 | 10052.5542 | 0 | no | Surplus | yes |  | 0 | 0 | 0 | 810.2047 | 0 | no | 0 | 0 | 0 | 810.2047 | 0 |  |  | 0 | 0 | 0 | 0 | 0 |  | 0 | 0 | 0 | 0 | 0
| 13581.3081 | 0 | yes | Deficit |  |  | 0 | 0 | 0 | 0 | 0 |  | 0 | 0 | 0 | 0 | 4860 | no |  | 0 | 24300 | no | 13581.3081 | 0 | no | no | 0 | 0 | 0 | 0 | 0 |  | 0 | 0 | 0 | 0 | 0 | 13581.3081 | 9712.6913 | 11005.9223 | 0 | no | Surplus | yes |  | 0 | 0 | 0 | 339.8629 | 0 | no | 0 | 0 | 0 | 339.8629 | 0 |  |  | 0 | 0 | 0 | 0 | 0 |  | 0 | 0 | 0 | 0 | 0
| 11666.6782 | 0 | no | Surplus | yes |  | 0 | 0 | 0 | 1914.6299 | 0 | no | 0 | 0 | 0 | 1914.6299 | 4860 | no | 11666.6782 | 0 | 24300 |  |  | 0 |  |  | 0 | 0 | 0 | 0 | 0 |  | 0 | 0 | 0 | 0 | 0 | 11666.6782 | 8292.9023 | 9454.3584 | 0 | no | Surplus | yes |  | 0 | 0 | 0 | 2713.0201 | 0 | no | 0 | 0 | 0 | 2713.0201 | 0 |  |  | 0 | 0 | 0 | 0 | 0 |  | 0 | 0 | 0 | 0 | 0
| 10981.2954 | 0 | no | Surplus | yes |  | 0 | 0 | 0 | 685.3828 | 0 | no | 0 | 0 | 0 | 685.3828 | 4860 | no | 10981.2954 | 0 | 23333.3564 |  |  | 0 |  |  | 0 | 0 | 0 | 0 | 0 |  | 0 | 0 | 0 | 0 | 0 | 10981.2954 | 7936.5639 | 8898.9428 | 0 | no | Surplus | yes |  | 0 | 0 | 0 | 1517.7944 | 0 | no | 0 | 0 | 0 | 1517.7944 | 0 |  |  | 0 | 0 | 0 | 0 | 0 |  | 0 | 0 | 0 | 0 | 0
| 10709.4139 | 0 | no | Surplus | yes |  | 0 | 0 | 0 | 271.8815 | 0 | no | 0 | 0 | 0 | 271.8815 | 4860 | no | 10709.4139 | 0 | 21962.5908 |  |  | 0 |  |  | 0 | 0 | 0 | 0 | 0 |  | 0 | 0 | 0 | 0 | 0 | 10709.4139 | 9083.4098 | 8678.6175 | 0 | yes | Deficit |  |  | 0 | 0 | 0 | 0 | 0 |  | 0 | 0 | 0 | 0 | 184.467 | yes |  | 0 | 0 | 0 | 184.467 | 0 | no | 0 | 0 | 0 | 184.467 | 0
| 11824.352 | 0 | yes | Deficit |  |  | 0 | 0 | 0 | 0 | 0 |  | 0 | 0 | 0 | 0 | 4860 | no |  | 0 | 21418.8279 | no | 11824.352 | 0 | no | no | 0 | 0 | 0 | 0 | 0 |  | 0 | 0 | 0 | 0 | 0 | 11824.352 | 8419.0625 | 9582.1329 | 0 | no | Surplus | yes |  | 0 | 0 | 0 | 259.555 | 0 | no | 0 | 0 | 0 | 259.555 | 0 |  |  | 0 | 0 | 0 | 0 | 0 |  | 0 | 0 | 0 | 0 | 0
| 12464.7913 | 0 | yes | Deficit |  |  | 0 | 0 | 0 | 0 | 0 |  | 0 | 0 | 0 | 0 | 4860 | no |  | 0 | 23648.704 | no | 12464.7913 | 0 | no | no | 0 | 0 | 0 | 0 | 0 |  | 0 | 0 | 0 | 0 | 0 | 12464.7913 | 8159.0765 | 10101.1275 | 0 | no | Surplus | yes |  | 0 | 0 | 0 | 1423.0564 | 0 | no | 0 | 0 | 0 | 1423.0564 | 0 |  |  | 0 | 0 | 0 | 0 | 0 |  | 0 | 0 | 0 | 0 | 0
| 14056.0058 | 0 | yes | Deficit |  |  | 0 | 0 | 0 | 0 | 0 |  | 0 | 0 | 0 | 0 | 4860 | no |  | 0 | 24300 | no | 14056.0058 | 0 | no | no | 0 | 0 | 0 | 0 | 0 |  | 0 | 0 | 0 | 0 | 0 | 14056.0058 | 10950.3276 | 11390.6044 | 0 | yes | Deficit |  |  | 0 | 0 | 0 | 0 | 0 |  | 0 | 0 | 0 | 0 | 849.2001 | yes |  | 0 | 0 | 0 | 849.2001 | 0 | no | 0 | 0 | 0 | 849.2001 | 0
| 14849.8839 | 0 | yes | Deficit |  |  | 0 | 0 | 0 | 0 | 0 |  | 0 | 0 | 0 | 0 | 4860 | no |  | 0 | 24300 | no | 14849.8839 | 0 | no | no | 0 | 0 | 0 | 0 | 0 |  | 0 | 0 | 0 | 0 | 0 | 14849.8839 | 10349.2565 | 12033.9416 | 0 | no | Surplus | yes |  | 0 | 0 | 0 | 1041.3479 | 0 | no | 0 | 0 | 0 | 1041.3479 | 0 |  |  | 0 | 0 | 0 | 0 | 0 |  | 0 | 0 | 0 | 0 | 0
| 11176.8218 | 0 | no | Surplus | yes |  | 0 | 0 | 0 | 3673.0621 | 0 | no | 0 | 0 | 0 | 3673.0621 | 4860 | no | 11176.8218 | 0 | 24300 |  |  | 0 |  |  | 0 | 0 | 0 | 0 | 0 |  | 0 | 0 | 0 | 0 | 0 | 11176.8218 | 9899.2157 | 9057.392 | 0 | no | Surplus | yes |  | 0 | 0 | 0 | 2134.7258 | 0 | no | 0 | 0 | 0 | 2134.7258 | 0 |  |  | 0 | 0 | 0 | 0 | 0 |  | 0 | 0 | 0 | 0 | 0
| 11874.4479 | 0 | yes | Deficit |  |  | 0 | 0 | 0 | 0 | 0 |  | 0 | 0 | 0 | 0 | 4860 | no |  | 0 | 22353.6435 | no | 11874.4479 | 0 | no | no | 0 | 0 | 0 | 0 | 0 |  | 0 | 0 | 0 | 0 | 0 | 11874.4479 | 9455.9921 | 9622.7293 | 0 | yes | Deficit |  |  | 0 | 0 | 0 | 0 | 0 |  | 0 | 0 | 0 | 0 | 398.6001 | yes |  | 0 | 0 | 0 | 398.6001 | 0 | no | 0 | 0 | 0 | 398.6001 | 0
| 13128.3926 | 0 | yes | Deficit |  |  | 0 | 0 | 0 | 0 | 0 |  | 0 | 0 | 0 | 0 | 4860 | no |  | 0 | 23748.8958 | no | 13128.3926 | 0 | no | no | 0 | 0 | 0 | 0 | 0 |  | 0 | 0 | 0 | 0 | 0 | 13128.3926 | 10342.0839 | 10638.8919 | 0 | yes | Deficit |  |  | 0 | 0 | 0 | 0 | 0 |  | 0 | 0 | 0 | 0 | 719.3546 | yes |  | 0 | 0 | 0 | 719.3546 | 0 | no | 0 | 0 | 0 | 719.3546 | 0
| 14289.4361 | 0 | yes | Deficit |  |  | 0 | 0 | 0 | 0 | 0 |  | 0 | 0 | 0 | 0 | 4860 | no |  | 0 | 24300 | no | 14289.4361 | 0 | no | no | 0 | 0 | 0 | 0 | 0 |  | 0 | 0 | 0 | 0 | 0 | 14289.4361 | 9944.6084 | 11579.7699 | 0 | no | Surplus | yes |  | 0 | 0 | 0 | 694.2835 | 0 | no | 0 | 0 | 0 | 694.2835 | 0 |  |  | 0 | 0 | 0 | 0 | 0 |  | 0 | 0 | 0 | 0 | 0
| 14965.2997 | 0 | yes | Deficit |  |  | 0 | 0 | 0 | 0 | 0 |  | 0 | 0 | 0 | 0 | 4860 | no |  | 0 | 24300 | no | 14965.2997 | 0 | no | no | 0 | 0 | 0 | 0 | 0 |  | 0 | 0 | 0 | 0 | 0 | 14965.2997 | 12638.0465 | 12127.4714 | 0 | yes | Deficit |  |  | 0 | 0 | 0 | 0 | 0 |  | 0 | 0 | 0 | 0 | 1058.2766 | yes |  | 0 | 0 | 0 | 1058.2766 | 0 | no | 0 | 0 | 0 | 1058.2766 | 0
| 11988.5238 | 0 | no | Surplus | yes |  | 0 | 0 | 0 | 2976.7759 | 0 | no | 0 | 0 | 0 | 2976.7759 | 4860 | no | 11988.5238 | 0 | 24300 |  |  | 0 |  |  | 0 | 0 | 0 | 0 | 0 |  | 0 | 0 | 0 | 0 | 0 | 11988.5238 | 9802.893 | 9715.1733 | 0 | no | Surplus | yes |  | 0 | 0 | 0 | 2324.5783 | 0 | no | 0 | 0 | 0 | 2324.5783 | 0 |  |  | 0 | 0 | 0 | 0 | 0 |  | 0 | 0 | 0 | 0 | 0
| 11593.5021 | 0 | no | Surplus | yes |  | 0 | 0 | 0 | 395.0217 | 0 | no | 0 | 0 | 0 | 395.0217 | 4860 | no | 11593.5021 | 0 | 23977.0476 |  |  | 0 |  |  | 0 | 0 | 0 | 0 | 0 |  | 0 | 0 | 0 | 0 | 0 | 11593.5021 | 10445.9051 | 9395.0584 | 0 | yes | Deficit |  |  | 0 | 0 | 0 | 0 | 0 |  | 0 | 0 | 0 | 0 | 730.7318 | yes |  | 0 | 0 | 0 | 730.7318 | 0 | no | 0 | 0 | 0 | 730.7318 | 0
| 10963.206 | 0 | no | Surplus | yes |  | 0 | 0 | 0 | 630.2961 | 0 | no | 0 | 0 | 0 | 630.2961 | 4860 | no | 10963.206 | 0 | 23187.0042 |  |  | 0 |  |  | 0 | 0 | 0 | 0 | 0 |  | 0 | 0 | 0 | 0 | 0 | 10963.206 | 10968.3027 | 8884.2836 | 0 | yes | Deficit |  |  | 0 | 0 | 0 | 0 | 0 |  | 0 | 0 | 0 | 0 | 1573.2442 | yes |  | 0 | 0 | 0 | 1573.2442 | 0 | no | 0 | 0 | 0 | 1573.2442 | 0
| 11520.3086 | 0 | yes | Deficit |  |  | 0 | 0 | 0 | 0 | 0 |  | 0 | 0 | 0 | 0 | 4860 | no |  | 0 | 21926.412 | no | 11520.3086 | 0 | no | no | 0 | 0 | 0 | 0 | 0 |  | 0 | 0 | 0 | 0 | 0 | 11520.3086 | 10944.4216 | 9335.7444 | 0 | yes | Deficit |  |  | 0 | 0 | 0 | 0 | 0 |  | 0 | 0 | 0 | 0 | 2060.138 | yes |  | 0 | 0 | 0 | 2060.138 | 0 | no | 0 | 0 | 0 | 2060.138 | 0
| 11469.9511 | 0 | no | Surplus | yes |  | 0 | 0 | 0 | 50.3575 | 0 | no | 0 | 0 | 0 | 50.3575 | 4860 | no | 11469.9511 | 0 | 23040.6172 |  |  | 0 |  |  | 0 | 0 | 0 | 0 | 0 |  | 0 | 0 | 0 | 0 | 0 | 11469.9511 | 10367.2461 | 9294.936 | 0 | yes | Deficit |  |  | 0 | 0 | 0 | 0 | 0 |  | 0 | 0 | 0 | 0 | 1031.5017 | yes |  | 0 | 0 | 0 | 1031.5017 | 0 | no | 0 | 0 | 0 | 1031.5017 | 0
| 13204.9939 | 0 | yes | Deficit |  |  | 0 | 0 | 0 | 0 | 0 |  | 0 | 0 | 0 | 0 | 4860 | no |  | 0 | 22939.9022 | no | 13204.9939 | 0 | no | no | 0 | 0 | 0 | 0 | 0 |  | 0 | 0 | 0 | 0 | 0 | 13204.9939 | 11616.5998 | 10700.9675 | 0 | yes | Deficit |  |  | 0 | 0 | 0 | 0 | 0 |  | 0 | 0 | 0 | 0 | 2321.6637 | yes |  | 0 | 0 | 0 | 2321.6637 | 0 | no | 0 | 0 | 0 | 2321.6637 | 0
| 14573.5733 | 0 | yes | Deficit |  |  | 0 | 0 | 0 | 0 | 0 |  | 0 | 0 | 0 | 0 | 4860 | no |  | 0 | 24300 | no | 14573.5733 | 0 | no | no | 0 | 0 | 0 | 0 | 0 |  | 0 | 0 | 0 | 0 | 0 | 14573.5733 | 11291.0824 | 11810.0269 | 0 | yes | Deficit |  |  | 0 | 0 | 0 | 0 | 0 |  | 0 | 0 | 0 | 0 | 590.1149 | yes |  | 0 | 0 | 0 | 590.1149 | 0 | no | 0 | 0 | 0 | 590.1149 | 0
| 12932.5923 | 0 | no | Surplus | yes |  | 0 | 0 | 0 | 1640.9809 | 0 | no | 0 | 0 | 0 | 1640.9809 | 4860 | no | 12932.5923 | 0 | 24300 |  |  | 0 |  |  | 0 | 0 | 0 | 0 | 0 |  | 0 | 0 | 0 | 0 | 0 | 12932.5923 | 11061.248 | 10480.2207 | 0 | no | Surplus | yes |  | 0 | 0 | 0 | 748.779 | 0 | no | 0 | 0 | 0 | 748.779 | 0 |  |  | 0 | 0 | 0 | 0 | 0 |  | 0 | 0 | 0 | 0 | 0
| 13559.632 | 0 | yes | Deficit |  |  | 0 | 0 | 0 | 0 | 0 |  | 0 | 0 | 0 | 0 | 4860 | no |  | 0 | 24300 | no | 13559.632 | 0 | no | no | 0 | 0 | 0 | 0 | 0 |  | 0 | 0 | 0 | 0 | 0 | 13559.632 | 10798.0048 | 10988.3566 | 0 | yes | Deficit |  |  | 0 | 0 | 0 | 0 | 0 |  | 0 | 0 | 0 | 0 | 317.7842 | yes |  | 0 | 0 | 0 | 317.7842 | 0 | no | 0 | 0 | 0 | 317.7842 | 0
| 11208.062 | 0 | no | Surplus | yes |  | 0 | 0 | 0 | 2351.5701 | 0 | no | 0 | 0 | 0 | 2351.5701 | 4860 | no | 11208.062 | 0 | 24300 |  |  | 0 |  |  | 0 | 0 | 0 | 0 | 0 |  | 0 | 0 | 0 | 0 | 0 | 11208.062 | 10547.4448 | 9082.7082 | 0 | no | Surplus | yes |  | 0 | 0 | 0 | 440.9118 | 0 | no | 0 | 0 | 0 | 440.9118 | 0 |  |  | 0 | 0 | 0 | 0 | 0 |  | 0 | 0 | 0 | 0 | 0
| 12805.3341 | 0 | yes | Deficit |  |  | 0 | 0 | 0 | 0 | 0 |  | 0 | 0 | 0 | 0 | 4860 | no |  | 0 | 22416.1239 | no | 12805.3341 | 0 | no | no | 0 | 0 | 0 | 0 | 0 |  | 0 | 0 | 0 | 0 | 0 | 12805.3341 | 11006.9205 | 10377.0941 | 0 | yes | Deficit |  |  | 0 | 0 | 0 | 0 | 0 |  | 0 | 0 | 0 | 0 | 1924.2123 | yes |  | 0 | 0 | 0 | 1924.2123 | 0 | no | 0 | 0 | 0 | 1924.2123 | 0
| 11372.6642 | 0 | no | Surplus | yes |  | 0 | 0 | 0 | 1432.67 | 0 | no | 0 | 0 | 0 | 1432.67 | 4860 | no | 11372.6642 | 0 | 24300 |  |  | 0 |  |  | 0 | 0 | 0 | 0 | 0 |  | 0 | 0 | 0 | 0 | 0 | 11372.6642 | 11210.8451 | 9216.0974 | 0 | yes | Deficit |  |  | 0 | 0 | 0 | 0 | 0 |  | 0 | 0 | 0 | 0 | 833.751 | yes |  | 0 | 0 | 0 | 833.751 | 0 | no | 0 | 0 | 0 | 833.751 | 0
| 13925.5389 | 0 | yes | Deficit |  |  | 0 | 0 | 0 | 0 | 0 |  | 0 | 0 | 0 | 0 | 4860 | no |  | 0 | 22745.3283 | no | 13925.5389 | 0 | no | no | 0 | 0 | 0 | 0 | 0 |  | 0 | 0 | 0 | 0 | 0 | 13925.5389 | 11239.3998 | 11284.8775 | 0 | yes | Deficit |  |  | 0 | 0 | 0 | 0 | 0 |  | 0 | 0 | 0 | 0 | 2023.3025 | yes |  | 0 | 0 | 0 | 2023.3025 | 0 | no | 0 | 0 | 0 | 2023.3025 | 0
| 12232.7208 | 0 | no | Surplus | yes |  | 0 | 0 | 0 | 1692.8181 | 0 | no | 0 | 0 | 0 | 1692.8181 | 4860 | no | 12232.7208 | 0 | 24300 |  |  | 0 |  |  | 0 | 0 | 0 | 0 | 0 |  | 0 | 0 | 0 | 0 | 0 | 12232.7208 | 11210.8927 | 9913.0638 | 0 | no | Surplus | yes |  | 0 | 0 | 0 | 73.9848 | 0 | no | 0 | 0 | 0 | 73.9848 | 0 |  |  | 0 | 0 | 0 | 0 | 0 |  | 0 | 0 | 0 | 0 | 0
| 11845.3071 | 0 | no | Surplus | yes |  | 0 | 0 | 0 | 387.4137 | 0 | no | 0 | 0 | 0 | 387.4137 | 4860 | no | 11845.3071 | 0 | 24300 |  |  | 0 |  |  | 0 | 0 | 0 | 0 | 0 |  | 0 | 0 | 0 | 0 | 0 | 11845.3071 | 11399.0606 | 9599.1143 | 0 | yes | Deficit |  |  | 0 | 0 | 0 | 0 | 0 |  | 0 | 0 | 0 | 0 | 1485.9968 | yes |  | 0 | 0 | 0 | 1485.9968 | 0 | no | 0 | 0 | 0 | 1485.9968 | 0
| 10884.6234 | 0 | no | Surplus | yes |  | 0 | 0 | 0 | 960.6837 | 0 | no | 0 | 0 | 0 | 960.6837 | 4860 | no | 10884.6234 | 0 | 23690.6142 |  |  | 0 |  |  | 0 | 0 | 0 | 0 | 0 |  | 0 | 0 | 0 | 0 | 0 | 10884.6234 | 10552.0913 | 8820.6024 | 0 | yes | Deficit |  |  | 0 | 0 | 0 | 0 | 0 |  | 0 | 0 | 0 | 0 | 952.977 | yes |  | 0 | 0 | 0 | 952.977 | 0 | no | 0 | 0 | 0 | 952.977 | 0
| 11147.9258 | 0 | yes | Deficit |  |  | 0 | 0 | 0 | 0 | 0 |  | 0 | 0 | 0 | 0 | 4860 | no |  | 0 | 21769.2467 | no | 11147.9258 | 0 | no | no | 0 | 0 | 0 | 0 | 0 |  | 0 | 0 | 0 | 0 | 0 | 11147.9258 | 10793.0946 | 9033.9755 | 0 | yes | Deficit |  |  | 0 | 0 | 0 | 0 | 0 |  | 0 | 0 | 0 | 0 | 1972.4922 | yes |  | 0 | 0 | 0 | 1972.4922 | 0 | no | 0 | 0 | 0 | 1972.4922 | 0
| 11583.3223 | 0 | yes | Deficit |  |  | 0 | 0 | 0 | 0 | 0 |  | 0 | 0 | 0 | 0 | 4860 | no |  | 0 | 22295.8515 | no | 11583.3223 | 0 | no | no | 0 | 0 | 0 | 0 | 0 |  | 0 | 0 | 0 | 0 | 0 | 11583.3223 | 10755.4045 | 9386.809 | 0 | yes | Deficit |  |  | 0 | 0 | 0 | 0 | 0 |  | 0 | 0 | 0 | 0 | 1721.429 | yes |  | 0 | 0 | 0 | 1721.429 | 0 | no | 0 | 0 | 0 | 1721.429 | 0
| 11565.7094 | 0 | no | Surplus | yes |  | 0 | 0 | 0 | 17.6129 | 0 | no | 0 | 0 | 0 | 17.6129 | 4860 | no | 11565.7094 | 0 | 23166.6446 |  |  | 0 |  |  | 0 | 0 | 0 | 0 | 0 |  | 0 | 0 | 0 | 0 | 0 | 11565.7094 | 10058.3253 | 9372.536 | 0 | yes | Deficit |  |  | 0 | 0 | 0 | 0 | 0 |  | 0 | 0 | 0 | 0 | 671.5163 | yes |  | 0 | 0 | 0 | 671.5163 | 0 | no | 0 | 0 | 0 | 671.5163 | 0
| 13521.648 | 0 | yes | Deficit |  |  | 0 | 0 | 0 | 0 | 0 |  | 0 | 0 | 0 | 0 | 4860 | no |  | 0 | 23131.4188 | no | 13521.648 | 0 | no | no | 0 | 0 | 0 | 0 | 0 |  | 0 | 0 | 0 | 0 | 0 | 13521.648 | 9482.2276 | 10957.5753 | 0 | yes | Deficit |  |  | 0 | 0 | 0 | 0 | 0 |  | 0 | 0 | 0 | 0 | 109.6916 | yes |  | 0 | 0 | 0 | 109.6916 | 0 | no | 0 | 0 | 0 | 109.6916 | 0
| 13214.1259 | 0 | no | Surplus | yes |  | 0 | 0 | 0 | 307.522 | 0 | no | 0 | 0 | 0 | 307.522 | 4860 | no | 13214.1259 | 0 | 24300 |  |  | 0 |  |  | 0 | 0 | 0 | 0 | 0 |  | 0 | 0 | 0 | 0 | 0 | 13214.1259 | 8944.251 | 10708.3678 | 0 | no | Surplus | yes |  | 0 | 0 | 0 | 2013.3243 | 0 | no | 0 | 0 | 0 | 2013.3243 | 0 |  |  | 0 | 0 | 0 | 0 | 0 |  | 0 | 0 | 0 | 0 | 0
| 11230.2289 | 0 | no | Surplus | yes |  | 0 | 0 | 0 | 1983.897 | 0 | no | 0 | 0 | 0 | 1983.897 | 4860 | no | 11230.2289 | 0 | 24300 |  |  | 0 |  |  | 0 | 0 | 0 | 0 | 0 |  | 0 | 0 | 0 | 0 | 0 | 11230.2289 | 9699.046 | 9100.6717 | 0 | no | Surplus | yes |  | 0 | 0 | 0 | 1009.3218 | 0 | no | 0 | 0 | 0 | 1009.3218 | 0 |  |  | 0 | 0 | 0 | 0 | 0 |  | 0 | 0 | 0 | 0 | 0
| 9365.8624 | 0 | no | Surplus | yes |  | 0 | 0 | 0 | 1864.3665 | 0 | no | 0 | 0 | 0 | 1864.3665 | 4860 | no | 9365.8624 | 0 | 22460.4579 |  |  | 0 |  |  | 0 | 0 | 0 | 0 | 0 |  | 0 | 0 | 0 | 0 | 0 | 9365.8624 | 9668.7527 | 7589.8399 | 0 | yes | Deficit |  |  | 0 | 0 | 0 | 0 | 0 |  | 0 | 0 | 0 | 0 | 568.081 | yes |  | 0 | 0 | 0 | 568.081 | 0 | no | 0 | 0 | 0 | 568.081 | 0
| 10108.9105 | 0 | yes | Deficit |  |  | 0 | 0 | 0 | 0 | 0 |  | 0 | 0 | 0 | 0 | 4860 | no |  | 0 | 18731.7248 | no | 10108.9105 | 0 | no | no | 0 | 0 | 0 | 0 | 0 |  | 0 | 0 | 0 | 0 | 0 | 10108.9105 | 9603.7625 | 8191.9858 | 0 | yes | Deficit |  |  | 0 | 0 | 0 | 0 | 0 |  | 0 | 0 | 0 | 0 | 2013.9226 | yes |  | 0 | 0 | 0 | 2013.9226 | 0 | no | 0 | 0 | 0 | 2013.9226 | 0
| 9511.7504 | 0 | no | Surplus | yes |  | 0 | 0 | 0 | 597.1601 | 0 | no | 0 | 0 | 0 | 597.1601 | 4860 | no | 9511.7504 | 0 | 20217.8209 |  |  | 0 |  |  | 0 | 0 | 0 | 0 | 0 |  | 0 | 0 | 0 | 0 | 0 | 9511.7504 | 9716.3956 | 7708.0635 | 0 | yes | Deficit |  |  | 0 | 0 | 0 | 0 | 0 |  | 0 | 0 | 0 | 0 | 1524.4098 | yes |  | 0 | 0 | 0 | 1524.4098 | 0 | no | 0 | 0 | 0 | 1524.4098 | 0
| 9198.043 | 0 | no | Surplus | yes |  | 0 | 0 | 0 | 313.7074 | 0 | no | 0 | 0 | 0 | 313.7074 | 4860 | no | 9198.043 | 0 | 19023.5008 |  |  | 0 |  |  | 0 | 0 | 0 | 0 | 0 |  | 0 | 0 | 0 | 0 | 0 | 9198.043 | 9781.4892 | 7453.8436 | 0 | yes | Deficit |  |  | 0 | 0 | 0 | 0 | 0 |  | 0 | 0 | 0 | 0 | 2073.4257 | yes |  | 0 | 0 | 0 | 2073.4257 | 0 | no | 0 | 0 | 0 | 2073.4257 | 0
| 10868.1276 | 0 | yes | Deficit |  |  | 0 | 0 | 0 | 0 | 0 |  | 0 | 0 | 0 | 0 | 4860 | no |  | 0 | 18396.0859 | no | 10868.1276 | 0 | no | no | 0 | 0 | 0 | 0 | 0 |  | 0 | 0 | 0 | 0 | 0 | 10868.1276 | 9582.8147 | 8807.2347 | 0 | yes | Deficit |  |  | 0 | 0 | 0 | 0 | 0 |  | 0 | 0 | 0 | 0 | 2128.9712 | yes |  | 0 | 0 | 0 | 2128.9712 | 0 | no | 0 | 0 | 0 | 2128.9712 | 0
| 12028.323 | 0 | yes | Deficit |  |  | 0 | 0 | 0 | 0 | 0 |  | 0 | 0 | 0 | 0 | 4860 | no |  | 0 | 21736.2552 | no | 12028.323 | 0 | no | no | 0 | 0 | 0 | 0 | 0 |  | 0 | 0 | 0 | 0 | 0 | 12028.323 | 9375.4756 | 9747.4255 | 0 | yes | Deficit |  |  | 0 | 0 | 0 | 0 | 0 |  | 0 | 0 | 0 | 0 | 568.2409 | yes |  | 0 | 0 | 0 | 568.2409 | 0 | no | 0 | 0 | 0 | 568.2409 | 0
| 11794.385 | 0 | no | Surplus | yes |  | 0 | 0 | 0 | 233.938 | 0 | no | 0 | 0 | 0 | 233.938 | 4860 | no | 11794.385 | 0 | 24056.6461 |  |  | 0 |  |  | 0 | 0 | 0 | 0 | 0 |  | 0 | 0 | 0 | 0 | 0 | 11794.385 | 9041.3582 | 9557.8485 | 0 | no | Surplus | yes |  | 0 | 0 | 0 | 706.0672 | 0 | no | 0 | 0 | 0 | 706.0672 | 0 |  |  | 0 | 0 | 0 | 0 | 0 |  | 0 | 0 | 0 | 0 | 0
| 13639.5613 | 0 | yes | Deficit |  |  | 0 | 0 | 0 | 0 | 0 |  | 0 | 0 | 0 | 0 | 4860 | no |  | 0 | 23588.77 | no | 13639.5613 | 0 | no | no | 0 | 0 | 0 | 0 | 0 |  | 0 | 0 | 0 | 0 | 0 | 13639.5613 | 9895.1953 | 11053.1291 | 0 | yes | Deficit |  |  | 0 | 0 | 0 | 0 | 0 |  | 0 | 0 | 0 | 0 | 337.3469 | yes |  | 0 | 0 | 0 | 337.3469 | 0 | no | 0 | 0 | 0 | 337.3469 | 0
| 14329.5518 | 0 | yes | Deficit |  |  | 0 | 0 | 0 | 0 | 0 |  | 0 | 0 | 0 | 0 | 4860 | no |  | 0 | 24300 | no | 14329.5518 | 0 | no | no | 0 | 0 | 0 | 0 | 0 |  | 0 | 0 | 0 | 0 | 0 | 14329.5518 | 11163.0535 | 11612.2786 | 0 | yes | Deficit |  |  | 0 | 0 | 0 | 0 | 0 |  | 0 | 0 | 0 | 0 | 109.9243 | yes |  | 0 | 0 | 0 | 109.9243 | 0 | no | 0 | 0 | 0 | 109.9243 | 0
| 11706.9973 | 0 | no | Surplus | yes |  | 0 | 0 | 0 | 2622.5545 | 0 | no | 0 | 0 | 0 | 2622.5545 | 4860 | no | 11706.9973 | 0 | 24300 |  |  | 0 |  |  | 0 | 0 | 0 | 0 | 0 |  | 0 | 0 | 0 | 0 | 0 | 11706.9973 | 10947.2884 | 9487.0319 | 0 | no | Surplus | yes |  | 0 | 0 | 0 | 664.9902 | 0 | no | 0 | 0 | 0 | 664.9902 | 0 |  |  | 0 | 0 | 0 | 0 | 0 |  | 0 | 0 | 0 | 0 | 0
| 11505.5117 | 0 | no | Surplus | yes |  | 0 | 0 | 0 | 201.4856 | 0 | no | 0 | 0 | 0 | 201.4856 | 4860 | no | 11505.5117 | 0 | 23413.9946 |  |  | 0 |  |  | 0 | 0 | 0 | 0 | 0 |  | 0 | 0 | 0 | 0 | 0 | 11505.5117 | 9630.4944 | 9323.7534 | 0 | yes | Deficit |  |  | 0 | 0 | 0 | 0 | 0 |  | 0 | 0 | 0 | 0 | 143.4625 | yes |  | 0 | 0 | 0 | 143.4625 | 0 | no | 0 | 0 | 0 | 143.4625 | 0
| 10345.2764 | 0 | no | Surplus | yes |  | 0 | 0 | 0 | 1160.2353 | 0 | no | 0 | 0 | 0 | 1160.2353 | 4860 | no | 10345.2764 | 0 | 23011.0235 |  |  | 0 |  |  | 0 | 0 | 0 | 0 | 0 |  | 0 | 0 | 0 | 0 | 0 | 10345.2764 | 9799.0867 | 8383.5303 | 0 | yes | Deficit |  |  | 0 | 0 | 0 | 0 | 0 |  | 0 | 0 | 0 | 0 | 475.3333 | yes |  | 0 | 0 | 0 | 475.3333 | 0 | no | 0 | 0 | 0 | 475.3333 | 0
| 12067.7119 | 0 | yes | Deficit |  |  | 0 | 0 | 0 | 0 | 0 |  | 0 | 0 | 0 | 0 | 4860 | no |  | 0 | 20690.5528 | no | 12067.7119 | 0 | no | no | 0 | 0 | 0 | 0 | 0 |  | 0 | 0 | 0 | 0 | 0 | 12067.7119 | 9896.8151 | 9779.3451 | 0 | yes | Deficit |  |  | 0 | 0 | 0 | 0 | 0 |  | 0 | 0 | 0 | 0 | 1513.2848 | yes |  | 0 | 0 | 0 | 1513.2848 | 0 | no | 0 | 0 | 0 | 1513.2848 | 0
| 13424.6291 | 0 | yes | Deficit |  |  | 0 | 0 | 0 | 0 | 0 |  | 0 | 0 | 0 | 0 | 4860 | no |  | 0 | 24135.4238 | no | 13424.6291 | 0 | no | no | 0 | 0 | 0 | 0 | 0 |  | 0 | 0 | 0 | 0 | 0 | 13424.6291 | 9755.0984 | 10878.9539 | 0 | no | Surplus | yes |  | 0 | 0 | 0 | 24.2467 | 0 | no | 0 | 0 | 0 | 24.2467 | 0 |  |  | 0 | 0 | 0 | 0 | 0 |  | 0 | 0 | 0 | 0 | 0
| 14712.9631 | 0 | yes | Deficit |  |  | 0 | 0 | 0 | 0 | 0 |  | 0 | 0 | 0 | 0 | 4860 | no |  | 0 | 24300 | no | 14712.9631 | 0 | no | no | 0 | 0 | 0 | 0 | 0 |  | 0 | 0 | 0 | 0 | 0 | 14712.9631 | 10043.6998 | 11922.9846 | 0 | no | Surplus | yes |  | 0 | 0 | 0 | 835.2541 | 0 | no | 0 | 0 | 0 | 835.2541 | 0 |  |  | 0 | 0 | 0 | 0 | 0 |  | 0 | 0 | 0 | 0 | 0
| 13507.1033 | 0 | no | Surplus | yes |  | 0 | 0 | 0 | 1205.8597 | 0 | no | 0 | 0 | 0 | 1205.8597 | 4860 | no | 13507.1033 | 0 | 24300 |  |  | 0 |  |  | 0 | 0 | 0 | 0 | 0 |  | 0 | 0 | 0 | 0 | 0 | 13507.1033 | 9881.6067 | 10945.7888 | 0 | no | Surplus | yes |  | 0 | 0 | 0 | 2041.378 | 0 | no | 0 | 0 | 0 | 2041.378 | 0 |  |  | 0 | 0 | 0 | 0 | 0 |  | 0 | 0 | 0 | 0 | 0
| 12309.5586 | 0 | no | Surplus | yes |  | 0 | 0 | 0 | 1197.5447 | 0 | no | 0 | 0 | 0 | 1197.5447 | 4860 | no | 12309.5586 | 0 | 24300 |  |  | 0 |  |  | 0 | 0 | 0 | 0 | 0 |  | 0 | 0 | 0 | 0 | 0 | 12309.5586 | 9746.3823 | 9975.3311 | 0 | no | Surplus | yes |  | 0 | 0 | 0 | 1199.4064 | 0 | no | 0 | 0 | 0 | 1199.4064 | 0 |  |  | 0 | 0 | 0 | 0 | 0 |  | 0 | 0 | 0 | 0 | 0
| 13588.6406 | 0 | yes | Deficit |  |  | 0 | 0 | 0 | 0 | 0 |  | 0 | 0 | 0 | 0 | 4860 | no |  | 0 | 24300 | no | 13588.6406 | 0 | no | no | 0 | 0 | 0 | 0 | 0 |  | 0 | 0 | 0 | 0 | 0 | 13588.6406 | 9778.6683 | 11011.8643 | 0 | no | Surplus | yes |  | 0 | 0 | 0 | 196.6628 | 0 | no | 0 | 0 | 0 | 196.6628 | 0 |  |  | 0 | 0 | 0 | 0 | 0 |  | 0 | 0 | 0 | 0 | 0
| 12830.7912 | 0 | no | Surplus | yes |  | 0 | 0 | 0 | 757.8494 | 0 | no | 0 | 0 | 0 | 757.8494 | 4860 | no | 12830.7912 | 0 | 24300 |  |  | 0 |  |  | 0 | 0 | 0 | 0 | 0 |  | 0 | 0 | 0 | 0 | 0 | 12830.7912 | 9883.5592 | 10397.7238 | 0 | no | Surplus | yes |  | 0 | 0 | 0 | 1128.3052 | 0 | no | 0 | 0 | 0 | 1128.3052 | 0 |  |  | 0 | 0 | 0 | 0 | 0 |  | 0 | 0 | 0 | 0 | 0
| 12680.0009 | 0 | no | Surplus | yes |  | 0 | 0 | 0 | 150.7903 | 0 | no | 0 | 0 | 0 | 150.7903 | 4860 | no | 12680.0009 | 0 | 24300 |  |  | 0 |  |  | 0 | 0 | 0 | 0 | 0 |  | 0 | 0 | 0 | 0 | 0 | 12680.0009 | 9860.467 | 10275.5275 | 0 | no | Surplus | yes |  | 0 | 0 | 0 | 537.2568 | 0 | no | 0 | 0 | 0 | 537.2568 | 0 |  |  | 0 | 0 | 0 | 0 | 0 |  | 0 | 0 | 0 | 0 | 0
| 12418.2171 | 0 | no | Surplus | yes |  | 0 | 0 | 0 | 261.7839 | 0 | no | 0 | 0 | 0 | 261.7839 | 4860 | no | 12418.2171 | 0 | 24300 |  |  | 0 |  |  | 0 | 0 | 0 | 0 | 0 |  | 0 | 0 | 0 | 0 | 0 | 12418.2171 | 11594.5207 | 10063.385 | 0 | yes | Deficit |  |  | 0 | 0 | 0 | 0 | 0 |  | 0 | 0 | 0 | 0 | 1318.9932 | yes |  | 0 | 0 | 0 | 1318.9932 | 0 | no | 0 | 0 | 0 | 1318.9932 | 0
| 12947.2362 | 0 | yes | Deficit |  |  | 0 | 0 | 0 | 0 | 0 |  | 0 | 0 | 0 | 0 | 4860 | no |  | 0 | 24300 | no | 12947.2362 | 0 | no | no | 0 | 0 | 0 | 0 | 0 |  | 0 | 0 | 0 | 0 | 0 | 12947.2362 | 10114.1847 | 10492.0877 | 0 | yes | Deficit |  |  | 0 | 0 | 0 | 0 | 0 |  | 0 | 0 | 0 | 0 | 50.7997 | yes |  | 0 | 0 | 0 | 50.7997 | 0 | no | 0 | 0 | 0 | 50.7997 | 0
| 15741.6666 | 0 | yes | Deficit |  |  | 0 | 0 | 0 | 0 | 0 |  | 0 | 0 | 0 | 0 | 4860 | no |  | 0 | 24300 | no | 15741.6666 | 0 | no | no | 0 | 0 | 0 | 0 | 0 |  | 0 | 0 | 0 | 0 | 0 | 15741.6666 | 9816.7223 | 12756.618 | 0 | no | Surplus | yes |  | 0 | 0 | 0 | 675.3653 | 0 | no | 0 | 0 | 0 | 675.3653 | 0 |  |  | 0 | 0 | 0 | 0 | 0 |  | 0 | 0 | 0 | 0 | 0
| 14001.4005 | 0 | no | Surplus | yes |  | 0 | 0 | 0 | 1740.2661 | 0 | no | 0 | 0 | 0 | 1740.2661 | 4860 | no | 14001.4005 | 0 | 24300 |  |  | 0 |  |  | 0 | 0 | 0 | 0 | 0 |  | 0 | 0 | 0 | 0 | 0 | 14001.4005 | 10255.3876 | 11346.3537 | 0 | no | Surplus | yes |  | 0 | 0 | 0 | 2501.2304 | 0 | no | 0 | 0 | 0 | 2501.2304 | 0 |  |  | 0 | 0 | 0 | 0 | 0 |  | 0 | 0 | 0 | 0 | 0
| 12995.5988 | 0 | no | Surplus | yes |  | 0 | 0 | 0 | 1005.8017 | 0 | no | 0 | 0 | 0 | 1005.8017 | 4860 | no | 12995.5988 | 0 | 24300 |  |  | 0 |  |  | 0 | 0 | 0 | 0 | 0 |  | 0 | 0 | 0 | 0 | 0 | 12995.5988 | 10134.8749 | 10531.2794 | 0 | no | Surplus | yes |  | 0 | 0 | 0 | 1211.4788 | 0 | no | 0 | 0 | 0 | 1211.4788 | 0 |  |  | 0 | 0 | 0 | 0 | 0 |  | 0 | 0 | 0 | 0 | 0
| 12124.5335 | 0 | no | Surplus | yes |  | 0 | 0 | 0 | 871.0652 | 0 | no | 0 | 0 | 0 | 871.0652 | 4860 | no | 12124.5335 | 0 | 24300 |  |  | 0 |  |  | 0 | 0 | 0 | 0 | 0 |  | 0 | 0 | 0 | 0 | 0 | 12124.5335 | 10351.7025 | 9825.3918 | 0 | no | Surplus | yes |  | 0 | 0 | 0 | 179.5769 | 0 | no | 0 | 0 | 0 | 179.5769 | 0 |  |  | 0 | 0 | 0 | 0 | 0 |  | 0 | 0 | 0 | 0 | 0
| 8279.285 | 0 | no | Surplus | yes |  | 0 | 0 | 0 | 3845.2485 | 0 | no | 0 | 0 | 0 | 3845.2485 | 4860 | no | 8279.285 | 0 | 24249.0671 |  |  | 0 |  |  | 0 | 0 | 0 | 0 | 0 |  | 0 | 0 | 0 | 0 | 0 | 8279.285 | 10140.0122 | 6709.3072 | 0 | yes | Deficit |  |  | 0 | 0 | 0 | 0 | 0 |  | 0 | 0 | 0 | 0 | 314.6204 | yes |  | 0 | 0 | 0 | 314.6204 | 0 | no | 0 | 0 | 0 | 314.6204 | 0
| 8719.0342 | 0 | yes | Deficit |  |  | 0 | 0 | 0 | 0 | 0 |  | 0 | 0 | 0 | 0 | 4860 | no |  | 0 | 16558.5701 | no | 8719.0342 | 0 | no | no | 0 | 0 | 0 | 0 | 0 |  | 0 | 0 | 0 | 0 | 0 | 8719.0342 | 10238.4078 | 7065.6679 | 0 | yes | Deficit |  |  | 0 | 0 | 0 | 0 | 0 |  | 0 | 0 | 0 | 0 | 3529.1006 | yes |  | 0 | 0 | 0 | 3529.1006 | 0 | no | 0 | 0 | 0 | 3529.1006 | 0
| 6905.3987 | 0 | no | Surplus | yes |  | 0 | 0 | 0 | 1813.6355 | 0 | no | 0 | 0 | 0 | 1813.6355 | 4860 | no | 6905.3987 | 0 | 17438.0684 |  |  | 0 |  |  | 0 | 0 | 0 | 0 | 0 |  | 0 | 0 | 0 | 0 | 0 | 6905.3987 | 10304.5323 | 5595.9471 | 0 | yes | Deficit |  |  | 0 | 0 | 0 | 0 | 0 |  | 0 | 0 | 0 | 0 | 3238.8644 | yes |  | 0 | 0 | 0 | 3238.8644 | 0 | no | 0 | 0 | 0 | 3238.8644 | 0
| 8579.7659 | 0 | yes | Deficit |  |  | 0 | 0 | 0 | 0 | 0 |  | 0 | 0 | 0 | 0 | 4860 | no |  | 0 | 13810.7974 | no | 8579.7659 | 0 | no | no | 0 | 0 | 0 | 0 | 0 |  | 0 | 0 | 0 | 0 | 0 | 8579.7659 | 10526.3183 | 6952.8087 | 0 | yes | Deficit |  |  | 0 | 0 | 0 | 0 | 0 |  | 0 | 0 | 0 | 0 | 4930.3712 | yes |  | 0 | 0 | 0 | 4930.3712 | 0 | no | 0 | 0 | 0 | 4930.3712 | 0
| 9411.5004 | 0 | yes | Deficit |  |  | 0 | 0 | 0 | 0 | 0 |  | 0 | 0 | 0 | 0 | 4860 | no |  | 0 | 17159.5319 | no | 9411.5004 | 0 | no | no | 0 | 0 | 0 | 0 | 0 |  | 0 | 0 | 0 | 0 | 0 | 9411.5004 | 10528.3236 | 7626.8236 | 0 | yes | Deficit |  |  | 0 | 0 | 0 | 0 | 0 |  | 0 | 0 | 0 | 0 | 3575.5149 | yes |  | 0 | 0 | 0 | 3575.5149 | 0 | no | 0 | 0 | 0 | 3575.5149 | 0
| 10595.4321 | 0 | yes | Deficit |  |  | 0 | 0 | 0 | 0 | 0 |  | 0 | 0 | 0 | 0 | 4860 | no |  | 0 | 18823.0007 | no | 10595.4321 | 0 | no | no | 0 | 0 | 0 | 0 | 0 |  | 0 | 0 | 0 | 0 | 0 | 10595.4321 | 11088.2117 | 8586.2497 | 0 | yes | Deficit |  |  | 0 | 0 | 0 | 0 | 0 |  | 0 | 0 | 0 | 0 | 3461.3881 | yes |  | 0 | 0 | 0 | 3461.3881 | 0 | no | 0 | 0 | 0 | 3461.3881 | 0
| 11389.2487 | 0 | yes | Deficit |  |  | 0 | 0 | 0 | 0 | 0 |  | 0 | 0 | 0 | 0 | 4860 | no |  | 0 | 21190.8642 | no | 11389.2487 | 0 | no | no | 0 | 0 | 0 | 0 | 0 |  | 0 | 0 | 0 | 0 | 0 | 11389.2487 | 13041.1189 | 9229.537 | 0 | yes | Deficit |  |  | 0 | 0 | 0 | 0 | 0 |  | 0 | 0 | 0 | 0 | 4454.8692 | yes |  | 0 | 0 | 0 | 4454.8692 | 0 | no | 0 | 0 | 0 | 4454.8692 | 0
| 11977.3165 | 0 | yes | Deficit |  |  | 0 | 0 | 0 | 0 | 0 |  | 0 | 0 | 0 | 0 | 4860 | no |  | 0 | 22778.4974 | no | 11977.3165 | 0 | no | no | 0 | 0 | 0 | 0 | 0 |  | 0 | 0 | 0 | 0 | 0 | 11977.3165 | 13143.5392 | 9706.0912 | 0 | yes | Deficit |  |  | 0 | 0 | 0 | 0 | 0 |  | 0 | 0 | 0 | 0 | 3914.0022 | yes |  | 0 | 0 | 0 | 3914.0022 | 0 | no | 0 | 0 | 0 | 3914.0022 | 0
| 10810.5936 | 0 | no | Surplus | yes |  | 0 | 0 | 0 | 1166.7229 | 0 | no | 0 | 0 | 0 | 1166.7229 | 4860 | no | 10810.5936 | 0 | 23954.6331 |  |  | 0 |  |  | 0 | 0 | 0 | 0 | 0 |  | 0 | 0 | 0 | 0 | 0 | 10810.5936 | 13049.7899 | 8760.6107 | 0 | yes | Deficit |  |  | 0 | 0 | 0 | 0 | 0 |  | 0 | 0 | 0 | 0 | 3343.6987 | yes |  | 0 | 0 | 0 | 3343.6987 | 0 | no | 0 | 0 | 0 | 3343.6987 | 0
| 11147.7585 | 0 | yes | Deficit |  |  | 0 | 0 | 0 | 0 | 0 |  | 0 | 0 | 0 | 0 | 4860 | no |  | 0 | 21621.1872 | no | 11147.7585 | 0 | no | no | 0 | 0 | 0 | 0 | 0 |  | 0 | 0 | 0 | 0 | 0 | 11147.7585 | 12425.9267 | 9033.84 | 0 | yes | Deficit |  |  | 0 | 0 | 0 | 0 | 0 |  | 0 | 0 | 0 | 0 | 3665.316 | yes |  | 0 | 0 | 0 | 3665.316 | 0 | no | 0 | 0 | 0 | 3665.316 | 0
| 9478.7629 | 0 | no | Surplus | yes |  | 0 | 0 | 0 | 1668.9956 | 0 | no | 0 | 0 | 0 | 1668.9956 | 4860 | no | 9478.7629 | 0 | 22295.517 |  |  | 0 |  |  | 0 | 0 | 0 | 0 | 0 |  | 0 | 0 | 0 | 0 | 0 | 9478.7629 | 12361.597 | 7681.3313 | 0 | yes | Deficit |  |  | 0 | 0 | 0 | 0 | 0 |  | 0 | 0 | 0 | 0 | 3327.757 | yes |  | 0 | 0 | 0 | 3327.757 | 0 | no | 0 | 0 | 0 | 3327.757 | 0
| 11714.7537 | 0 | yes | Deficit |  |  | 0 | 0 | 0 | 0 | 0 |  | 0 | 0 | 0 | 0 | 4860 | no |  | 0 | 18957.5257 | no | 11714.7537 | 0 | no | no | 0 | 0 | 0 | 0 | 0 |  | 0 | 0 | 0 | 0 | 0 | 11714.7537 | 14081.9796 | 9493.3174 | 0 | yes | Deficit |  |  | 0 | 0 | 0 | 0 | 0 |  | 0 | 0 | 0 | 0 | 6400.6482 | yes |  | 0 | 0 | 0 | 6400.6482 | 0 | no | 0 | 0 | 0 | 6400.6482 | 0
| 11411.8828 | 0 | no | Surplus | yes |  | 0 | 0 | 0 | 302.8709 | 0 | no | 0 | 0 | 0 | 302.8709 | 4860 | no | 11411.8828 | 0 | 23429.5074 |  |  | 0 |  |  | 0 | 0 | 0 | 0 | 0 |  | 0 | 0 | 0 | 0 | 0 | 11411.8828 | 12322.4372 | 9247.8791 | 0 | yes | Deficit |  |  | 0 | 0 | 0 | 0 | 0 |  | 0 | 0 | 0 | 0 | 2829.1198 | yes |  | 0 | 0 | 0 | 2829.1198 | 0 | no | 0 | 0 | 0 | 2829.1198 | 0
| 7435.7779 | 0 | no | Surplus | yes |  | 0 | 0 | 0 | 3976.1049 | 0 | no | 0 | 0 | 0 | 3976.1049 | 4860 | no | 7435.7779 | 0 | 22823.7657 |  |  | 0 |  |  | 0 | 0 | 0 | 0 | 0 |  | 0 | 0 | 0 | 0 | 0 | 7435.7779 | 11591.7315 | 6025.7519 | 0 | yes | Deficit |  |  | 0 | 0 | 0 | 0 | 0 |  | 0 | 0 | 0 | 0 | 2343.8524 | yes |  | 0 | 0 | 0 | 2343.8524 | 0 | no | 0 | 0 | 0 | 2343.8524 | 0
| 7993.0505 | 0 | yes | Deficit |  |  | 0 | 0 | 0 | 0 | 0 |  | 0 | 0 | 0 | 0 | 4860 | no |  | 0 | 14871.5558 | no | 7993.0505 | 0 | no | no | 0 | 0 | 0 | 0 | 0 |  | 0 | 0 | 0 | 0 | 0 | 7993.0505 | 10672.4709 | 6477.3505 | 0 | yes | Deficit |  |  | 0 | 0 | 0 | 0 | 0 |  | 0 | 0 | 0 | 0 | 4646.719 | yes |  | 0 | 0 | 0 | 4646.719 | 0 | no | 0 | 0 | 0 | 4646.719 | 0
| 8279.1532 | 0 | yes | Deficit |  |  | 0 | 0 | 0 | 0 | 0 |  | 0 | 0 | 0 | 0 | 4860 | no |  | 0 | 15986.1011 | no | 8279.1532 | 0 | no | no | 0 | 0 | 0 | 0 | 0 |  | 0 | 0 | 0 | 0 | 0 | 8279.1532 | 11155.5721 | 6709.2003 | 0 | yes | Deficit |  |  | 0 | 0 | 0 | 0 | 0 |  | 0 | 0 | 0 | 0 | 4678.2216 | yes |  | 0 | 0 | 0 | 4678.2216 | 0 | no | 0 | 0 | 0 | 4678.2216 | 0
| 7110.2446 | 0 | no | Surplus | yes |  | 0 | 0 | 0 | 1168.9085 | 0 | no | 0 | 0 | 0 | 1168.9085 | 4860 | no | 7110.2446 | 0 | 16558.3063 |  |  | 0 |  |  | 0 | 0 | 0 | 0 | 0 |  | 0 | 0 | 0 | 0 | 0 | 7110.2446 | 11313.533 | 5761.9486 | 0 | yes | Deficit |  |  | 0 | 0 | 0 | 0 | 0 |  | 0 | 0 | 0 | 0 | 4604.3327 | yes |  | 0 | 0 | 0 | 4604.3327 | 0 | no | 0 | 0 | 0 | 4604.3327 | 0
| 7381.2744 | 0 | yes | Deficit |  |  | 0 | 0 | 0 | 0 | 0 |  | 0 | 0 | 0 | 0 | 4860 | no |  | 0 | 14220.4892 | no | 7381.2744 | 0 | no | no | 0 | 0 | 0 | 0 | 0 |  | 0 | 0 | 0 | 0 | 0 | 7381.2744 | 11155.4305 | 5981.5838 | 0 | yes | Deficit |  |  | 0 | 0 | 0 | 0 | 0 |  | 0 | 0 | 0 | 0 | 5393.4818 | yes |  | 0 | 0 | 0 | 5393.4818 | 0 | no | 0 | 0 | 0 | 5393.4818 | 0
| 8425.1687 | 0 | yes | Deficit |  |  | 0 | 0 | 0 | 0 | 0 |  | 0 | 0 | 0 | 0 | 4860 | no |  | 0 | 14762.5487 | no | 8425.1687 | 0 | no | no | 0 | 0 | 0 | 0 | 0 |  | 0 | 0 | 0 | 0 | 0 | 8425.1687 | 10814.0768 | 6827.5273 | 0 | yes | Deficit |  |  | 0 | 0 | 0 | 0 | 0 |  | 0 | 0 | 0 | 0 | 4832.493 | yes |  | 0 | 0 | 0 | 4832.493 | 0 | no | 0 | 0 | 0 | 4832.493 | 0
| 6868.9946 | 0 | no | Surplus | yes |  | 0 | 0 | 0 | 1556.1741 | 0 | no | 0 | 0 | 0 | 1556.1741 | 4860 | no | 6868.9946 | 0 | 16850.3375 |  |  | 0 |  |  | 0 | 0 | 0 | 0 | 0 |  | 0 | 0 | 0 | 0 | 0 | 6868.9946 | 11792.1744 | 5566.4462 | 0 | yes | Deficit |  |  | 0 | 0 | 0 | 0 | 0 |  | 0 | 0 | 0 | 0 | 4964.647 | yes |  | 0 | 0 | 0 | 4964.647 | 0 | no | 0 | 0 | 0 | 4964.647 | 0
| 5505.6202 | 0 | no | Surplus | yes |  | 0 | 0 | 0 | 1363.3744 | 0 | no | 0 | 0 | 0 | 1363.3744 | 4860 | no | 5505.6202 | 0 | 13737.9893 |  |  | 0 |  |  | 0 | 0 | 0 | 0 | 0 |  | 0 | 0 | 0 | 0 | 0 | 5505.6202 | 11777.512 | 4461.6047 | 0 | yes | Deficit |  |  | 0 | 0 | 0 | 0 | 0 |  | 0 | 0 | 0 | 0 | 6211.0658 | yes |  | 0 | 0 | 0 | 6211.0658 | 0 | no | 0 | 0 | 0 | 6211.0658 | 0
| 3576.0413 | 0 | no | Surplus | yes |  | 0 | 0 | 0 | 1929.579 | 0 | no | 0 | 0 | 0 | 1929.579 | 4860 | yes | 4860 | 1283.9587 | 11011.2405 |  |  | 0 |  |  | 0 | 0 | 0 | 0 | 0 |  | 0 | 0 | 0 | 0 | 0 | 4860 | 12021.3924 | 3938.4117 | 0 | yes | Deficit |  |  | 0 | 0 | 0 | 0 | 0 |  | 0 | 0 | 0 | 0 | 7559.7877 | yes |  | 0 | 0 | 0 | 7559.7877 | 0 | no | 0 | 0 | 0 | 7559.7877 | 0
| 3680.8032 | 0 | no | Surplus | yes |  | 0 | 0 | 0 | 1179.1968 | 0 | no | 0 | 0 | 0 | 1179.1968 | 4860 | yes | 4860 | 1179.1968 | 9720 |  |  | 0 |  |  | 0 | 0 | 0 | 0 | 0 |  | 0 | 0 | 0 | 0 | 0 | 4860 | 12117.2514 | 3938.4117 | 0 | yes | Deficit |  |  | 0 | 0 | 0 | 0 | 0 |  | 0 | 0 | 0 | 0 | 8178.8397 | yes |  | 0 | 0 | 0 | 8178.8397 | 0 | no | 0 | 0 | 0 | 8178.8397 | 0
| 1039.2721 | 0 | no | Surplus | yes |  | 0 | 0 | 0 | 3820.7279 | 0 | no | 0 | 0 | 0 | 3820.7279 | 4860 | yes | 4860 | 3820.7279 | 9720 |  |  | 0 |  |  | 0 | 0 | 0 | 0 | 0 |  | 0 | 0 | 0 | 0 | 0 | 4860 | 12275.4236 | 3938.4117 | 0 | yes | Deficit |  |  | 0 | 0 | 0 | 0 | 0 |  | 0 | 0 | 0 | 0 | 8337.0119 | yes |  | 0 | 0 | 0 | 8337.0119 | 0 | no | 0 | 0 | 0 | 8337.0119 | 0
| 2056.7445 | 0 | no | Surplus | yes |  | 0 | 0 | 0 | 2803.2555 | 0 | no | 0 | 0 | 0 | 2803.2555 | 4860 | yes | 4860 | 2803.2555 | 9720 |  |  | 0 |  |  | 0 | 0 | 0 | 0 | 0 |  | 0 | 0 | 0 | 0 | 0 | 4860 | 12734.623 | 3938.4117 | 0 | yes | Deficit |  |  | 0 | 0 | 0 | 0 | 0 |  | 0 | 0 | 0 | 0 | 8796.2113 | yes |  | 0 | 0 | 0 | 8796.2113 | 0 | no | 0 | 0 | 0 | 8796.2113 | 0
| 2181.9069 | 0 | no | Surplus | yes |  | 0 | 0 | 0 | 2678.0931 | 0 | no | 0 | 0 | 0 | 2678.0931 | 4860 | yes | 4860 | 2678.0931 | 9720 |  |  | 0 |  |  | 0 | 0 | 0 | 0 | 0 |  | 0 | 0 | 0 | 0 | 0 | 4860 | 12423.1162 | 3938.4117 | 0 | yes | Deficit |  |  | 0 | 0 | 0 | 0 | 0 |  | 0 | 0 | 0 | 0 | 8484.7046 | yes |  | 0 | 0 | 0 | 8484.7046 | 0 | no | 0 | 0 | 0 | 8484.7046 | 0
| 2711.6336 | 0 | no | Surplus | yes |  | 0 | 0 | 0 | 2148.3664 | 0 | no | 0 | 0 | 0 | 2148.3664 | 4860 | yes | 4860 | 2148.3664 | 9720 |  |  | 0 |  |  | 0 | 0 | 0 | 0 | 0 |  | 0 | 0 | 0 | 0 | 0 | 4860 | 12596.3812 | 3938.4117 | 0 | yes | Deficit |  |  | 0 | 0 | 0 | 0 | 0 |  | 0 | 0 | 0 | 0 | 8657.9695 | yes |  | 0 | 0 | 0 | 8657.9695 | 0 | no | 0 | 0 | 0 | 8657.9695 | 0
| 7047.6604 | 0 | yes | Deficit |  |  | 0 | 0 | 0 | 0 | 0 |  | 0 | 0 | 0 | 0 | 4860 | no |  | 0 | 9720 | no | 7047.6604 | 0 | no | no | 0 | 0 | 0 | 0 | 0 |  | 0 | 0 | 0 | 0 | 0 | 7047.6604 | 12887.8169 | 5711.2321 | 0 | yes | Deficit |  |  | 0 | 0 | 0 | 0 | 0 |  | 0 | 0 | 0 | 0 | 8949.4053 | yes |  | 0 | 0 | 0 | 8949.4053 | 0 | no | 0 | 0 | 0 | 8949.4053 | 0
| 1054.4765 | 0 | no | Surplus | yes |  | 0 | 0 | 0 | 5993.1838 | 0 | no | 0 | 0 | 0 | 5993.1838 | 4860 | yes | 4860 | 3805.5235 | 14095.3207 |  |  | 0 |  |  | 0 | 0 | 0 | 0 | 0 |  | 0 | 0 | 0 | 0 | 0 | 4860 | 12021.289 | 3938.4117 | 0 | yes | Deficit |  |  | 0 | 0 | 0 | 0 | 0 |  | 0 | 0 | 0 | 0 | 6310.057 | yes |  | 0 | 0 | 0 | 6310.057 | 0 | no | 0 | 0 | 0 | 6310.057 | 0
| 1052.576 | 0 | no | Surplus | yes |  | 0 | 0 | 0 | 3807.424 | 0 | no | 0 | 0 | 0 | 3807.424 | 4860 | yes | 4860 | 3807.424 | 9720 |  |  | 0 |  |  | 0 | 0 | 0 | 0 | 0 |  | 0 | 0 | 0 | 0 | 0 | 4860 | 12323.2888 | 3938.4117 | 0 | yes | Deficit |  |  | 0 | 0 | 0 | 0 | 0 |  | 0 | 0 | 0 | 0 | 8384.8771 | yes |  | 0 | 0 | 0 | 8384.8771 | 0 | no | 0 | 0 | 0 | 8384.8771 | 0
| 1018.9996 | 0 | no | Surplus | yes |  | 0 | 0 | 0 | 3841.0004 | 0 | no | 0 | 0 | 0 | 3841.0004 | 4860 | yes | 4860 | 3841.0004 | 9720 |  |  | 0 |  |  | 0 | 0 | 0 | 0 | 0 |  | 0 | 0 | 0 | 0 | 0 | 4860 | 12179.0589 | 3938.4117 | 0 | yes | Deficit |  |  | 0 | 0 | 0 | 0 | 0 |  | 0 | 0 | 0 | 0 | 8240.6473 | yes |  | 0 | 0 | 0 | 8240.6473 | 0 | no | 0 | 0 | 0 | 8240.6473 | 0
| 1026.0357 | 0 | no | Surplus | yes |  | 0 | 0 | 0 | 3833.9643 | 0 | no | 0 | 0 | 0 | 3833.9643 | 4860 | yes | 4860 | 3833.9643 | 9720 |  |  | 0 |  |  | 0 | 0 | 0 | 0 | 0 |  | 0 | 0 | 0 | 0 | 0 | 4860 | 12296.1751 | 3938.4117 | 0 | yes | Deficit |  |  | 0 | 0 | 0 | 0 | 0 |  | 0 | 0 | 0 | 0 | 8357.7634 | yes |  | 0 | 0 | 0 | 8357.7634 | 0 | no | 0 | 0 | 0 | 8357.7634 | 0
| 3258.4723 | 0 | no | Surplus | yes |  | 0 | 0 | 0 | 1601.5277 | 0 | no | 0 | 0 | 0 | 1601.5277 | 4860 | yes | 4860 | 1601.5277 | 9720 |  |  | 0 |  |  | 0 | 0 | 0 | 0 | 0 |  | 0 | 0 | 0 | 0 | 0 | 4860 | 12956.3754 | 3938.4117 | 0 | yes | Deficit |  |  | 0 | 0 | 0 | 0 | 0 |  | 0 | 0 | 0 | 0 | 9017.9637 | yes |  | 0 | 0 | 0 | 9017.9637 | 0 | no | 0 | 0 | 0 | 9017.9637 | 0
| 6356.8789 | 0 | yes | Deficit |  |  | 0 | 0 | 0 | 0 | 0 |  | 0 | 0 | 0 | 0 | 4860 | no |  | 0 | 9720 | no | 6356.8789 | 0 | no | no | 0 | 0 | 0 | 0 | 0 |  | 0 | 0 | 0 | 0 | 0 | 6356.8789 | 12732.358 | 5151.4416 | 0 | yes | Deficit |  |  | 0 | 0 | 0 | 0 | 0 |  | 0 | 0 | 0 | 0 | 8793.9463 | yes |  | 0 | 0 | 0 | 8793.9463 | 0 | no | 0 | 0 | 0 | 8793.9463 | 0
| 6113.8364 | 0 | no | Surplus | yes |  | 0 | 0 | 0 | 243.0425 | 0 | no | 0 | 0 | 0 | 243.0425 | 4860 | no | 6113.8364 | 0 | 12713.7578 |  |  | 0 |  |  | 0 | 0 | 0 | 0 | 0 |  | 0 | 0 | 0 | 0 | 0 | 6113.8364 | 13109.0123 | 4954.4865 | 0 | yes | Deficit |  |  | 0 | 0 | 0 | 0 | 0 |  | 0 | 0 | 0 | 0 | 7957.5707 | yes |  | 0 | 0 | 0 | 7957.5707 | 0 | no | 0 | 0 | 0 | 7957.5707 | 0
| 2991.6197 | 0 | no | Surplus | yes |  | 0 | 0 | 0 | 3122.2167 | 0 | no | 0 | 0 | 0 | 3122.2167 | 4860 | yes | 4860 | 1868.3803 | 12227.6727 |  |  | 0 |  |  | 0 | 0 | 0 | 0 | 0 |  | 0 | 0 | 0 | 0 | 0 | 4860 | 13223.2051 | 3938.4117 | 0 | yes | Deficit |  |  | 0 | 0 | 0 | 0 | 0 |  | 0 | 0 | 0 | 0 | 8268.7186 | yes |  | 0 | 0 | 0 | 8268.7186 | 0 | no | 0 | 0 | 0 | 8268.7186 | 0
| 2517.9729 | 0 | no | Surplus | yes |  | 0 | 0 | 0 | 2342.0271 | 0 | no | 0 | 0 | 0 | 2342.0271 | 4860 | yes | 4860 | 2342.0271 | 9720 |  |  | 0 |  |  | 0 | 0 | 0 | 0 | 0 |  | 0 | 0 | 0 | 0 | 0 | 4860 | 12376.5257 | 3938.4117 | 0 | yes | Deficit |  |  | 0 | 0 | 0 | 0 | 0 |  | 0 | 0 | 0 | 0 | 8438.114 | yes |  | 0 | 0 | 0 | 8438.114 | 0 | no | 0 | 0 | 0 | 8438.114 | 0
| 3663.698 | 0 | no | Surplus | yes |  | 0 | 0 | 0 | 1196.302 | 0 | no | 0 | 0 | 0 | 1196.302 | 4860 | yes | 4860 | 1196.302 | 9720 |  |  | 0 |  |  | 0 | 0 | 0 | 0 | 0 |  | 0 | 0 | 0 | 0 | 0 | 4860 | 12378.5824 | 3938.4117 | 0 | yes | Deficit |  |  | 0 | 0 | 0 | 0 | 0 |  | 0 | 0 | 0 | 0 | 8440.1707 | yes |  | 0 | 0 | 0 | 8440.1707 | 0 | no | 0 | 0 | 0 | 8440.1707 | 0
| 6786.5375 | 0 | yes | Deficit |  |  | 0 | 0 | 0 | 0 | 0 |  | 0 | 0 | 0 | 0 | 4860 | no |  | 0 | 9720 | no | 6786.5375 | 0 | no | no | 0 | 0 | 0 | 0 | 0 |  | 0 | 0 | 0 | 0 | 0 | 6786.5375 | 11648.7414 | 5499.6252 | 0 | yes | Deficit |  |  | 0 | 0 | 0 | 0 | 0 |  | 0 | 0 | 0 | 0 | 7710.3298 | yes |  | 0 | 0 | 0 | 7710.3298 | 0 | no | 0 | 0 | 0 | 7710.3298 | 0
| 8155.6227 | 0 | yes | Deficit |  |  | 0 | 0 | 0 | 0 | 0 |  | 0 | 0 | 0 | 0 | 4860 | no |  | 0 | 13573.075 | no | 8155.6227 | 0 | no | no | 0 | 0 | 0 | 0 | 0 |  | 0 | 0 | 0 | 0 | 0 | 8155.6227 | 10246.3332 | 6609.0946 | 0 | yes | Deficit |  |  | 0 | 0 | 0 | 0 | 0 |  | 0 | 0 | 0 | 0 | 4746.708 | yes |  | 0 | 0 | 0 | 4746.708 | 0 | no | 0 | 0 | 0 | 4746.708 | 0
| 3941.7622 | 0 | no | Surplus | yes |  | 0 | 0 | 0 | 4213.8605 | 0 | no | 0 | 0 | 0 | 4213.8605 | 4860 | yes | 4860 | 918.2378 | 16311.2454 |  |  | 0 |  |  | 0 | 0 | 0 | 0 | 0 |  | 0 | 0 | 0 | 0 | 0 | 4860 | 10989.9542 | 3938.4117 | 0 | yes | Deficit |  |  | 0 | 0 | 0 | 0 | 0 |  | 0 | 0 | 0 | 0 | 4380.8596 | yes |  | 0 | 0 | 0 | 4380.8596 | 0 | no | 0 | 0 | 0 | 4380.8596 | 0
| 2588.0962 | 0 | no | Surplus | yes |  | 0 | 0 | 0 | 2271.9038 | 0 | no | 0 | 0 | 0 | 2271.9038 | 4860 | yes | 4860 | 2271.9038 | 9720 |  |  | 0 |  |  | 0 | 0 | 0 | 0 | 0 |  | 0 | 0 | 0 | 0 | 0 | 4860 | 10373.2349 | 3938.4117 | 0 | yes | Deficit |  |  | 0 | 0 | 0 | 0 | 0 |  | 0 | 0 | 0 | 0 | 6434.8232 | yes |  | 0 | 0 | 0 | 6434.8232 | 0 | no | 0 | 0 | 0 | 6434.8232 | 0
| 6427.7481 | 0 | yes | Deficit |  |  | 0 | 0 | 0 | 0 | 0 |  | 0 | 0 | 0 | 0 | 4860 | no |  | 0 | 9720 | no | 6427.7481 | 0 | no | no | 0 | 0 | 0 | 0 | 0 |  | 0 | 0 | 0 | 0 | 0 | 6427.7481 | 10754.1209 | 5208.872 | 0 | yes | Deficit |  |  | 0 | 0 | 0 | 0 | 0 |  | 0 | 0 | 0 | 0 | 6815.7092 | yes |  | 0 | 0 | 0 | 6815.7092 | 0 | no | 0 | 0 | 0 | 6815.7092 | 0
| 8819.3109 | 0 | yes | Deficit |  |  | 0 | 0 | 0 | 0 | 0 |  | 0 | 0 | 0 | 0 | 4860 | no |  | 0 | 12855.4962 | no | 8819.3109 | 0 | no | no | 0 | 0 | 0 | 0 | 0 |  | 0 | 0 | 0 | 0 | 0 | 8819.3109 | 10545.344 | 7146.9294 | 0 | yes | Deficit |  |  | 0 | 0 | 0 | 0 | 0 |  | 0 | 0 | 0 | 0 | 5336.4719 | yes |  | 0 | 0 | 0 | 5336.4719 | 0 | no | 0 | 0 | 0 | 5336.4719 | 0
| 8980.96 | 0 | yes | Deficit |  |  | 0 | 0 | 0 | 0 | 0 |  | 0 | 0 | 0 | 0 | 4860 | no |  | 0 | 17638.6217 | no | 8980.96 | 0 | no | no | 0 | 0 | 0 | 0 | 0 |  | 0 | 0 | 0 | 0 | 0 | 8980.96 | 10770.3173 | 7277.9254 | 0 | yes | Deficit |  |  | 0 | 0 | 0 | 0 | 0 |  | 0 | 0 | 0 | 0 | 3623.3879 | yes |  | 0 | 0 | 0 | 3623.3879 | 0 | no | 0 | 0 | 0 | 3623.3879 | 0
| 9582.7991 | 0 | yes | Deficit |  |  | 0 | 0 | 0 | 0 | 0 |  | 0 | 0 | 0 | 0 | 4860 | no |  | 0 | 17961.9199 | no | 9582.7991 | 0 | no | no | 0 | 0 | 0 | 0 | 0 |  | 0 | 0 | 0 | 0 | 0 | 9582.7991 | 11773.9203 | 7765.6394 | 0 | yes | Deficit |  |  | 0 | 0 | 0 | 0 | 0 |  | 0 | 0 | 0 | 0 | 4495.9948 | yes |  | 0 | 0 | 0 | 4495.9948 | 0 | no | 0 | 0 | 0 | 4495.9948 | 0
| 15796.1198 | 0 | yes | Deficit |  |  | 0 | 0 | 0 | 0 | 0 |  | 0 | 0 | 0 | 0 | 4860 | no |  | 0 | 19165.5981 | no | 15796.1198 | 0 | no | no | 0 | 0 | 0 | 0 | 0 |  | 0 | 0 | 0 | 0 | 0 | 15796.1198 | 11173.8886 | 12800.7454 | 0 | yes | Deficit |  |  | 0 | 0 | 0 | 0 | 0 |  | 0 | 0 | 0 | 0 | 3408.2492 | yes |  | 0 | 0 | 0 | 3408.2492 | 0 | no | 0 | 0 | 0 | 3408.2492 | 0
| 11512.5637 | 0 | no | Surplus | yes |  | 0 | 0 | 0 | 4283.5561 | 0 | no | 0 | 0 | 0 | 4283.5561 | 4860 | no | 11512.5637 | 0 | 24300 |  |  | 0 |  |  | 0 | 0 | 0 | 0 | 0 |  | 0 | 0 | 0 | 0 | 0 | 11512.5637 | 12156.9309 | 9329.4681 | 0 | no | Surplus | yes |  | 0 | 0 | 0 | 643.8145 | 0 | no | 0 | 0 | 0 | 643.8145 | 0 |  |  | 0 | 0 | 0 | 0 | 0 |  | 0 | 0 | 0 | 0 | 0
| 11467.4999 | 0 | no | Surplus | yes |  | 0 | 0 | 0 | 45.0638 | 0 | no | 0 | 0 | 0 | 45.0638 | 4860 | no | 11467.4999 | 0 | 23025.1273 |  |  | 0 |  |  | 0 | 0 | 0 | 0 | 0 |  | 0 | 0 | 0 | 0 | 0 | 11467.4999 | 12669.6335 | 9292.9497 | 0 | yes | Deficit |  |  | 0 | 0 | 0 | 0 | 0 |  | 0 | 0 | 0 | 0 | 3340.1654 | yes |  | 0 | 0 | 0 | 3340.1654 | 0 | no | 0 | 0 | 0 | 3340.1654 | 0
| 13840.0589 | 0 | yes | Deficit |  |  | 0 | 0 | 0 | 0 | 0 |  | 0 | 0 | 0 | 0 | 4860 | no |  | 0 | 22934.9998 | no | 13840.0589 | 0 | no | no | 0 | 0 | 0 | 0 | 0 |  | 0 | 0 | 0 | 0 | 0 | 13840.0589 | 12789.2227 | 11215.6069 | 0 | yes | Deficit |  |  | 0 | 0 | 0 | 0 | 0 |  | 0 | 0 | 0 | 0 | 3496.273 | yes |  | 0 | 0 | 0 | 3496.273 | 0 | no | 0 | 0 | 0 | 3496.273 | 0
| 14050.2274 | 0 | yes | Deficit |  |  | 0 | 0 | 0 | 0 | 0 |  | 0 | 0 | 0 | 0 | 4860 | no |  | 0 | 24300 | no | 14050.2274 | 0 | no | no | 0 | 0 | 0 | 0 | 0 |  | 0 | 0 | 0 | 0 | 0 | 14050.2274 | 13049.1944 | 11385.9217 | 0 | yes | Deficit |  |  | 0 | 0 | 0 | 0 | 0 |  | 0 | 0 | 0 | 0 | 1833.5875 | yes |  | 0 | 0 | 0 | 1833.5875 | 0 | no | 0 | 0 | 0 | 1833.5875 | 0
| 14407.1786 | 0 | yes | Deficit |  |  | 0 | 0 | 0 | 0 | 0 |  | 0 | 0 | 0 | 0 | 4860 | no |  | 0 | 24300 | no | 14407.1786 | 0 | no | no | 0 | 0 | 0 | 0 | 0 |  | 0 | 0 | 0 | 0 | 0 | 14407.1786 | 12687.4641 | 11675.1853 | 0 | yes | Deficit |  |  | 0 | 0 | 0 | 0 | 0 |  | 0 | 0 | 0 | 0 | 1301.5424 | yes |  | 0 | 0 | 0 | 1301.5424 | 0 | no | 0 | 0 | 0 | 1301.5424 | 0
| 15629.2249 | 0 | yes | Deficit |  |  | 0 | 0 | 0 | 0 | 0 |  | 0 | 0 | 0 | 0 | 4860 | no |  | 0 | 24300 | no | 15629.2249 | 0 | no | no | 0 | 0 | 0 | 0 | 0 |  | 0 | 0 | 0 | 0 | 0 | 15629.2249 | 12340.9601 | 12665.4983 | 0 | yes | Deficit |  |  | 0 | 0 | 0 | 0 | 0 |  | 0 | 0 | 0 | 0 | 665.7749 | yes |  | 0 | 0 | 0 | 665.7749 | 0 | no | 0 | 0 | 0 | 665.7749 | 0
| 18624.7845 | 0 | yes | Deficit |  |  | 0 | 0 | 0 | 0 | 0 |  | 0 | 0 | 0 | 0 | 4860 | no |  | 0 | 24300 | no | 18624.7845 | 0 | no | no | 0 | 0 | 0 | 0 | 0 |  | 0 | 0 | 0 | 0 | 0 | 18624.7845 | 13447.6443 | 15093.0183 | 0 | yes | Deficit |  |  | 0 | 0 | 0 | 0 | 0 |  | 0 | 0 | 0 | 0 | 782.146 | yes |  | 0 | 0 | 0 | 782.146 | 0 | no | 0 | 0 | 0 | 782.146 | 0
| 16004.9833 | 0 | no | Surplus | yes |  | 0 | 0 | 0 | 2619.8012 | 0 | no | 0 | 0 | 0 | 2619.8012 | 4860 | no | 16004.9833 | 0 | 24300 |  |  | 0 |  |  | 0 | 0 | 0 | 0 | 0 |  | 0 | 0 | 0 | 0 | 0 | 16004.9833 | 12785.9174 | 12970.0027 | 0 | no | Surplus | yes |  | 0 | 0 | 0 | 2307.1008 | 0 | no | 0 | 0 | 0 | 2307.1008 | 0 |  |  | 0 | 0 | 0 | 0 | 0 |  | 0 | 0 | 0 | 0 | 0
| 15389.1421 | 0 | no | Surplus | yes |  | 0 | 0 | 0 | 615.8412 | 0 | no | 0 | 0 | 0 | 615.8412 | 4860 | no | 15389.1421 | 0 | 24300 |  |  | 0 |  |  | 0 | 0 | 0 | 0 | 0 |  | 0 | 0 | 0 | 0 | 0 | 15389.1421 | 11961.724 | 12470.9418 | 0 | no | Surplus | yes |  | 0 | 0 | 0 | 1008.2787 | 0 | no | 0 | 0 | 0 | 1008.2787 | 0 |  |  | 0 | 0 | 0 | 0 | 0 |  | 0 | 0 | 0 | 0 | 0
| 17339.0335 | 0 | yes | Deficit |  |  | 0 | 0 | 0 | 0 | 0 |  | 0 | 0 | 0 | 0 | 4860 | no |  | 0 | 24300 | no | 17339.0335 | 0 | no | no | 0 | 0 | 0 | 0 | 0 |  | 0 | 0 | 0 | 0 | 0 | 17339.0335 | 11807.6077 | 14051.0807 | 0 | no | Surplus | yes |  | 0 | 0 | 0 | 663.3341 | 0 | no | 0 | 0 | 0 | 663.3341 | 0 |  |  | 0 | 0 | 0 | 0 | 0 |  | 0 | 0 | 0 | 0 | 0
| 16051.9334 | 0 | no | Surplus | yes |  | 0 | 0 | 0 | 1287.1001 | 0 | no | 0 | 0 | 0 | 1287.1001 | 4860 | no | 16051.9334 | 0 | 24300 |  |  | 0 |  |  | 0 | 0 | 0 | 0 | 0 |  | 0 | 0 | 0 | 0 | 0 | 16051.9334 | 12536.2386 | 13008.0498 | 0 | no | Surplus | yes |  | 0 | 0 | 0 | 1514.8421 | 0 | no | 0 | 0 | 0 | 1514.8421 | 0 |  |  | 0 | 0 | 0 | 0 | 0 |  | 0 | 0 | 0 | 0 | 0
| 16810.0045 | 0 | yes | Deficit |  |  | 0 | 0 | 0 | 0 | 0 |  | 0 | 0 | 0 | 0 | 4860 | no |  | 0 | 24300 | no | 16810.0045 | 0 | no | no | 0 | 0 | 0 | 0 | 0 |  | 0 | 0 | 0 | 0 | 0 | 16810.0045 | 11837.2679 | 13622.37 | 0 | no | Surplus | yes |  | 0 | 0 | 0 | 1170.7818 | 0 | no | 0 | 0 | 0 | 1170.7818 | 0 |  |  | 0 | 0 | 0 | 0 | 0 |  | 0 | 0 | 0 | 0 | 0
| 17354.0883 | 0 | yes | Deficit |  |  | 0 | 0 | 0 | 0 | 0 |  | 0 | 0 | 0 | 0 | 4860 | no |  | 0 | 24300 | no | 17354.0883 | 0 | no | no | 0 | 0 | 0 | 0 | 0 |  | 0 | 0 | 0 | 0 | 0 | 17354.0883 | 12051.8975 | 14063.2806 | 0 | no | Surplus | yes |  | 0 | 0 | 0 | 1570.4725 | 0 | no | 0 | 0 | 0 | 1570.4725 | 0 |  |  | 0 | 0 | 0 | 0 | 0 |  | 0 | 0 | 0 | 0 | 0
| 18478.0524 | 0 | yes | Deficit |  |  | 0 | 0 | 0 | 0 | 0 |  | 0 | 0 | 0 | 0 | 4860 | no |  | 0 | 24300 | no | 18478.0524 | 0 | no | no | 0 | 0 | 0 | 0 | 0 |  | 0 | 0 | 0 | 0 | 0 | 18478.0524 | 11837.8395 | 14974.1106 | 0 | no | Surplus | yes |  | 0 | 0 | 0 | 2225.4411 | 0 | no | 0 | 0 | 0 | 2225.4411 | 0 |  |  | 0 | 0 | 0 | 0 | 0 |  | 0 | 0 | 0 | 0 | 0
| 18734.766 | 0 | yes | Deficit |  |  | 0 | 0 | 0 | 0 | 0 |  | 0 | 0 | 0 | 0 | 4860 | no |  | 0 | 24300 | no | 18734.766 | 0 | no | no | 0 | 0 | 0 | 0 | 0 |  | 0 | 0 | 0 | 0 | 0 | 18734.766 | 10788.7723 | 15182.1443 | 0 | no | Surplus | yes |  | 0 | 0 | 0 | 4185.3383 | 0 | no | 0 | 0 | 0 | 4185.3383 | 0 |  |  | 0 | 0 | 0 | 0 | 0 |  | 0 | 0 | 0 | 0 | 0
| 16602.7841 | 0 | no | Surplus | yes |  | 0 | 0 | 0 | 2131.9819 | 0 | no | 0 | 0 | 0 | 2131.9819 | 4860 | no | 16602.7841 | 0 | 24300 |  |  | 0 |  |  | 0 | 0 | 0 | 0 | 0 |  | 0 | 0 | 0 | 0 | 0 | 16602.7841 | 10838.8727 | 13454.4442 | 0 | no | Surplus | yes |  | 0 | 0 | 0 | 4343.2716 | 0 | no | 0 | 0 | 0 | 4343.2716 | 0 |  |  | 0 | 0 | 0 | 0 | 0 |  | 0 | 0 | 0 | 0 | 0
| 16229.1033 | 0 | no | Surplus | yes |  | 0 | 0 | 0 | 373.6808 | 0 | no | 0 | 0 | 0 | 373.6808 | 4860 | no | 16229.1033 | 0 | 24300 |  |  | 0 |  |  | 0 | 0 | 0 | 0 | 0 |  | 0 | 0 | 0 | 0 | 0 | 16229.1033 | 11196.8233 | 13151.6234 | 0 | no | Surplus | yes |  | 0 | 0 | 0 | 2257.6209 | 0 | no | 0 | 0 | 0 | 2257.6209 | 0 |  |  | 0 | 0 | 0 | 0 | 0 |  | 0 | 0 | 0 | 0 | 0
| 16797.0469 | 0 | yes | Deficit |  |  | 0 | 0 | 0 | 0 | 0 |  | 0 | 0 | 0 | 0 | 4860 | no |  | 0 | 24300 | no | 16797.0469 | 0 | no | no | 0 | 0 | 0 | 0 | 0 |  | 0 | 0 | 0 | 0 | 0 | 16797.0469 | 11680.3337 | 13611.8694 | 0 | no | Surplus | yes |  | 0 | 0 | 0 | 1471.2897 | 0 | no | 0 | 0 | 0 | 1471.2897 | 0 |  |  | 0 | 0 | 0 | 0 | 0 |  | 0 | 0 | 0 | 0 | 0
| 16646.4954 | 0 | no | Surplus | yes |  | 0 | 0 | 0 | 150.5514 | 0 | no | 0 | 0 | 0 | 150.5514 | 4860 | no | 16646.4954 | 0 | 24300 |  |  | 0 |  |  | 0 | 0 | 0 | 0 | 0 |  | 0 | 0 | 0 | 0 | 0 | 16646.4954 | 12145.5258 | 13489.8666 | 0 | no | Surplus | yes |  | 0 | 0 | 0 | 1466.3436 | 0 | no | 0 | 0 | 0 | 1466.3436 | 0 |  |  | 0 | 0 | 0 | 0 | 0 |  | 0 | 0 | 0 | 0 | 0
| 16745.2582 | 0 | yes | Deficit |  |  | 0 | 0 | 0 | 0 | 0 |  | 0 | 0 | 0 | 0 | 4860 | no |  | 0 | 24300 | no | 16745.2582 | 0 | no | no | 0 | 0 | 0 | 0 | 0 |  | 0 | 0 | 0 | 0 | 0 | 16745.2582 | 12025.1933 | 13569.9013 | 0 | no | Surplus | yes |  | 0 | 0 | 0 | 1464.6734 | 0 | no | 0 | 0 | 0 | 1464.6734 | 0 |  |  | 0 | 0 | 0 | 0 | 0 |  | 0 | 0 | 0 | 0 | 0
| 17409.4525 | 0 | yes | Deficit |  |  | 0 | 0 | 0 | 0 | 0 |  | 0 | 0 | 0 | 0 | 4860 | no |  | 0 | 24300 | no | 17409.4525 | 0 | no | no | 0 | 0 | 0 | 0 | 0 |  | 0 | 0 | 0 | 0 | 0 | 17409.4525 | 12512.7338 | 14108.1463 | 0 | no | Surplus | yes |  | 0 | 0 | 0 | 1057.1675 | 0 | no | 0 | 0 | 0 | 1057.1675 | 0 |  |  | 0 | 0 | 0 | 0 | 0 |  | 0 | 0 | 0 | 0 | 0
| 17423.8181 | 0 | yes | Deficit |  |  | 0 | 0 | 0 | 0 | 0 |  | 0 | 0 | 0 | 0 | 4860 | no |  | 0 | 24300 | no | 17423.8181 | 0 | no | no | 0 | 0 | 0 | 0 | 0 |  | 0 | 0 | 0 | 0 | 0 | 17423.8181 | 12408.193 | 14119.7878 | 0 | no | Surplus | yes |  | 0 | 0 | 0 | 1699.9532 | 0 | no | 0 | 0 | 0 | 1699.9532 | 0 |  |  | 0 | 0 | 0 | 0 | 0 |  | 0 | 0 | 0 | 0 | 0
| 14934.6767 | 0 | no | Surplus | yes |  | 0 | 0 | 0 | 2489.1414 | 0 | no | 0 | 0 | 0 | 2489.1414 | 4860 | no | 14934.6767 | 0 | 24300 |  |  | 0 |  |  | 0 | 0 | 0 | 0 | 0 |  | 0 | 0 | 0 | 0 | 0 | 14934.6767 | 12004.2605 | 12102.6553 | 0 | no | Surplus | yes |  | 0 | 0 | 0 | 2115.5272 | 0 | no | 0 | 0 | 0 | 2115.5272 | 0 |  |  | 0 | 0 | 0 | 0 | 0 |  | 0 | 0 | 0 | 0 | 0
| 16496.555 | 0 | yes | Deficit |  |  | 0 | 0 | 0 | 0 | 0 |  | 0 | 0 | 0 | 0 | 4860 | no |  | 0 | 24300 | no | 16496.555 | 0 | no | no | 0 | 0 | 0 | 0 | 0 |  | 0 | 0 | 0 | 0 | 0 | 16496.555 | 12380.0833 | 13368.359 | 0 | yes | Deficit |  |  | 0 | 0 | 0 | 0 | 0 |  | 0 | 0 | 0 | 0 | 277.428 | yes |  | 0 | 0 | 0 | 277.428 | 0 | no | 0 | 0 | 0 | 277.428 | 0
| 16493.5711 | 0 | no | Surplus | yes |  | 0 | 0 | 0 | 2.9839 | 0 | no | 0 | 0 | 0 | 2.9839 | 4860 | no | 16493.5711 | 0 | 24300 |  |  | 0 |  |  | 0 | 0 | 0 | 0 | 0 |  | 0 | 0 | 0 | 0 | 0 | 16493.5711 | 12777.8122 | 13365.9409 | 0 | no | Surplus | yes |  | 0 | 0 | 0 | 590.5468 | 0 | no | 0 | 0 | 0 | 590.5468 | 0 |  |  | 0 | 0 | 0 | 0 | 0 |  | 0 | 0 | 0 | 0 | 0
| 16075.8252 | 0 | no | Surplus | yes |  | 0 | 0 | 0 | 417.7459 | 0 | no | 0 | 0 | 0 | 417.7459 | 4860 | no | 16075.8252 | 0 | 24300 |  |  | 0 |  |  | 0 | 0 | 0 | 0 | 0 |  | 0 | 0 | 0 | 0 | 0 | 16075.8252 | 13787.6085 | 13027.411 | 0 | yes | Deficit |  |  | 0 | 0 | 0 | 0 | 0 |  | 0 | 0 | 0 | 0 | 421.6676 | yes |  | 0 | 0 | 0 | 421.6676 | 0 | no | 0 | 0 | 0 | 421.6676 | 0
| 15654.2953 | 0 | no | Surplus | yes |  | 0 | 0 | 0 | 421.5299 | 0 | no | 0 | 0 | 0 | 421.5299 | 4860 | no | 15654.2953 | 0 | 24300 |  |  | 0 |  |  | 0 | 0 | 0 | 0 | 0 |  | 0 | 0 | 0 | 0 | 0 | 15654.2953 | 13489.7759 | 12685.8147 | 0 | yes | Deficit |  |  | 0 | 0 | 0 | 0 | 0 |  | 0 | 0 | 0 | 0 | 462.3648 | yes |  | 0 | 0 | 0 | 462.3648 | 0 | no | 0 | 0 | 0 | 462.3648 | 0
| 15361.4829 | 0 | no | Surplus | yes |  | 0 | 0 | 0 | 292.8125 | 0 | no | 0 | 0 | 0 | 292.8125 | 4860 | no | 15361.4829 | 0 | 24300 |  |  | 0 |  |  | 0 | 0 | 0 | 0 | 0 |  | 0 | 0 | 0 | 0 | 0 | 15361.4829 | 12895.2478 | 12448.5274 | 0 | yes | Deficit |  |  | 0 | 0 | 0 | 0 | 0 |  | 0 | 0 | 0 | 0 | 209.4331 | yes |  | 0 | 0 | 0 | 209.4331 | 0 | no | 0 | 0 | 0 | 209.4331 | 0
| 18027.9203 | 0 | yes | Deficit |  |  | 0 | 0 | 0 | 0 | 0 |  | 0 | 0 | 0 | 0 | 4860 | no |  | 0 | 24300 | no | 18027.9203 | 0 | no | no | 0 | 0 | 0 | 0 | 0 |  | 0 | 0 | 0 | 0 | 0 | 18027.9203 | 12129.1486 | 14609.3358 | 0 | no | Surplus | yes |  | 0 | 0 | 0 | 319.3788 | 0 | no | 0 | 0 | 0 | 319.3788 | 0 |  |  | 0 | 0 | 0 | 0 | 0 |  | 0 | 0 | 0 | 0 | 0
| 15713.919 | 0 | no | Surplus | yes |  | 0 | 0 | 0 | 2314.0013 | 0 | no | 0 | 0 | 0 | 2314.0013 | 4860 | no | 15713.919 | 0 | 24300 |  |  | 0 |  |  | 0 | 0 | 0 | 0 | 0 |  | 0 | 0 | 0 | 0 | 0 | 15713.919 | 11227.1916 | 12734.1321 | 0 | no | Surplus | yes |  | 0 | 0 | 0 | 3382.1442 | 0 | no | 0 | 0 | 0 | 3382.1442 | 0 |  |  | 0 | 0 | 0 | 0 | 0 |  | 0 | 0 | 0 | 0 | 0
| 13595.3059 | 0 | no | Surplus | yes |  | 0 | 0 | 0 | 2118.6131 | 0 | no | 0 | 0 | 0 | 2118.6131 | 4860 | no | 13595.3059 | 0 | 24300 |  |  | 0 |  |  | 0 | 0 | 0 | 0 | 0 |  | 0 | 0 | 0 | 0 | 0 | 13595.3059 | 11503.7714 | 11017.2657 | 0 | no | Surplus | yes |  | 0 | 0 | 0 | 1230.3607 | 0 | no | 0 | 0 | 0 | 1230.3607 | 0 |  |  | 0 | 0 | 0 | 0 | 0 |  | 0 | 0 | 0 | 0 | 0
| 13327.4292 | 0 | no | Surplus | yes |  | 0 | 0 | 0 | 267.8767 | 0 | no | 0 | 0 | 0 | 267.8767 | 4860 | no | 13327.4292 | 0 | 24300 |  |  | 0 |  |  | 0 | 0 | 0 | 0 | 0 |  | 0 | 0 | 0 | 0 | 0 | 13327.4292 | 12438.73 | 10800.1857 | 0 | yes | Deficit |  |  | 0 | 0 | 0 | 0 | 0 |  | 0 | 0 | 0 | 0 | 1421.4643 | yes |  | 0 | 0 | 0 | 1421.4643 | 0 | no | 0 | 0 | 0 | 1421.4643 | 0
| 13826.4668 | 0 | yes | Deficit |  |  | 0 | 0 | 0 | 0 | 0 |  | 0 | 0 | 0 | 0 | 4860 | no |  | 0 | 24300 | no | 13826.4668 | 0 | no | no | 0 | 0 | 0 | 0 | 0 |  | 0 | 0 | 0 | 0 | 0 | 13826.4668 | 13300.422 | 11204.5922 | 0 | yes | Deficit |  |  | 0 | 0 | 0 | 0 | 0 |  | 0 | 0 | 0 | 0 | 2500.2363 | yes |  | 0 | 0 | 0 | 2500.2363 | 0 | no | 0 | 0 | 0 | 2500.2363 | 0
| 14140.9516 | 0 | yes | Deficit |  |  | 0 | 0 | 0 | 0 | 0 |  | 0 | 0 | 0 | 0 | 4860 | no |  | 0 | 24300 | no | 14140.9516 | 0 | no | no | 0 | 0 | 0 | 0 | 0 |  | 0 | 0 | 0 | 0 | 0 | 14140.9516 | 12623.8568 | 11459.4421 | 0 | yes | Deficit |  |  | 0 | 0 | 0 | 0 | 0 |  | 0 | 0 | 0 | 0 | 1419.2646 | yes |  | 0 | 0 | 0 | 1419.2646 | 0 | no | 0 | 0 | 0 | 1419.2646 | 0
| 14676.7785 | 0 | yes | Deficit |  |  | 0 | 0 | 0 | 0 | 0 |  | 0 | 0 | 0 | 0 | 4860 | no |  | 0 | 24300 | no | 14676.7785 | 0 | no | no | 0 | 0 | 0 | 0 | 0 |  | 0 | 0 | 0 | 0 | 0 | 14676.7785 | 12365.9833 | 11893.6617 | 0 | yes | Deficit |  |  | 0 | 0 | 0 | 0 | 0 |  | 0 | 0 | 0 | 0 | 906.5412 | yes |  | 0 | 0 | 0 | 906.5412 | 0 | no | 0 | 0 | 0 | 906.5412 | 0
| 16761.0234 | 0 | yes | Deficit |  |  | 0 | 0 | 0 | 0 | 0 |  | 0 | 0 | 0 | 0 | 4860 | no |  | 0 | 24300 | no | 16761.0234 | 0 | no | no | 0 | 0 | 0 | 0 | 0 |  | 0 | 0 | 0 | 0 | 0 | 16761.0234 | 12952.7857 | 13582.677 | 0 | yes | Deficit |  |  | 0 | 0 | 0 | 0 | 0 |  | 0 | 0 | 0 | 0 | 1059.124 | yes |  | 0 | 0 | 0 | 1059.124 | 0 | no | 0 | 0 | 0 | 1059.124 | 0
| 15567.3279 | 0 | no | Surplus | yes |  | 0 | 0 | 0 | 1193.6955 | 0 | no | 0 | 0 | 0 | 1193.6955 | 4860 | no | 15567.3279 | 0 | 24300 |  |  | 0 |  |  | 0 | 0 | 0 | 0 | 0 |  | 0 | 0 | 0 | 0 | 0 | 15567.3279 | 13241.7925 | 12615.3387 | 0 | no | Surplus | yes |  | 0 | 0 | 0 | 340.8844 | 0 | no | 0 | 0 | 0 | 340.8844 | 0 |  |  | 0 | 0 | 0 | 0 | 0 |  | 0 | 0 | 0 | 0 | 0
| 13596.4275 | 0 | no | Surplus | yes |  | 0 | 0 | 0 | 1970.9004 | 0 | no | 0 | 0 | 0 | 1970.9004 | 4860 | no | 13596.4275 | 0 | 24300 |  |  | 0 |  |  | 0 | 0 | 0 | 0 | 0 |  | 0 | 0 | 0 | 0 | 0 | 13596.4275 | 13174.6504 | 11018.1746 | 0 | yes | Deficit |  |  | 0 | 0 | 0 | 0 | 0 |  | 0 | 0 | 0 | 0 | 559.3118 | yes |  | 0 | 0 | 0 | 559.3118 | 0 | no | 0 | 0 | 0 | 559.3118 | 0
| 12265.0207 | 0 | no | Surplus | yes |  | 0 | 0 | 0 | 1331.4068 | 0 | no | 0 | 0 | 0 | 1331.4068 | 4860 | no | 12265.0207 | 0 | 24300 |  |  | 0 |  |  | 0 | 0 | 0 | 0 | 0 |  | 0 | 0 | 0 | 0 | 0 | 12265.0207 | 12325.2244 | 9939.2388 | 0 | yes | Deficit |  |  | 0 | 0 | 0 | 0 | 0 |  | 0 | 0 | 0 | 0 | 1307.0498 | yes |  | 0 | 0 | 0 | 1307.0498 | 0 | no | 0 | 0 | 0 | 1307.0498 | 0
| 14203.9468 | 0 | yes | Deficit |  |  | 0 | 0 | 0 | 0 | 0 |  | 0 | 0 | 0 | 0 | 4860 | no |  | 0 | 24300 | no | 14203.9468 | 0 | no | no | 0 | 0 | 0 | 0 | 0 |  | 0 | 0 | 0 | 0 | 0 | 14203.9468 | 11964.435 | 11510.4917 | 0 | yes | Deficit |  |  | 0 | 0 | 0 | 0 | 0 |  | 0 | 0 | 0 | 0 | 2025.1962 | yes |  | 0 | 0 | 0 | 2025.1962 | 0 | no | 0 | 0 | 0 | 2025.1962 | 0
| 13315.3622 | 0 | no | Surplus | yes |  | 0 | 0 | 0 | 888.5846 | 0 | no | 0 | 0 | 0 | 888.5846 | 4860 | no | 13315.3622 | 0 | 24300 |  |  | 0 |  |  | 0 | 0 | 0 | 0 | 0 |  | 0 | 0 | 0 | 0 | 0 | 13315.3622 | 12292.2232 | 10790.407 | 0 | yes | Deficit |  |  | 0 | 0 | 0 | 0 | 0 |  | 0 | 0 | 0 | 0 | 781.7314 | yes |  | 0 | 0 | 0 | 781.7314 | 0 | no | 0 | 0 | 0 | 781.7314 | 0
| 14981.7504 | 0 | yes | Deficit |  |  | 0 | 0 | 0 | 0 | 0 |  | 0 | 0 | 0 | 0 | 4860 | no |  | 0 | 24300 | no | 14981.7504 | 0 | no | no | 0 | 0 | 0 | 0 | 0 |  | 0 | 0 | 0 | 0 | 0 | 14981.7504 | 12407.1032 | 12140.8026 | 0 | yes | Deficit |  |  | 0 | 0 | 0 | 0 | 0 |  | 0 | 0 | 0 | 0 | 1616.6962 | yes |  | 0 | 0 | 0 | 1616.6962 | 0 | no | 0 | 0 | 0 | 1616.6962 | 0
| 15128.3821 | 0 | yes | Deficit |  |  | 0 | 0 | 0 | 0 | 0 |  | 0 | 0 | 0 | 0 | 4860 | no |  | 0 | 24300 | no | 15128.3821 | 0 | no | no | 0 | 0 | 0 | 0 | 0 |  | 0 | 0 | 0 | 0 | 0 | 15128.3821 | 12847.918 | 12259.6289 | 0 | yes | Deficit |  |  | 0 | 0 | 0 | 0 | 0 |  | 0 | 0 | 0 | 0 | 707.1154 | yes |  | 0 | 0 | 0 | 707.1154 | 0 | no | 0 | 0 | 0 | 707.1154 | 0
| 14213.3169 | 0 | no | Surplus | yes |  | 0 | 0 | 0 | 915.0652 | 0 | no | 0 | 0 | 0 | 915.0652 | 4860 | no | 14213.3169 | 0 | 24300 |  |  | 0 |  |  | 0 | 0 | 0 | 0 | 0 |  | 0 | 0 | 0 | 0 | 0 | 14213.3169 | 13820.055 | 11518.085 | 0 | yes | Deficit |  |  | 0 | 0 | 0 | 0 | 0 |  | 0 | 0 | 0 | 0 | 1560.4261 | yes |  | 0 | 0 | 0 | 1560.4261 | 0 | no | 0 | 0 | 0 | 1560.4261 | 0
| 14199.6949 | 0 | no | Surplus | yes |  | 0 | 0 | 0 | 13.622 | 0 | no | 0 | 0 | 0 | 13.622 | 4860 | no | 14199.6949 | 0 | 24300 |  |  | 0 |  |  | 0 | 0 | 0 | 0 | 0 |  | 0 | 0 | 0 | 0 | 0 | 14199.6949 | 12862.6325 | 11507.0461 | 0 | yes | Deficit |  |  | 0 | 0 | 0 | 0 | 0 |  | 0 | 0 | 0 | 0 | 1344.5475 | yes |  | 0 | 0 | 0 | 1344.5475 | 0 | no | 0 | 0 | 0 | 1344.5475 | 0
| 16542.442 | 0 | yes | Deficit |  |  | 0 | 0 | 0 | 0 | 0 |  | 0 | 0 | 0 | 0 | 4860 | no |  | 0 | 24300 | no | 16542.442 | 0 | no | no | 0 | 0 | 0 | 0 | 0 |  | 0 | 0 | 0 | 0 | 0 | 16542.442 | 12331.5392 | 13405.5446 | 0 | yes | Deficit |  |  | 0 | 0 | 0 | 0 | 0 |  | 0 | 0 | 0 | 0 | 824.4931 | yes |  | 0 | 0 | 0 | 824.4931 | 0 | no | 0 | 0 | 0 | 824.4931 | 0
| 15621.5067 | 0 | no | Surplus | yes |  | 0 | 0 | 0 | 920.9353 | 0 | no | 0 | 0 | 0 | 920.9353 | 4860 | no | 15621.5067 | 0 | 24300 |  |  | 0 |  |  | 0 | 0 | 0 | 0 | 0 |  | 0 | 0 | 0 | 0 | 0 | 15621.5067 | 12040.7368 | 12659.2437 | 0 | no | Surplus | yes |  | 0 | 0 | 0 | 1364.8078 | 0 | no | 0 | 0 | 0 | 1364.8078 | 0 |  |  | 0 | 0 | 0 | 0 | 0 |  | 0 | 0 | 0 | 0 | 0
| 17417.1465 | 0 | yes | Deficit |  |  | 0 | 0 | 0 | 0 | 0 |  | 0 | 0 | 0 | 0 | 4860 | no |  | 0 | 24300 | no | 17417.1465 | 0 | no | no | 0 | 0 | 0 | 0 | 0 |  | 0 | 0 | 0 | 0 | 0 | 17417.1465 | 12143.9349 | 14114.3813 | 0 | no | Surplus | yes |  | 0 | 0 | 0 | 515.3088 | 0 | no | 0 | 0 | 0 | 515.3088 | 0 |  |  | 0 | 0 | 0 | 0 | 0 |  | 0 | 0 | 0 | 0 | 0
| 17303.6969 | 0 | no | Surplus | yes |  | 0 | 0 | 0 | 113.4496 | 0 | no | 0 | 0 | 0 | 113.4496 | 4860 | no | 17303.6969 | 0 | 24300 |  |  | 0 |  |  | 0 | 0 | 0 | 0 | 0 |  | 0 | 0 | 0 | 0 | 0 | 17303.6969 | 12004.7426 | 14022.4448 | 0 | no | Surplus | yes |  | 0 | 0 | 0 | 2109.6387 | 0 | no | 0 | 0 | 0 | 2109.6387 | 0 |  |  | 0 | 0 | 0 | 0 | 0 |  | 0 | 0 | 0 | 0 | 0
| 16070.1907 | 0 | no | Surplus | yes |  | 0 | 0 | 0 | 1233.5062 | 0 | no | 0 | 0 | 0 | 1233.5062 | 4860 | no | 16070.1907 | 0 | 24300 |  |  | 0 |  |  | 0 | 0 | 0 | 0 | 0 |  | 0 | 0 | 0 | 0 | 0 | 16070.1907 | 12161.7546 | 13022.845 | 0 | no | Surplus | yes |  | 0 | 0 | 0 | 1860.6902 | 0 | no | 0 | 0 | 0 | 1860.6902 | 0 |  |  | 0 | 0 | 0 | 0 | 0 |  | 0 | 0 | 0 | 0 | 0
| 17406.2251 | 0 | yes | Deficit |  |  | 0 | 0 | 0 | 0 | 0 |  | 0 | 0 | 0 | 0 | 4860 | no |  | 0 | 24300 | no | 17406.2251 | 0 | no | no | 0 | 0 | 0 | 0 | 0 |  | 0 | 0 | 0 | 0 | 0 | 17406.2251 | 12362.2456 | 14105.5309 | 0 | no | Surplus | yes |  | 0 | 0 | 0 | 660.5994 | 0 | no | 0 | 0 | 0 | 660.5994 | 0 |  |  | 0 | 0 | 0 | 0 | 0 |  | 0 | 0 | 0 | 0 | 0
| 15880.2821 | 0 | no | Surplus | yes |  | 0 | 0 | 0 | 1525.943 | 0 | no | 0 | 0 | 0 | 1525.943 | 4860 | no | 15880.2821 | 0 | 24300 |  |  | 0 |  |  | 0 | 0 | 0 | 0 | 0 |  | 0 | 0 | 0 | 0 | 0 | 15880.2821 | 12036.5158 | 12868.9482 | 0 | no | Surplus | yes |  | 0 | 0 | 0 | 2069.0151 | 0 | no | 0 | 0 | 0 | 2069.0151 | 0 |  |  | 0 | 0 | 0 | 0 | 0 |  | 0 | 0 | 0 | 0 | 0
| 15540.9445 | 0 | no | Surplus | yes |  | 0 | 0 | 0 | 339.3376 | 0 | no | 0 | 0 | 0 | 339.3376 | 4860 | no | 15540.9445 | 0 | 24300 |  |  | 0 |  |  | 0 | 0 | 0 | 0 | 0 |  | 0 | 0 | 0 | 0 | 0 | 15540.9445 | 11774.9553 | 12593.9583 | 0 | no | Surplus | yes |  | 0 | 0 | 0 | 1093.9929 | 0 | no | 0 | 0 | 0 | 1093.9929 | 0 |  |  | 0 | 0 | 0 | 0 | 0 |  | 0 | 0 | 0 | 0 | 0
| 17250.7587 | 0 | yes | Deficit |  |  | 0 | 0 | 0 | 0 | 0 |  | 0 | 0 | 0 | 0 | 4860 | no |  | 0 | 24300 | no | 17250.7587 | 0 | no | no | 0 | 0 | 0 | 0 | 0 |  | 0 | 0 | 0 | 0 | 0 | 17250.7587 | 11985.5965 | 13979.5452 | 0 | no | Surplus | yes |  | 0 | 0 | 0 | 608.3618 | 0 | no | 0 | 0 | 0 | 608.3618 | 0 |  |  | 0 | 0 | 0 | 0 | 0 |  | 0 | 0 | 0 | 0 | 0
| 17655.9896 | 0 | yes | Deficit |  |  | 0 | 0 | 0 | 0 | 0 |  | 0 | 0 | 0 | 0 | 4860 | no |  | 0 | 24300 | no | 17655.9896 | 0 | no | no | 0 | 0 | 0 | 0 | 0 |  | 0 | 0 | 0 | 0 | 0 | 17655.9896 | 12737.4961 | 14307.9333 | 0 | no | Surplus | yes |  | 0 | 0 | 0 | 1242.049 | 0 | no | 0 | 0 | 0 | 1242.049 | 0 |  |  | 0 | 0 | 0 | 0 | 0 |  | 0 | 0 | 0 | 0 | 0
| 17542.6607 | 0 | no | Surplus | yes |  | 0 | 0 | 0 | 113.329 | 0 | no | 0 | 0 | 0 | 113.329 | 4860 | no | 17542.6607 | 0 | 24300 |  |  | 0 |  |  | 0 | 0 | 0 | 0 | 0 |  | 0 | 0 | 0 | 0 | 0 | 17542.6607 | 12711.7475 | 14216.0945 | 0 | no | Surplus | yes |  | 0 | 0 | 0 | 1596.1858 | 0 | no | 0 | 0 | 0 | 1596.1858 | 0 |  |  | 0 | 0 | 0 | 0 | 0 |  | 0 | 0 | 0 | 0 | 0
| 15271.3196 | 0 | no | Surplus | yes |  | 0 | 0 | 0 | 2271.341 | 0 | no | 0 | 0 | 0 | 2271.341 | 4860 | no | 15271.3196 | 0 | 24300 |  |  | 0 |  |  | 0 | 0 | 0 | 0 | 0 |  | 0 | 0 | 0 | 0 | 0 | 15271.3196 | 13386.5214 | 12375.4616 | 0 | no | Surplus | yes |  | 0 | 0 | 0 | 829.5732 | 0 | no | 0 | 0 | 0 | 829.5732 | 0 |  |  | 0 | 0 | 0 | 0 | 0 |  | 0 | 0 | 0 | 0 | 0
| 14425.601 | 0 | no | Surplus | yes |  | 0 | 0 | 0 | 845.7186 | 0 | no | 0 | 0 | 0 | 845.7186 | 4860 | no | 14425.601 | 0 | 24300 |  |  | 0 |  |  | 0 | 0 | 0 | 0 | 0 |  | 0 | 0 | 0 | 0 | 0 | 14425.601 | 13214.3303 | 11690.1143 | 0 | yes | Deficit |  |  | 0 | 0 | 0 | 0 | 0 |  | 0 | 0 | 0 | 0 | 838.8686 | yes |  | 0 | 0 | 0 | 838.8686 | 0 | no | 0 | 0 | 0 | 838.8686 | 0
| 14896.7817 | 0 | yes | Deficit |  |  | 0 | 0 | 0 | 0 | 0 |  | 0 | 0 | 0 | 0 | 4860 | no |  | 0 | 24300 | no | 14896.7817 | 0 | no | no | 0 | 0 | 0 | 0 | 0 |  | 0 | 0 | 0 | 0 | 0 | 14896.7817 | 13215.1229 | 12071.9463 | 0 | yes | Deficit |  |  | 0 | 0 | 0 | 0 | 0 |  | 0 | 0 | 0 | 0 | 1525.0087 | yes |  | 0 | 0 | 0 | 1525.0087 | 0 | no | 0 | 0 | 0 | 1525.0087 | 0
| 14151.6412 | 0 | no | Surplus | yes |  | 0 | 0 | 0 | 745.1404 | 0 | no | 0 | 0 | 0 | 745.1404 | 4860 | no | 14151.6412 | 0 | 24300 |  |  | 0 |  |  | 0 | 0 | 0 | 0 | 0 |  | 0 | 0 | 0 | 0 | 0 | 14151.6412 | 13023.4884 | 11468.1047 | 0 | yes | Deficit |  |  | 0 | 0 | 0 | 0 | 0 |  | 0 | 0 | 0 | 0 | 951.5421 | yes |  | 0 | 0 | 0 | 951.5421 | 0 | no | 0 | 0 | 0 | 951.5421 | 0
| 14803.9469 | 0 | yes | Deficit |  |  | 0 | 0 | 0 | 0 | 0 |  | 0 | 0 | 0 | 0 | 4860 | no |  | 0 | 24300 | no | 14803.9469 | 0 | no | no | 0 | 0 | 0 | 0 | 0 |  | 0 | 0 | 0 | 0 | 0 | 14803.9469 | 13264.5414 | 11996.7155 | 0 | yes | Deficit |  |  | 0 | 0 | 0 | 0 | 0 |  | 0 | 0 | 0 | 0 | 1796.4367 | yes |  | 0 | 0 | 0 | 1796.4367 | 0 | no | 0 | 0 | 0 | 1796.4367 | 0
| 16105.7698 | 0 | yes | Deficit |  |  | 0 | 0 | 0 | 0 | 0 |  | 0 | 0 | 0 | 0 | 4860 | no |  | 0 | 24300 | no | 16105.7698 | 0 | no | no | 0 | 0 | 0 | 0 | 0 |  | 0 | 0 | 0 | 0 | 0 | 16105.7698 | 13107.7437 | 13051.6773 | 0 | yes | Deficit |  |  | 0 | 0 | 0 | 0 | 0 |  | 0 | 0 | 0 | 0 | 1111.0282 | yes |  | 0 | 0 | 0 | 1111.0282 | 0 | no | 0 | 0 | 0 | 1111.0282 | 0
| 16213.7039 | 0 | yes | Deficit |  |  | 0 | 0 | 0 | 0 | 0 |  | 0 | 0 | 0 | 0 | 4860 | no |  | 0 | 24300 | no | 16213.7039 | 0 | no | no | 0 | 0 | 0 | 0 | 0 |  | 0 | 0 | 0 | 0 | 0 | 16213.7039 | 13181.8141 | 13139.1442 | 0 | yes | Deficit |  |  | 0 | 0 | 0 | 0 | 0 |  | 0 | 0 | 0 | 0 | 130.1367 | yes |  | 0 | 0 | 0 | 130.1367 | 0 | no | 0 | 0 | 0 | 130.1367 | 0
| 18979.1623 | 0 | yes | Deficit |  |  | 0 | 0 | 0 | 0 | 0 |  | 0 | 0 | 0 | 0 | 4860 | no |  | 0 | 24300 | no | 18979.1623 | 0 | no | no | 0 | 0 | 0 | 0 | 0 |  | 0 | 0 | 0 | 0 | 0 | 18979.1623 | 13197.7111 | 15380.1963 | 0 | yes | Deficit |  |  | 0 | 0 | 0 | 0 | 0 |  | 0 | 0 | 0 | 0 | 58.5669 | yes |  | 0 | 0 | 0 | 58.5669 | 0 | no | 0 | 0 | 0 | 58.5669 | 0
| 17077.3957 | 0 | no | Surplus | yes |  | 0 | 0 | 0 | 1901.7666 | 0 | no | 0 | 0 | 0 | 1901.7666 | 4860 | no | 17077.3957 | 0 | 24300 |  |  | 0 |  |  | 0 | 0 | 0 | 0 | 0 |  | 0 | 0 | 0 | 0 | 0 | 17077.3957 | 12437.379 | 13839.0564 | 0 | no | Surplus | yes |  | 0 | 0 | 0 | 2942.8173 | 0 | no | 0 | 0 | 0 | 2942.8173 | 0 |  |  | 0 | 0 | 0 | 0 | 0 |  | 0 | 0 | 0 | 0 | 0
| 16150.3345 | 0 | no | Surplus | yes |  | 0 | 0 | 0 | 927.0612 | 0 | no | 0 | 0 | 0 | 927.0612 | 4860 | no | 16150.3345 | 0 | 24300 |  |  | 0 |  |  | 0 | 0 | 0 | 0 | 0 |  | 0 | 0 | 0 | 0 | 0 | 16150.3345 | 11245.4532 | 13087.7913 | 0 | no | Surplus | yes |  | 0 | 0 | 0 | 2593.6032 | 0 | no | 0 | 0 | 0 | 2593.6032 | 0 |  |  | 0 | 0 | 0 | 0 | 0 |  | 0 | 0 | 0 | 0 | 0
| 14105.1997 | 0 | no | Surplus | yes |  | 0 | 0 | 0 | 2045.1348 | 0 | no | 0 | 0 | 0 | 2045.1348 | 4860 | no | 14105.1997 | 0 | 24300 |  |  | 0 |  |  | 0 | 0 | 0 | 0 | 0 |  | 0 | 0 | 0 | 0 | 0 | 14105.1997 | 12161.8919 | 11430.4698 | 0 | no | Surplus | yes |  | 0 | 0 | 0 | 925.8994 | 0 | no | 0 | 0 | 0 | 925.8994 | 0 |  |  | 0 | 0 | 0 | 0 | 0 |  | 0 | 0 | 0 | 0 | 0
| 13185.9369 | 0 | no | Surplus | yes |  | 0 | 0 | 0 | 919.2628 | 0 | no | 0 | 0 | 0 | 919.2628 | 4860 | no | 13185.9369 | 0 | 24300 |  |  | 0 |  |  | 0 | 0 | 0 | 0 | 0 |  | 0 | 0 | 0 | 0 | 0 | 13185.9369 | 12261.1648 | 10685.5242 | 0 | yes | Deficit |  |  | 0 | 0 | 0 | 0 | 0 |  | 0 | 0 | 0 | 0 | 830.695 | yes |  | 0 | 0 | 0 | 830.695 | 0 | no | 0 | 0 | 0 | 830.695 | 0
| 15113.133 | 0 | yes | Deficit |  |  | 0 | 0 | 0 | 0 | 0 |  | 0 | 0 | 0 | 0 | 4860 | no |  | 0 | 24300 | no | 15113.133 | 0 | no | no | 0 | 0 | 0 | 0 | 0 |  | 0 | 0 | 0 | 0 | 0 | 15113.133 | 12786.3557 | 12247.2714 | 0 | yes | Deficit |  |  | 0 | 0 | 0 | 0 | 0 |  | 0 | 0 | 0 | 0 | 2100.8315 | yes |  | 0 | 0 | 0 | 2100.8315 | 0 | no | 0 | 0 | 0 | 2100.8315 | 0
| 15456.9444 | 0 | yes | Deficit |  |  | 0 | 0 | 0 | 0 | 0 |  | 0 | 0 | 0 | 0 | 4860 | no |  | 0 | 24300 | no | 15456.9444 | 0 | no | no | 0 | 0 | 0 | 0 | 0 |  | 0 | 0 | 0 | 0 | 0 | 15456.9444 | 12679.2932 | 12525.8869 | 0 | yes | Deficit |  |  | 0 | 0 | 0 | 0 | 0 |  | 0 | 0 | 0 | 0 | 432.0218 | yes |  | 0 | 0 | 0 | 432.0218 | 0 | no | 0 | 0 | 0 | 432.0218 | 0
| 14937.0277 | 0 | no | Surplus | yes |  | 0 | 0 | 0 | 519.9168 | 0 | no | 0 | 0 | 0 | 519.9168 | 4860 | no | 14937.0277 | 0 | 24300 |  |  | 0 |  |  | 0 | 0 | 0 | 0 | 0 |  | 0 | 0 | 0 | 0 | 0 | 14937.0277 | 12589.4546 | 12104.5605 | 0 | yes | Deficit |  |  | 0 | 0 | 0 | 0 | 0 |  | 0 | 0 | 0 | 0 | 63.5677 | yes |  | 0 | 0 | 0 | 63.5677 | 0 | no | 0 | 0 | 0 | 63.5677 | 0
| 14240.5488 | 0 | no | Surplus | yes |  | 0 | 0 | 0 | 696.4788 | 0 | no | 0 | 0 | 0 | 696.4788 | 4860 | no | 14240.5488 | 0 | 24300 |  |  | 0 |  |  | 0 | 0 | 0 | 0 | 0 |  | 0 | 0 | 0 | 0 | 0 | 14240.5488 | 12351.2933 | 11540.153 | 0 | yes | Deficit |  |  | 0 | 0 | 0 | 0 | 0 |  | 0 | 0 | 0 | 0 | 246.7328 | yes |  | 0 | 0 | 0 | 246.7328 | 0 | no | 0 | 0 | 0 | 246.7328 | 0
| 15766.5169 | 0 | yes | Deficit |  |  | 0 | 0 | 0 | 0 | 0 |  | 0 | 0 | 0 | 0 | 4860 | no |  | 0 | 24300 | no | 15766.5169 | 0 | no | no | 0 | 0 | 0 | 0 | 0 |  | 0 | 0 | 0 | 0 | 0 | 15766.5169 | 12191.6304 | 12776.756 | 0 | yes | Deficit |  |  | 0 | 0 | 0 | 0 | 0 |  | 0 | 0 | 0 | 0 | 651.4773 | yes |  | 0 | 0 | 0 | 651.4773 | 0 | no | 0 | 0 | 0 | 651.4773 | 0
| 15004.0622 | 0 | no | Surplus | yes |  | 0 | 0 | 0 | 762.4547 | 0 | no | 0 | 0 | 0 | 762.4547 | 4860 | no | 15004.0622 | 0 | 24300 |  |  | 0 |  |  | 0 | 0 | 0 | 0 | 0 |  | 0 | 0 | 0 | 0 | 0 | 15004.0622 | 12867.7738 | 12158.8835 | 0 | yes | Deficit |  |  | 0 | 0 | 0 | 0 | 0 |  | 0 | 0 | 0 | 0 | 91.0178 | yes |  | 0 | 0 | 0 | 91.0178 | 0 | no | 0 | 0 | 0 | 91.0178 | 0
| 13122.1116 | 0 | no | Surplus | yes |  | 0 | 0 | 0 | 1881.9506 | 0 | no | 0 | 0 | 0 | 1881.9506 | 4860 | no | 13122.1116 | 0 | 24300 |  |  | 0 |  |  | 0 | 0 | 0 | 0 | 0 |  | 0 | 0 | 0 | 0 | 0 | 13122.1116 | 13633.0695 | 10633.8019 | 0 | yes | Deficit |  |  | 0 | 0 | 0 | 0 | 0 |  | 0 | 0 | 0 | 0 | 1474.186 | yes |  | 0 | 0 | 0 | 1474.186 | 0 | no | 0 | 0 | 0 | 1474.186 | 0
| 14722.5177 | 0 | yes | Deficit |  |  | 0 | 0 | 0 | 0 | 0 |  | 0 | 0 | 0 | 0 | 4860 | no |  | 0 | 24300 | no | 14722.5177 | 0 | no | no | 0 | 0 | 0 | 0 | 0 |  | 0 | 0 | 0 | 0 | 0 | 14722.5177 | 13633.471 | 11930.7275 | 0 | yes | Deficit |  |  | 0 | 0 | 0 | 0 | 0 |  | 0 | 0 | 0 | 0 | 2999.6691 | yes |  | 0 | 0 | 0 | 2999.6691 | 0 | no | 0 | 0 | 0 | 2999.6691 | 0
| 16212.198 | 0 | yes | Deficit |  |  | 0 | 0 | 0 | 0 | 0 |  | 0 | 0 | 0 | 0 | 4860 | no |  | 0 | 24300 | no | 16212.198 | 0 | no | no | 0 | 0 | 0 | 0 | 0 |  | 0 | 0 | 0 | 0 | 0 | 16212.198 | 12665.9437 | 13137.9239 | 0 | yes | Deficit |  |  | 0 | 0 | 0 | 0 | 0 |  | 0 | 0 | 0 | 0 | 735.2162 | yes |  | 0 | 0 | 0 | 735.2162 | 0 | no | 0 | 0 | 0 | 735.2162 | 0
| 14649.8871 | 0 | no | Surplus | yes |  | 0 | 0 | 0 | 1562.311 | 0 | no | 0 | 0 | 0 | 1562.311 | 4860 | no | 14649.8871 | 0 | 24300 |  |  | 0 |  |  | 0 | 0 | 0 | 0 | 0 |  | 0 | 0 | 0 | 0 | 0 | 14649.8871 | 12037.8379 | 11871.8696 | 0 | no | Surplus | yes |  | 0 | 0 | 0 | 1100.0859 | 0 | no | 0 | 0 | 0 | 1100.0859 | 0 |  |  | 0 | 0 | 0 | 0 | 0 |  | 0 | 0 | 0 | 0 | 0
| 14989.4008 | 0 | yes | Deficit |  |  | 0 | 0 | 0 | 0 | 0 |  | 0 | 0 | 0 | 0 | 4860 | no |  | 0 | 24300 | no | 14989.4008 | 0 | no | no | 0 | 0 | 0 | 0 | 0 |  | 0 | 0 | 0 | 0 | 0 | 14989.4008 | 12317.8998 | 12147.0022 | 0 | yes | Deficit |  |  | 0 | 0 | 0 | 0 | 0 |  | 0 | 0 | 0 | 0 | 446.0303 | yes |  | 0 | 0 | 0 | 446.0303 | 0 | no | 0 | 0 | 0 | 446.0303 | 0
| 14016.1681 | 0 | no | Surplus | yes |  | 0 | 0 | 0 | 973.2327 | 0 | no | 0 | 0 | 0 | 973.2327 | 4860 | no | 14016.1681 | 0 | 24300 |  |  | 0 |  |  | 0 | 0 | 0 | 0 | 0 |  | 0 | 0 | 0 | 0 | 0 | 14016.1681 | 12322.3178 | 11358.321 | 0 | yes | Deficit |  |  | 0 | 0 | 0 | 0 | 0 |  | 0 | 0 | 0 | 0 | 175.3156 | yes |  | 0 | 0 | 0 | 175.3156 | 0 | no | 0 | 0 | 0 | 175.3156 | 0
| 14021.8428 | 0 | yes | Deficit |  |  | 0 | 0 | 0 | 0 | 0 |  | 0 | 0 | 0 | 0 | 4860 | no |  | 0 | 24300 | no | 14021.8428 | 0 | no | no | 0 | 0 | 0 | 0 | 0 |  | 0 | 0 | 0 | 0 | 0 | 14021.8428 | 12549.5381 | 11362.9196 | 0 | yes | Deficit |  |  | 0 | 0 | 0 | 0 | 0 |  | 0 | 0 | 0 | 0 | 1191.2171 | yes |  | 0 | 0 | 0 | 1191.2171 | 0 | no | 0 | 0 | 0 | 1191.2171 | 0
| 13825.7431 | 0 | no | Surplus | yes |  | 0 | 0 | 0 | 196.0997 | 0 | no | 0 | 0 | 0 | 196.0997 | 4860 | no | 13825.7431 | 0 | 24300 |  |  | 0 |  |  | 0 | 0 | 0 | 0 | 0 |  | 0 | 0 | 0 | 0 | 0 | 13825.7431 | 13652.1258 | 11204.0057 | 0 | yes | Deficit |  |  | 0 | 0 | 0 | 0 | 0 |  | 0 | 0 | 0 | 0 | 2289.2063 | yes |  | 0 | 0 | 0 | 2289.2063 | 0 | no | 0 | 0 | 0 | 2289.2063 | 0
| 13087.8659 | 0 | no | Surplus | yes |  | 0 | 0 | 0 | 737.8772 | 0 | no | 0 | 0 | 0 | 737.8772 | 4860 | no | 13087.8659 | 0 | 24300 |  |  | 0 |  |  | 0 | 0 | 0 | 0 | 0 |  | 0 | 0 | 0 | 0 | 0 | 13087.8659 | 13584.9042 | 10606.0501 | 0 | yes | Deficit |  |  | 0 | 0 | 0 | 0 | 0 |  | 0 | 0 | 0 | 0 | 2380.8985 | yes |  | 0 | 0 | 0 | 2380.8985 | 0 | no | 0 | 0 | 0 | 2380.8985 | 0
| 14457.3604 | 0 | yes | Deficit |  |  | 0 | 0 | 0 | 0 | 0 |  | 0 | 0 | 0 | 0 | 4860 | no |  | 0 | 24300 | no | 14457.3604 | 0 | no | no | 0 | 0 | 0 | 0 | 0 |  | 0 | 0 | 0 | 0 | 0 | 14457.3604 | 12892.6397 | 11715.8512 | 0 | yes | Deficit |  |  | 0 | 0 | 0 | 0 | 0 |  | 0 | 0 | 0 | 0 | 2286.5895 | yes |  | 0 | 0 | 0 | 2286.5895 | 0 | no | 0 | 0 | 0 | 2286.5895 | 0
| 14935.9462 | 0 | yes | Deficit |  |  | 0 | 0 | 0 | 0 | 0 |  | 0 | 0 | 0 | 0 | 4860 | no |  | 0 | 24300 | no | 14935.9462 | 0 | no | no | 0 | 0 | 0 | 0 | 0 |  | 0 | 0 | 0 | 0 | 0 | 14935.9462 | 13072.3777 | 12103.6842 | 0 | yes | Deficit |  |  | 0 | 0 | 0 | 0 | 0 |  | 0 | 0 | 0 | 0 | 1356.5265 | yes |  | 0 | 0 | 0 | 1356.5265 | 0 | no | 0 | 0 | 0 | 1356.5265 | 0
| 13771.598 | 0 | no | Surplus | yes |  | 0 | 0 | 0 | 1164.3482 | 0 | no | 0 | 0 | 0 | 1164.3482 | 4860 | no | 13771.598 | 0 | 24300 |  |  | 0 |  |  | 0 | 0 | 0 | 0 | 0 |  | 0 | 0 | 0 | 0 | 0 | 13771.598 | 13591.3108 | 11160.128 | 0 | yes | Deficit |  |  | 0 | 0 | 0 | 0 | 0 |  | 0 | 0 | 0 | 0 | 1487.6267 | yes |  | 0 | 0 | 0 | 1487.6267 | 0 | no | 0 | 0 | 0 | 1487.6267 | 0
| 13945.4765 | 0 | yes | Deficit |  |  | 0 | 0 | 0 | 0 | 0 |  | 0 | 0 | 0 | 0 | 4860 | no |  | 0 | 24300 | no | 13945.4765 | 0 | no | no | 0 | 0 | 0 | 0 | 0 |  | 0 | 0 | 0 | 0 | 0 | 13945.4765 | 13610.7776 | 11301.0344 | 0 | yes | Deficit |  |  | 0 | 0 | 0 | 0 | 0 |  | 0 | 0 | 0 | 0 | 2450.6495 | yes |  | 0 | 0 | 0 | 2450.6495 | 0 | no | 0 | 0 | 0 | 2450.6495 | 0
| 14908.3138 | 0 | yes | Deficit |  |  | 0 | 0 | 0 | 0 | 0 |  | 0 | 0 | 0 | 0 | 4860 | no |  | 0 | 24300 | no | 14908.3138 | 0 | no | no | 0 | 0 | 0 | 0 | 0 |  | 0 | 0 | 0 | 0 | 0 | 14908.3138 | 13505.8775 | 12081.2916 | 0 | yes | Deficit |  |  | 0 | 0 | 0 | 0 | 0 |  | 0 | 0 | 0 | 0 | 2204.8431 | yes |  | 0 | 0 | 0 | 2204.8431 | 0 | no | 0 | 0 | 0 | 2204.8431 | 0
| 14602.7547 | 0 | no | Surplus | yes |  | 0 | 0 | 0 | 305.5592 | 0 | no | 0 | 0 | 0 | 305.5592 | 4860 | no | 14602.7547 | 0 | 24300 |  |  | 0 |  |  | 0 | 0 | 0 | 0 | 0 |  | 0 | 0 | 0 | 0 | 0 | 14602.7547 | 13119.3236 | 11833.6748 | 0 | yes | Deficit |  |  | 0 | 0 | 0 | 0 | 0 |  | 0 | 0 | 0 | 0 | 1038.032 | yes |  | 0 | 0 | 0 | 1038.032 | 0 | no | 0 | 0 | 0 | 1038.032 | 0
| 14205.0266 | 0 | no | Surplus | yes |  | 0 | 0 | 0 | 397.7281 | 0 | no | 0 | 0 | 0 | 397.7281 | 4860 | no | 14205.0266 | 0 | 24300 |  |  | 0 |  |  | 0 | 0 | 0 | 0 | 0 |  | 0 | 0 | 0 | 0 | 0 | 14205.0266 | 13183.1528 | 11511.3668 | 0 | yes | Deficit |  |  | 0 | 0 | 0 | 0 | 0 |  | 0 | 0 | 0 | 0 | 1349.478 | yes |  | 0 | 0 | 0 | 1349.478 | 0 | no | 0 | 0 | 0 | 1349.478 | 0
| 14487.3488 | 0 | yes | Deficit |  |  | 0 | 0 | 0 | 0 | 0 |  | 0 | 0 | 0 | 0 | 4860 | no |  | 0 | 24300 | no | 14487.3488 | 0 | no | no | 0 | 0 | 0 | 0 | 0 |  | 0 | 0 | 0 | 0 | 0 | 14487.3488 | 13413.5512 | 11740.153 | 0 | yes | Deficit |  |  | 0 | 0 | 0 | 0 | 0 |  | 0 | 0 | 0 | 0 | 1902.1844 | yes |  | 0 | 0 | 0 | 1902.1844 | 0 | no | 0 | 0 | 0 | 1902.1844 | 0
| 17157.8927 | 0 | yes | Deficit |  |  | 0 | 0 | 0 | 0 | 0 |  | 0 | 0 | 0 | 0 | 4860 | no |  | 0 | 24300 | no | 17157.8927 | 0 | no | no | 0 | 0 | 0 | 0 | 0 |  | 0 | 0 | 0 | 0 | 0 | 17157.8927 | 13624.5638 | 13904.289 | 0 | yes | Deficit |  |  | 0 | 0 | 0 | 0 | 0 |  | 0 | 0 | 0 | 0 | 1884.4108 | yes |  | 0 | 0 | 0 | 1884.4108 | 0 | no | 0 | 0 | 0 | 1884.4108 | 0
| 14967.0348 | 0 | no | Surplus | yes |  | 0 | 0 | 0 | 2190.8579 | 0 | no | 0 | 0 | 0 | 2190.8579 | 4860 | no | 14967.0348 | 0 | 24300 |  |  | 0 |  |  | 0 | 0 | 0 | 0 | 0 |  | 0 | 0 | 0 | 0 | 0 | 14967.0348 | 13840.9823 | 12128.8774 | 0 | no | Surplus | yes |  | 0 | 0 | 0 | 63.3068 | 0 | no | 0 | 0 | 0 | 63.3068 | 0 |  |  | 0 | 0 | 0 | 0 | 0 |  | 0 | 0 | 0 | 0 | 0
| 15439.7381 | 0 | yes | Deficit |  |  | 0 | 0 | 0 | 0 | 0 |  | 0 | 0 | 0 | 0 | 4860 | no |  | 0 | 24300 | no | 15439.7381 | 0 | no | no | 0 | 0 | 0 | 0 | 0 |  | 0 | 0 | 0 | 0 | 0 | 15439.7381 | 13884.078 | 12511.9434 | 0 | yes | Deficit |  |  | 0 | 0 | 0 | 0 | 0 |  | 0 | 0 | 0 | 0 | 1755.2005 | yes |  | 0 | 0 | 0 | 1755.2005 | 0 | no | 0 | 0 | 0 | 1755.2005 | 0
| 14871.3169 | 0 | no | Surplus | yes |  | 0 | 0 | 0 | 568.4213 | 0 | no | 0 | 0 | 0 | 568.4213 | 4860 | no | 14871.3169 | 0 | 24300 |  |  | 0 |  |  | 0 | 0 | 0 | 0 | 0 |  | 0 | 0 | 0 | 0 | 0 | 14871.3169 | 13275.9446 | 12051.3103 | 0 | yes | Deficit |  |  | 0 | 0 | 0 | 0 | 0 |  | 0 | 0 | 0 | 0 | 764.0013 | yes |  | 0 | 0 | 0 | 764.0013 | 0 | no | 0 | 0 | 0 | 764.0013 | 0
| 14046.643 | 0 | no | Surplus | yes |  | 0 | 0 | 0 | 824.6739 | 0 | no | 0 | 0 | 0 | 824.6739 | 4860 | no | 14046.643 | 0 | 24300 |  |  | 0 |  |  | 0 | 0 | 0 | 0 | 0 |  | 0 | 0 | 0 | 0 | 0 | 14046.643 | 13032.2021 | 11383.017 | 0 | yes | Deficit |  |  | 0 | 0 | 0 | 0 | 0 |  | 0 | 0 | 0 | 0 | 980.8918 | yes |  | 0 | 0 | 0 | 980.8918 | 0 | no | 0 | 0 | 0 | 980.8918 | 0
| 14074.3302 | 0 | yes | Deficit |  |  | 0 | 0 | 0 | 0 | 0 |  | 0 | 0 | 0 | 0 | 4860 | no |  | 0 | 24300 | no | 14074.3302 | 0 | no | no | 0 | 0 | 0 | 0 | 0 |  | 0 | 0 | 0 | 0 | 0 | 14074.3302 | 12976.8862 | 11405.4539 | 0 | yes | Deficit |  |  | 0 | 0 | 0 | 0 | 0 |  | 0 | 0 | 0 | 0 | 1593.8691 | yes |  | 0 | 0 | 0 | 1593.8691 | 0 | no | 0 | 0 | 0 | 1593.8691 | 0
| 14051.618 | 0 | no | Surplus | yes |  | 0 | 0 | 0 | 22.7122 | 0 | no | 0 | 0 | 0 | 22.7122 | 4860 | no | 14051.618 | 0 | 24300 |  |  | 0 |  |  | 0 | 0 | 0 | 0 | 0 |  | 0 | 0 | 0 | 0 | 0 | 14051.618 | 12362.5601 | 11387.0486 | 0 | yes | Deficit |  |  | 0 | 0 | 0 | 0 | 0 |  | 0 | 0 | 0 | 0 | 957.1061 | yes |  | 0 | 0 | 0 | 957.1061 | 0 | no | 0 | 0 | 0 | 957.1061 | 0
| 14683.26 | 0 | yes | Deficit |  |  | 0 | 0 | 0 | 0 | 0 |  | 0 | 0 | 0 | 0 | 4860 | no |  | 0 | 24300 | no | 14683.26 | 0 | no | no | 0 | 0 | 0 | 0 | 0 |  | 0 | 0 | 0 | 0 | 0 | 14683.26 | 12170.2216 | 11898.9141 | 0 | yes | Deficit |  |  | 0 | 0 | 0 | 0 | 0 |  | 0 | 0 | 0 | 0 | 783.173 | yes |  | 0 | 0 | 0 | 783.173 | 0 | no | 0 | 0 | 0 | 783.173 | 0
| 13738.0357 | 0 | no | Surplus | yes |  | 0 | 0 | 0 | 945.2243 | 0 | no | 0 | 0 | 0 | 945.2243 | 4860 | no | 13738.0357 | 0 | 24300 |  |  | 0 |  |  | 0 | 0 | 0 | 0 | 0 |  | 0 | 0 | 0 | 0 | 0 | 13738.0357 | 12179.4658 | 11132.9301 | 0 | yes | Deficit |  |  | 0 | 0 | 0 | 0 | 0 |  | 0 | 0 | 0 | 0 | 280.5516 | yes |  | 0 | 0 | 0 | 280.5516 | 0 | no | 0 | 0 | 0 | 280.5516 | 0
| 15456.4779 | 0 | yes | Deficit |  |  | 0 | 0 | 0 | 0 | 0 |  | 0 | 0 | 0 | 0 | 4860 | no |  | 0 | 24300 | no | 15456.4779 | 0 | no | no | 0 | 0 | 0 | 0 | 0 |  | 0 | 0 | 0 | 0 | 0 | 15456.4779 | 11680.6552 | 12525.5088 | 0 | yes | Deficit |  |  | 0 | 0 | 0 | 0 | 0 |  | 0 | 0 | 0 | 0 | 547.7252 | yes |  | 0 | 0 | 0 | 547.7252 | 0 | no | 0 | 0 | 0 | 547.7252 | 0
| 14794.7372 | 0 | no | Surplus | yes |  | 0 | 0 | 0 | 661.7406 | 0 | no | 0 | 0 | 0 | 661.7406 | 4860 | no | 14794.7372 | 0 | 24300 |  |  | 0 |  |  | 0 | 0 | 0 | 0 | 0 |  | 0 | 0 | 0 | 0 | 0 | 14794.7372 | 10882.7552 | 11989.2522 | 0 | no | Surplus | yes |  | 0 | 0 | 0 | 1642.7536 | 0 | no | 0 | 0 | 0 | 1642.7536 | 0 |  |  | 0 | 0 | 0 | 0 | 0 |  | 0 | 0 | 0 | 0 | 0
| 16020.474 | 0 | yes | Deficit |  |  | 0 | 0 | 0 | 0 | 0 |  | 0 | 0 | 0 | 0 | 4860 | no |  | 0 | 24300 | no | 16020.474 | 0 | no | no | 0 | 0 | 0 | 0 | 0 |  | 0 | 0 | 0 | 0 | 0 | 16020.474 | 10384.6072 | 12982.5559 | 0 | no | Surplus | yes |  | 0 | 0 | 0 | 1604.645 | 0 | no | 0 | 0 | 0 | 1604.645 | 0 |  |  | 0 | 0 | 0 | 0 | 0 |  | 0 | 0 | 0 | 0 | 0
| 15505.5069 | 0 | no | Surplus | yes |  | 0 | 0 | 0 | 514.9671 | 0 | no | 0 | 0 | 0 | 514.9671 | 4860 | no | 15505.5069 | 0 | 24300 |  |  | 0 |  |  | 0 | 0 | 0 | 0 | 0 |  | 0 | 0 | 0 | 0 | 0 | 15505.5069 | 10518.1388 | 12565.2406 | 0 | no | Surplus | yes |  | 0 | 0 | 0 | 2464.4171 | 0 | no | 0 | 0 | 0 | 2464.4171 | 0 |  |  | 0 | 0 | 0 | 0 | 0 |  | 0 | 0 | 0 | 0 | 0
| 15654.9659 | 0 | yes | Deficit |  |  | 0 | 0 | 0 | 0 | 0 |  | 0 | 0 | 0 | 0 | 4860 | no |  | 0 | 24300 | no | 15654.9659 | 0 | no | no | 0 | 0 | 0 | 0 | 0 |  | 0 | 0 | 0 | 0 | 0 | 15654.9659 | 11660.8285 | 12686.3581 | 0 | no | Surplus | yes |  | 0 | 0 | 0 | 904.4122 | 0 | no | 0 | 0 | 0 | 904.4122 | 0 |  |  | 0 | 0 | 0 | 0 | 0 |  | 0 | 0 | 0 | 0 | 0
| 15763.6601 | 0 | yes | Deficit |  |  | 0 | 0 | 0 | 0 | 0 |  | 0 | 0 | 0 | 0 | 4860 | no |  | 0 | 24300 | no | 15763.6601 | 0 | no | no | 0 | 0 | 0 | 0 | 0 |  | 0 | 0 | 0 | 0 | 0 | 15763.6601 | 11180.55 | 12774.4409 | 0 | no | Surplus | yes |  | 0 | 0 | 0 | 1505.8081 | 0 | no | 0 | 0 | 0 | 1505.8081 | 0 |  |  | 0 | 0 | 0 | 0 | 0 |  | 0 | 0 | 0 | 0 | 0
| 15402.3698 | 0 | no | Surplus | yes |  | 0 | 0 | 0 | 361.2903 | 0 | no | 0 | 0 | 0 | 361.2903 | 4860 | no | 15402.3698 | 0 | 24300 |  |  | 0 |  |  | 0 | 0 | 0 | 0 | 0 |  | 0 | 0 | 0 | 0 | 0 | 15402.3698 | 10762.4701 | 12481.6611 | 0 | no | Surplus | yes |  | 0 | 0 | 0 | 2011.9709 | 0 | no | 0 | 0 | 0 | 2011.9709 | 0 |  |  | 0 | 0 | 0 | 0 | 0 |  | 0 | 0 | 0 | 0 | 0
| 15065.3748 | 0 | no | Surplus | yes |  | 0 | 0 | 0 | 336.9951 | 0 | no | 0 | 0 | 0 | 336.9951 | 4860 | no | 15065.3748 | 0 | 24300 |  |  | 0 |  |  | 0 | 0 | 0 | 0 | 0 |  | 0 | 0 | 0 | 0 | 0 | 15065.3748 | 11157.9516 | 12208.5695 | 0 | no | Surplus | yes |  | 0 | 0 | 0 | 1323.7095 | 0 | no | 0 | 0 | 0 | 1323.7095 | 0 |  |  | 0 | 0 | 0 | 0 | 0 |  | 0 | 0 | 0 | 0 | 0
| 15974.2406 | 0 | yes | Deficit |  |  | 0 | 0 | 0 | 0 | 0 |  | 0 | 0 | 0 | 0 | 4860 | no |  | 0 | 24300 | no | 15974.2406 | 0 | no | no | 0 | 0 | 0 | 0 | 0 |  | 0 | 0 | 0 | 0 | 0 | 15974.2406 | 13350.1621 | 12945.0896 | 0 | yes | Deficit |  |  | 0 | 0 | 0 | 0 | 0 |  | 0 | 0 | 0 | 0 | 1141.5926 | yes |  | 0 | 0 | 0 | 1141.5926 | 0 | no | 0 | 0 | 0 | 1141.5926 | 0
| 15763.0088 | 0 | no | Surplus | yes |  | 0 | 0 | 0 | 211.2318 | 0 | no | 0 | 0 | 0 | 211.2318 | 4860 | no | 15763.0088 | 0 | 24300 |  |  | 0 |  |  | 0 | 0 | 0 | 0 | 0 |  | 0 | 0 | 0 | 0 | 0 | 15763.0088 | 12444.0794 | 12773.9131 | 0 | no | Surplus | yes |  | 0 | 0 | 0 | 501.0102 | 0 | no | 0 | 0 | 0 | 501.0102 | 0 |  |  | 0 | 0 | 0 | 0 | 0 |  | 0 | 0 | 0 | 0 | 0
| 14665.4848 | 0 | no | Surplus | yes |  | 0 | 0 | 0 | 1097.524 | 0 | no | 0 | 0 | 0 | 1097.524 | 4860 | no | 14665.4848 | 0 | 24300 |  |  | 0 |  |  | 0 | 0 | 0 | 0 | 0 |  | 0 | 0 | 0 | 0 | 0 | 14665.4848 | 10733.7044 | 11884.5095 | 0 | no | Surplus | yes |  | 0 | 0 | 0 | 2040.2086 | 0 | no | 0 | 0 | 0 | 2040.2086 | 0 |  |  | 0 | 0 | 0 | 0 | 0 |  | 0 | 0 | 0 | 0 | 0
| 14321.9822 | 0 | no | Surplus | yes |  | 0 | 0 | 0 | 343.5026 | 0 | no | 0 | 0 | 0 | 343.5026 | 4860 | no | 14321.9822 | 0 | 24300 |  |  | 0 |  |  | 0 | 0 | 0 | 0 | 0 |  | 0 | 0 | 0 | 0 | 0 | 14321.9822 | 11045.1765 | 11606.1444 | 0 | no | Surplus | yes |  | 0 | 0 | 0 | 839.3331 | 0 | no | 0 | 0 | 0 | 839.3331 | 0 |  |  | 0 | 0 | 0 | 0 | 0 |  | 0 | 0 | 0 | 0 | 0
| 15264.1175 | 0 | yes | Deficit |  |  | 0 | 0 | 0 | 0 | 0 |  | 0 | 0 | 0 | 0 | 4860 | no |  | 0 | 24300 | no | 15264.1175 | 0 | no | no | 0 | 0 | 0 | 0 | 0 |  | 0 | 0 | 0 | 0 | 0 | 15264.1175 | 9954.1273 | 12369.6252 | 0 | no | Surplus | yes |  | 0 | 0 | 0 | 1652.0171 | 0 | no | 0 | 0 | 0 | 1652.0171 | 0 |  |  | 0 | 0 | 0 | 0 | 0 |  | 0 | 0 | 0 | 0 | 0
| 14486.3681 | 0 | no | Surplus | yes |  | 0 | 0 | 0 | 777.7494 | 0 | no | 0 | 0 | 0 | 777.7494 | 4860 | no | 14486.3681 | 0 | 24300 |  |  | 0 |  |  | 0 | 0 | 0 | 0 | 0 |  | 0 | 0 | 0 | 0 | 0 | 14486.3681 | 11035.0588 | 11739.3583 | 0 | no | Surplus | yes |  | 0 | 0 | 0 | 1334.5664 | 0 | no | 0 | 0 | 0 | 1334.5664 | 0 |  |  | 0 | 0 | 0 | 0 | 0 |  | 0 | 0 | 0 | 0 | 0
| 14362.2763 | 0 | no | Surplus | yes |  | 0 | 0 | 0 | 124.0918 | 0 | no | 0 | 0 | 0 | 124.0918 | 4860 | no | 14362.2763 | 0 | 24300 |  |  | 0 |  |  | 0 | 0 | 0 | 0 | 0 |  | 0 | 0 | 0 | 0 | 0 | 14362.2763 | 11316.4938 | 11638.7977 | 0 | no | Surplus | yes |  | 0 | 0 | 0 | 422.8645 | 0 | no | 0 | 0 | 0 | 422.8645 | 0 |  |  | 0 | 0 | 0 | 0 | 0 |  | 0 | 0 | 0 | 0 | 0
| 12602.8083 | 0 | no | Surplus | yes |  | 0 | 0 | 0 | 1759.468 | 0 | no | 0 | 0 | 0 | 1759.468 | 4860 | no | 12602.8083 | 0 | 24300 |  |  | 0 |  |  | 0 | 0 | 0 | 0 | 0 |  | 0 | 0 | 0 | 0 | 0 | 12602.8083 | 11130.7734 | 10212.9727 | 0 | no | Surplus | yes |  | 0 | 0 | 0 | 508.0242 | 0 | no | 0 | 0 | 0 | 508.0242 | 0 |  |  | 0 | 0 | 0 | 0 | 0 |  | 0 | 0 | 0 | 0 | 0
| 14809.9165 | 0 | yes | Deficit |  |  | 0 | 0 | 0 | 0 | 0 |  | 0 | 0 | 0 | 0 | 4860 | no |  | 0 | 24300 | no | 14809.9165 | 0 | no | no | 0 | 0 | 0 | 0 | 0 |  | 0 | 0 | 0 | 0 | 0 | 14809.9165 | 11479.5498 | 12001.5531 | 0 | yes | Deficit |  |  | 0 | 0 | 0 | 0 | 0 |  | 0 | 0 | 0 | 0 | 1266.5771 | yes |  | 0 | 0 | 0 | 1266.5771 | 0 | no | 0 | 0 | 0 | 1266.5771 | 0
| 13831.0386 | 0 | no | Surplus | yes |  | 0 | 0 | 0 | 978.8779 | 0 | no | 0 | 0 | 0 | 978.8779 | 4860 | no | 13831.0386 | 0 | 24300 |  |  | 0 |  |  | 0 | 0 | 0 | 0 | 0 |  | 0 | 0 | 0 | 0 | 0 | 13831.0386 | 11318.3132 | 11208.2971 | 0 | no | Surplus | yes |  | 0 | 0 | 0 | 683.2399 | 0 | no | 0 | 0 | 0 | 683.2399 | 0 |  |  | 0 | 0 | 0 | 0 | 0 |  | 0 | 0 | 0 | 0 | 0
| 14729.6879 | 0 | yes | Deficit |  |  | 0 | 0 | 0 | 0 | 0 |  | 0 | 0 | 0 | 0 | 4860 | no |  | 0 | 24300 | no | 14729.6879 | 0 | no | no | 0 | 0 | 0 | 0 | 0 |  | 0 | 0 | 0 | 0 | 0 | 14729.6879 | 10893.0458 | 11936.538 | 0 | no | Surplus | yes |  | 0 | 0 | 0 | 315.2513 | 0 | no | 0 | 0 | 0 | 315.2513 | 0 |  |  | 0 | 0 | 0 | 0 | 0 |  | 0 | 0 | 0 | 0 | 0
| 14733.0658 | 0 | yes | Deficit |  |  | 0 | 0 | 0 | 0 | 0 |  | 0 | 0 | 0 | 0 | 4860 | no |  | 0 | 24300 | no | 14733.0658 | 0 | no | no | 0 | 0 | 0 | 0 | 0 |  | 0 | 0 | 0 | 0 | 0 | 14733.0658 | 10555.5276 | 11939.2753 | 0 | no | Surplus | yes |  | 0 | 0 | 0 | 1381.0104 | 0 | no | 0 | 0 | 0 | 1381.0104 | 0 |  |  | 0 | 0 | 0 | 0 | 0 |  | 0 | 0 | 0 | 0 | 0
| 14821.7187 | 0 | yes | Deficit |  |  | 0 | 0 | 0 | 0 | 0 |  | 0 | 0 | 0 | 0 | 4860 | no |  | 0 | 24300 | no | 14821.7187 | 0 | no | no | 0 | 0 | 0 | 0 | 0 |  | 0 | 0 | 0 | 0 | 0 | 14821.7187 | 10999.5823 | 12011.1172 | 0 | no | Surplus | yes |  | 0 | 0 | 0 | 939.693 | 0 | no | 0 | 0 | 0 | 939.693 | 0 |  |  | 0 | 0 | 0 | 0 | 0 |  | 0 | 0 | 0 | 0 | 0
| 14828.9389 | 0 | yes | Deficit |  |  | 0 | 0 | 0 | 0 | 0 |  | 0 | 0 | 0 | 0 | 4860 | no |  | 0 | 24300 | no | 14828.9389 | 0 | no | no | 0 | 0 | 0 | 0 | 0 |  | 0 | 0 | 0 | 0 | 0 | 14828.9389 | 11745.0859 | 12016.9683 | 0 | no | Surplus | yes |  | 0 | 0 | 0 | 266.0313 | 0 | no | 0 | 0 | 0 | 266.0313 | 0 |  |  | 0 | 0 | 0 | 0 | 0 |  | 0 | 0 | 0 | 0 | 0
| 12804.6157 | 0 | no | Surplus | yes |  | 0 | 0 | 0 | 2024.3231 | 0 | no | 0 | 0 | 0 | 2024.3231 | 4860 | no | 12804.6157 | 0 | 24300 |  |  | 0 |  |  | 0 | 0 | 0 | 0 | 0 |  | 0 | 0 | 0 | 0 | 0 | 12804.6157 | 11823.9636 | 10376.5119 | 0 | no | Surplus | yes |  | 0 | 0 | 0 | 193.0047 | 0 | no | 0 | 0 | 0 | 193.0047 | 0 |  |  | 0 | 0 | 0 | 0 | 0 |  | 0 | 0 | 0 | 0 | 0
| 13974.5265 | 0 | yes | Deficit |  |  | 0 | 0 | 0 | 0 | 0 |  | 0 | 0 | 0 | 0 | 4860 | no |  | 0 | 24300 | no | 13974.5265 | 0 | no | no | 0 | 0 | 0 | 0 | 0 |  | 0 | 0 | 0 | 0 | 0 | 13974.5265 | 11370.9191 | 11324.5757 | 0 | yes | Deficit |  |  | 0 | 0 | 0 | 0 | 0 |  | 0 | 0 | 0 | 0 | 994.4072 | yes |  | 0 | 0 | 0 | 994.4072 | 0 | no | 0 | 0 | 0 | 994.4072 | 0
| 11845.0562 | 0 | no | Surplus | yes |  | 0 | 0 | 0 | 2129.4703 | 0 | no | 0 | 0 | 0 | 2129.4703 | 4860 | no | 11845.0562 | 0 | 24300 |  |  | 0 |  |  | 0 | 0 | 0 | 0 | 0 |  | 0 | 0 | 0 | 0 | 0 | 11845.0562 | 10728.3607 | 9598.911 | 0 | no | Surplus | yes |  | 0 | 0 | 0 | 596.2151 | 0 | no | 0 | 0 | 0 | 596.2151 | 0 |  |  | 0 | 0 | 0 | 0 | 0 |  | 0 | 0 | 0 | 0 | 0
| 12529.2256 | 0 | yes | Deficit |  |  | 0 | 0 | 0 | 0 | 0 |  | 0 | 0 | 0 | 0 | 4860 | no |  | 0 | 23690.1124 | no | 12529.2256 | 0 | no | no | 0 | 0 | 0 | 0 | 0 |  | 0 | 0 | 0 | 0 | 0 | 12529.2256 | 9518.4917 | 10153.3433 | 0 | no | Surplus | yes |  | 0 | 0 | 0 | 80.4194 | 0 | no | 0 | 0 | 0 | 80.4194 | 0 |  |  | 0 | 0 | 0 | 0 | 0 |  | 0 | 0 | 0 | 0 | 0
| 13109.9101 | 0 | yes | Deficit |  |  | 0 | 0 | 0 | 0 | 0 |  | 0 | 0 | 0 | 0 | 4860 | no |  | 0 | 24300 | no | 13109.9101 | 0 | no | no | 0 | 0 | 0 | 0 | 0 |  | 0 | 0 | 0 | 0 | 0 | 13109.9101 | 10714.6074 | 10623.9141 | 0 | yes | Deficit |  |  | 0 | 0 | 0 | 0 | 0 |  | 0 | 0 | 0 | 0 | 561.2642 | yes |  | 0 | 0 | 0 | 561.2642 | 0 | no | 0 | 0 | 0 | 561.2642 | 0
| 11340.417 | 0 | no | Surplus | yes |  | 0 | 0 | 0 | 1769.493 | 0 | no | 0 | 0 | 0 | 1769.493 | 4860 | no | 11340.417 | 0 | 24300 |  |  | 0 |  |  | 0 | 0 | 0 | 0 | 0 |  | 0 | 0 | 0 | 0 | 0 | 11340.417 | 11688.864 | 9189.9652 | 0 | yes | Deficit |  |  | 0 | 0 | 0 | 0 | 0 |  | 0 | 0 | 0 | 0 | 1064.9498 | yes |  | 0 | 0 | 0 | 1064.9498 | 0 | no | 0 | 0 | 0 | 1064.9498 | 0
| 11369.208 | 0 | yes | Deficit |  |  | 0 | 0 | 0 | 0 | 0 |  | 0 | 0 | 0 | 0 | 4860 | no |  | 0 | 22680.8341 | no | 11369.208 | 0 | no | no | 0 | 0 | 0 | 0 | 0 |  | 0 | 0 | 0 | 0 | 0 | 11369.208 | 11068.9157 | 9213.2966 | 0 | yes | Deficit |  |  | 0 | 0 | 0 | 0 | 0 |  | 0 | 0 | 0 | 0 | 1878.9505 | yes |  | 0 | 0 | 0 | 1878.9505 | 0 | no | 0 | 0 | 0 | 1878.9505 | 0
| 11823.7641 | 0 | yes | Deficit |  |  | 0 | 0 | 0 | 0 | 0 |  | 0 | 0 | 0 | 0 | 4860 | no |  | 0 | 22738.4159 | no | 11823.7641 | 0 | no | no | 0 | 0 | 0 | 0 | 0 |  | 0 | 0 | 0 | 0 | 0 | 11823.7641 | 11287.9094 | 9581.6564 | 0 | yes | Deficit |  |  | 0 | 0 | 0 | 0 | 0 |  | 0 | 0 | 0 | 0 | 2074.6129 | yes |  | 0 | 0 | 0 | 2074.6129 | 0 | no | 0 | 0 | 0 | 2074.6129 | 0
| 12832.5374 | 0 | yes | Deficit |  |  | 0 | 0 | 0 | 0 | 0 |  | 0 | 0 | 0 | 0 | 4860 | no |  | 0 | 23647.5281 | no | 12832.5374 | 0 | no | no | 0 | 0 | 0 | 0 | 0 |  | 0 | 0 | 0 | 0 | 0 | 12832.5374 | 11705.0638 | 10399.1389 | 0 | yes | Deficit |  |  | 0 | 0 | 0 | 0 | 0 |  | 0 | 0 | 0 | 0 | 2123.4074 | yes |  | 0 | 0 | 0 | 2123.4074 | 0 | no | 0 | 0 | 0 | 2123.4074 | 0
| 14965.4081 | 0 | yes | Deficit |  |  | 0 | 0 | 0 | 0 | 0 |  | 0 | 0 | 0 | 0 | 4860 | no |  | 0 | 24300 | no | 14965.4081 | 0 | no | no | 0 | 0 | 0 | 0 | 0 |  | 0 | 0 | 0 | 0 | 0 | 14965.4081 | 11846.1499 | 12127.5592 | 0 | yes | Deficit |  |  | 0 | 0 | 0 | 0 | 0 |  | 0 | 0 | 0 | 0 | 1447.0111 | yes |  | 0 | 0 | 0 | 1447.0111 | 0 | no | 0 | 0 | 0 | 1447.0111 | 0
| 14866.5024 | 0 | no | Surplus | yes |  | 0 | 0 | 0 | 98.9057 | 0 | no | 0 | 0 | 0 | 98.9057 | 4860 | no | 14866.5024 | 0 | 24300 |  |  | 0 |  |  | 0 | 0 | 0 | 0 | 0 |  | 0 | 0 | 0 | 0 | 0 | 14866.5024 | 12918.7441 | 12047.4088 | 0 | yes | Deficit |  |  | 0 | 0 | 0 | 0 | 0 |  | 0 | 0 | 0 | 0 | 791.1849 | yes |  | 0 | 0 | 0 | 791.1849 | 0 | no | 0 | 0 | 0 | 791.1849 | 0
| 10647.4686 | 0 | no | Surplus | yes |  | 0 | 0 | 0 | 4219.0338 | 0 | no | 0 | 0 | 0 | 4219.0338 | 4860 | no | 10647.4686 | 0 | 24300 |  |  | 0 |  |  | 0 | 0 | 0 | 0 | 0 |  | 0 | 0 | 0 | 0 | 0 | 10647.4686 | 13373.4115 | 8628.4187 | 0 | yes | Deficit |  |  | 0 | 0 | 0 | 0 | 0 |  | 0 | 0 | 0 | 0 | 1326.0028 | yes |  | 0 | 0 | 0 | 1326.0028 | 0 | no | 0 | 0 | 0 | 1326.0028 | 0
| 8939.5553 | 0 | no | Surplus | yes |  | 0 | 0 | 0 | 1707.9134 | 0 | no | 0 | 0 | 0 | 1707.9134 | 4860 | no | 8939.5553 | 0 | 21294.9373 |  |  | 0 |  |  | 0 | 0 | 0 | 0 | 0 |  | 0 | 0 | 0 | 0 | 0 | 8939.5553 | 12563.5968 | 7244.3722 | 0 | yes | Deficit |  |  | 0 | 0 | 0 | 0 | 0 |  | 0 | 0 | 0 | 0 | 3935.1781 | yes |  | 0 | 0 | 0 | 3935.1781 | 0 | no | 0 | 0 | 0 | 3935.1781 | 0
| 12234.1022 | 0 | yes | Deficit |  |  | 0 | 0 | 0 | 0 | 0 |  | 0 | 0 | 0 | 0 | 4860 | no |  | 0 | 17879.1106 | no | 12234.1022 | 0 | no | no | 0 | 0 | 0 | 0 | 0 |  | 0 | 0 | 0 | 0 | 0 | 12234.1022 | 12317.3038 | 9914.1833 | 0 | yes | Deficit |  |  | 0 | 0 | 0 | 0 | 0 |  | 0 | 0 | 0 | 0 | 5072.9316 | yes |  | 0 | 0 | 0 | 5072.9316 | 0 | no | 0 | 0 | 0 | 5072.9316 | 0
| 12395.0019 | 0 | yes | Deficit |  |  | 0 | 0 | 0 | 0 | 0 |  | 0 | 0 | 0 | 0 | 4860 | no |  | 0 | 24300 | no | 12395.0019 | 0 | no | no | 0 | 0 | 0 | 0 | 0 |  | 0 | 0 | 0 | 0 | 0 | 12395.0019 | 12006.8822 | 10044.572 | 0 | yes | Deficit |  |  | 0 | 0 | 0 | 0 | 0 |  | 0 | 0 | 0 | 0 | 2092.6989 | yes |  | 0 | 0 | 0 | 2092.6989 | 0 | no | 0 | 0 | 0 | 2092.6989 | 0
| 12319.7215 | 0 | no | Surplus | yes |  | 0 | 0 | 0 | 75.2803 | 0 | no | 0 | 0 | 0 | 75.2803 | 4860 | no | 12319.7215 | 0 | 24300 |  |  | 0 |  |  | 0 | 0 | 0 | 0 | 0 |  | 0 | 0 | 0 | 0 | 0 | 12319.7215 | 11334.1282 | 9983.5669 | 0 | yes | Deficit |  |  | 0 | 0 | 0 | 0 | 0 |  | 0 | 0 | 0 | 0 | 1289.5561 | yes |  | 0 | 0 | 0 | 1289.5561 | 0 | no | 0 | 0 | 0 | 1289.5561 | 0
| 15993.9679 | 0 | yes | Deficit |  |  | 0 | 0 | 0 | 0 | 0 |  | 0 | 0 | 0 | 0 | 4860 | no |  | 0 | 24300 | no | 15993.9679 | 0 | no | no | 0 | 0 | 0 | 0 | 0 |  | 0 | 0 | 0 | 0 | 0 | 15993.9679 | 13412.3952 | 12961.0761 | 0 | yes | Deficit |  |  | 0 | 0 | 0 | 0 | 0 |  | 0 | 0 | 0 | 0 | 3428.8283 | yes |  | 0 | 0 | 0 | 3428.8283 | 0 | no | 0 | 0 | 0 | 3428.8283 | 0
| 14373.5617 | 0 | no | Surplus | yes |  | 0 | 0 | 0 | 1620.4063 | 0 | no | 0 | 0 | 0 | 1620.4063 | 4860 | no | 14373.5617 | 0 | 24300 |  |  | 0 |  |  | 0 | 0 | 0 | 0 | 0 |  | 0 | 0 | 0 | 0 | 0 | 14373.5617 | 13872.8638 | 11647.943 | 0 | yes | Deficit |  |  | 0 | 0 | 0 | 0 | 0 |  | 0 | 0 | 0 | 0 | 911.7877 | yes |  | 0 | 0 | 0 | 911.7877 | 0 | no | 0 | 0 | 0 | 911.7877 | 0
| 16613.4831 | 0 | yes | Deficit |  |  | 0 | 0 | 0 | 0 | 0 |  | 0 | 0 | 0 | 0 | 4860 | no |  | 0 | 24300 | no | 16613.4831 | 0 | no | no | 0 | 0 | 0 | 0 | 0 |  | 0 | 0 | 0 | 0 | 0 | 16613.4831 | 12948.8602 | 13463.1144 | 0 | yes | Deficit |  |  | 0 | 0 | 0 | 0 | 0 |  | 0 | 0 | 0 | 0 | 1300.9172 | yes |  | 0 | 0 | 0 | 1300.9172 | 0 | no | 0 | 0 | 0 | 1300.9172 | 0
| 15560.028 | 0 | no | Surplus | yes |  | 0 | 0 | 0 | 1053.4551 | 0 | no | 0 | 0 | 0 | 1053.4551 | 4860 | no | 15560.028 | 0 | 24300 |  |  | 0 |  |  | 0 | 0 | 0 | 0 | 0 |  | 0 | 0 | 0 | 0 | 0 | 15560.028 | 12571.7205 | 12609.423 | 0 | no | Surplus | yes |  | 0 | 0 | 0 | 891.3938 | 0 | no | 0 | 0 | 0 | 891.3938 | 0 |  |  | 0 | 0 | 0 | 0 | 0 |  | 0 | 0 | 0 | 0 | 0
| 13929.3049 | 0 | no | Surplus | yes |  | 0 | 0 | 0 | 1630.7231 | 0 | no | 0 | 0 | 0 | 1630.7231 | 4860 | no | 13929.3049 | 0 | 24300 |  |  | 0 |  |  | 0 | 0 | 0 | 0 | 0 |  | 0 | 0 | 0 | 0 | 0 | 13929.3049 | 12836.4344 | 11287.9294 | 0 | yes | Deficit |  |  | 0 | 0 | 0 | 0 | 0 |  | 0 | 0 | 0 | 0 | 227.0114 | yes |  | 0 | 0 | 0 | 227.0114 | 0 | no | 0 | 0 | 0 | 227.0114 | 0
| 15434.2925 | 0 | yes | Deficit |  |  | 0 | 0 | 0 | 0 | 0 |  | 0 | 0 | 0 | 0 | 4860 | no |  | 0 | 24300 | no | 15434.2925 | 0 | no | no | 0 | 0 | 0 | 0 | 0 |  | 0 | 0 | 0 | 0 | 0 | 15434.2925 | 12818.8894 | 12507.5304 | 0 | yes | Deficit |  |  | 0 | 0 | 0 | 0 | 0 |  | 0 | 0 | 0 | 0 | 1530.96 | yes |  | 0 | 0 | 0 | 1530.96 | 0 | no | 0 | 0 | 0 | 1530.96 | 0
| 17428.0491 | 0 | yes | Deficit |  |  | 0 | 0 | 0 | 0 | 0 |  | 0 | 0 | 0 | 0 | 4860 | no |  | 0 | 24300 | no | 17428.0491 | 0 | no | no | 0 | 0 | 0 | 0 | 0 |  | 0 | 0 | 0 | 0 | 0 | 17428.0491 | 12917.7802 | 14123.2165 | 0 | yes | Deficit |  |  | 0 | 0 | 0 | 0 | 0 |  | 0 | 0 | 0 | 0 | 410.2498 | yes |  | 0 | 0 | 0 | 410.2498 | 0 | no | 0 | 0 | 0 | 410.2498 | 0
| 19015.8055 | 0 | yes | Deficit |  |  | 0 | 0 | 0 | 0 | 0 |  | 0 | 0 | 0 | 0 | 4860 | no |  | 0 | 24300 | no | 19015.8055 | 0 | no | no | 0 | 0 | 0 | 0 | 0 |  | 0 | 0 | 0 | 0 | 0 | 19015.8055 | 12216.8577 | 15409.891 | 0 | no | Surplus | yes |  | 0 | 0 | 0 | 1906.3587 | 0 | no | 0 | 0 | 0 | 1906.3587 | 0 |  |  | 0 | 0 | 0 | 0 | 0 |  | 0 | 0 | 0 | 0 | 0
| 17748.6491 | 0 | no | Surplus | yes |  | 0 | 0 | 0 | 1267.1564 | 0 | no | 0 | 0 | 0 | 1267.1564 | 4860 | no | 17748.6491 | 0 | 24300 |  |  | 0 |  |  | 0 | 0 | 0 | 0 | 0 |  | 0 | 0 | 0 | 0 | 0 | 17748.6491 | 12416.1901 | 14383.022 | 0 | no | Surplus | yes |  | 0 | 0 | 0 | 2993.701 | 0 | no | 0 | 0 | 0 | 2993.701 | 0 |  |  | 0 | 0 | 0 | 0 | 0 |  | 0 | 0 | 0 | 0 | 0
| 19534.783 | 0 | yes | Deficit |  |  | 0 | 0 | 0 | 0 | 0 |  | 0 | 0 | 0 | 0 | 4860 | no |  | 0 | 24300 | no | 19534.783 | 0 | no | no | 0 | 0 | 0 | 0 | 0 |  | 0 | 0 | 0 | 0 | 0 | 19534.783 | 12194.2891 | 15830.4563 | 0 | no | Surplus | yes |  | 0 | 0 | 0 | 2188.7328 | 0 | no | 0 | 0 | 0 | 2188.7328 | 0 |  |  | 0 | 0 | 0 | 0 | 0 |  | 0 | 0 | 0 | 0 | 0
| 19492.6431 | 0 | no | Surplus | yes |  | 0 | 0 | 0 | 42.1399 | 0 | no | 0 | 0 | 0 | 42.1399 | 4860 | no | 19492.6431 | 0 | 24300 |  |  | 0 |  |  | 0 | 0 | 0 | 0 | 0 |  | 0 | 0 | 0 | 0 | 0 | 19492.6431 | 11495.7695 | 15796.3072 | 0 | no | Surplus | yes |  | 0 | 0 | 0 | 4334.6868 | 0 | no | 0 | 0 | 0 | 4334.6868 | 0 |  |  | 0 | 0 | 0 | 0 | 0 |  | 0 | 0 | 0 | 0 | 0
| 15032.0869 | 0 | no | Surplus | yes |  | 0 | 0 | 0 | 4460.5562 | 0 | no | 0 | 0 | 0 | 4460.5562 | 4860 | no | 15032.0869 | 0 | 24300 |  |  | 0 |  |  | 0 | 0 | 0 | 0 | 0 |  | 0 | 0 | 0 | 0 | 0 | 15032.0869 | 11747.3598 | 12181.594 | 0 | no | Surplus | yes |  | 0 | 0 | 0 | 4048.9474 | 0 | no | 0 | 0 | 0 | 4048.9474 | 0 |  |  | 0 | 0 | 0 | 0 | 0 |  | 0 | 0 | 0 | 0 | 0
| 15235.8979 | 0 | yes | Deficit |  |  | 0 | 0 | 0 | 0 | 0 |  | 0 | 0 | 0 | 0 | 4860 | no |  | 0 | 24300 | no | 15235.8979 | 0 | no | no | 0 | 0 | 0 | 0 | 0 |  | 0 | 0 | 0 | 0 | 0 | 15235.8979 | 13115.6591 | 12346.7568 | 0 | yes | Deficit |  |  | 0 | 0 | 0 | 0 | 0 |  | 0 | 0 | 0 | 0 | 934.0651 | yes |  | 0 | 0 | 0 | 934.0651 | 0 | no | 0 | 0 | 0 | 934.0651 | 0
| 18958.5727 | 0 | yes | Deficit |  |  | 0 | 0 | 0 | 0 | 0 |  | 0 | 0 | 0 | 0 | 4860 | no |  | 0 | 24300 | no | 18958.5727 | 0 | no | no | 0 | 0 | 0 | 0 | 0 |  | 0 | 0 | 0 | 0 | 0 | 18958.5727 | 13367.921 | 15363.5111 | 0 | yes | Deficit |  |  | 0 | 0 | 0 | 0 | 0 |  | 0 | 0 | 0 | 0 | 1021.1642 | yes |  | 0 | 0 | 0 | 1021.1642 | 0 | no | 0 | 0 | 0 | 1021.1642 | 0
| 17947.0362 | 0 | no | Surplus | yes |  | 0 | 0 | 0 | 1011.5365 | 0 | no | 0 | 0 | 0 | 1011.5365 | 4860 | no | 17947.0362 | 0 | 24300 |  |  | 0 |  |  | 0 | 0 | 0 | 0 | 0 |  | 0 | 0 | 0 | 0 | 0 | 17947.0362 | 13738.8131 | 14543.7895 | 0 | no | Surplus | yes |  | 0 | 0 | 0 | 1624.698 | 0 | no | 0 | 0 | 0 | 1624.698 | 0 |  |  | 0 | 0 | 0 | 0 | 0 |  | 0 | 0 | 0 | 0 | 0
| 23931.0941 | 0 | yes | Deficit |  |  | 0 | 0 | 0 | 0 | 0 |  | 0 | 0 | 0 | 0 | 4860 | no |  | 0 | 24300 | no | 23931.0941 | 0 | no | no | 0 | 0 | 0 | 0 | 0 |  | 0 | 0 | 0 | 0 | 0 | 23931.0941 | 13359.9376 | 19393.1071 | 0 | no | Surplus | yes |  | 0 | 0 | 0 | 1183.8519 | 0 | no | 0 | 0 | 0 | 1183.8519 | 0 |  |  | 0 | 0 | 0 | 0 | 0 |  | 0 | 0 | 0 | 0 | 0
| 16991.4214 | 0 | no | Surplus | yes |  | 0 | 0 | 0 | 6939.6727 | 0 | no | 0 | 0 | 0 | 6939.6727 | 4860 | no | 16991.4214 | 0 | 24300 |  |  | 0 |  |  | 0 | 0 | 0 | 0 | 0 |  | 0 | 0 | 0 | 0 | 0 | 16991.4214 | 12470.8488 | 13769.3853 | 0 | no | Surplus | yes |  | 0 | 0 | 0 | 6922.2582 | 0 | no | 0 | 0 | 0 | 6922.2582 | 0 |  |  | 0 | 0 | 0 | 0 | 0 |  | 0 | 0 | 0 | 0 | 0
| 20735.0663 | 0 | yes | Deficit |  |  | 0 | 0 | 0 | 0 | 0 |  | 0 | 0 | 0 | 0 | 4860 | no |  | 0 | 24300 | no | 20735.0663 | 0 | no | no | 0 | 0 | 0 | 0 | 0 |  | 0 | 0 | 0 | 0 | 0 | 20735.0663 | 12730.7147 | 16803.1331 | 0 | no | Surplus | yes |  | 0 | 0 | 0 | 1038.6706 | 0 | no | 0 | 0 | 0 | 1038.6706 | 0 |  |  | 0 | 0 | 0 | 0 | 0 |  | 0 | 0 | 0 | 0 | 0
| 19906.296 | 0 | no | Surplus | yes |  | 0 | 0 | 0 | 828.7704 | 0 | no | 0 | 0 | 0 | 828.7704 | 4860 | no | 19906.296 | 0 | 24300 |  |  | 0 |  |  | 0 | 0 | 0 | 0 | 0 |  | 0 | 0 | 0 | 0 | 0 | 19906.296 | 12666.2333 | 16131.5202 | 0 | no | Surplus | yes |  | 0 | 0 | 0 | 4136.8999 | 0 | no | 0 | 0 | 0 | 4136.8999 | 0 |  |  | 0 | 0 | 0 | 0 | 0 |  | 0 | 0 | 0 | 0 | 0
| 15192.2283 | 0 | no | Surplus | yes |  | 0 | 0 | 0 | 4714.0677 | 0 | no | 0 | 0 | 0 | 4714.0677 | 4860 | no | 15192.2283 | 0 | 24300 |  |  | 0 |  |  | 0 | 0 | 0 | 0 | 0 |  | 0 | 0 | 0 | 0 | 0 | 15192.2283 | 13536.3483 | 12311.3681 | 0 | no | Surplus | yes |  | 0 | 0 | 0 | 2595.172 | 0 | no | 0 | 0 | 0 | 2595.172 | 0 |  |  | 0 | 0 | 0 | 0 | 0 |  | 0 | 0 | 0 | 0 | 0
| 19091.5859 | 0 | yes | Deficit |  |  | 0 | 0 | 0 | 0 | 0 |  | 0 | 0 | 0 | 0 | 4860 | no |  | 0 | 24300 | no | 19091.5859 | 0 | no | no | 0 | 0 | 0 | 0 | 0 |  | 0 | 0 | 0 | 0 | 0 | 19091.5859 | 13106.7613 | 15471.3014 | 0 | yes | Deficit |  |  | 0 | 0 | 0 | 0 | 0 |  | 0 | 0 | 0 | 0 | 795.3932 | yes |  | 0 | 0 | 0 | 795.3932 | 0 | no | 0 | 0 | 0 | 795.3932 | 0
| 15747.9213 | 0 | no | Surplus | yes |  | 0 | 0 | 0 | 3343.6646 | 0 | no | 0 | 0 | 0 | 3343.6646 | 4860 | no | 15747.9213 | 0 | 24300 |  |  | 0 |  |  | 0 | 0 | 0 | 0 | 0 |  | 0 | 0 | 0 | 0 | 0 | 15747.9213 | 13270.8428 | 12761.6866 | 0 | no | Surplus | yes |  | 0 | 0 | 0 | 2200.4586 | 0 | no | 0 | 0 | 0 | 2200.4586 | 0 |  |  | 0 | 0 | 0 | 0 | 0 |  | 0 | 0 | 0 | 0 | 0
| 16287.0314 | 0 | yes | Deficit |  |  | 0 | 0 | 0 | 0 | 0 |  | 0 | 0 | 0 | 0 | 4860 | no |  | 0 | 24300 | no | 16287.0314 | 0 | no | no | 0 | 0 | 0 | 0 | 0 |  | 0 | 0 | 0 | 0 | 0 | 16287.0314 | 12630.2055 | 13198.5668 | 0 | no | Surplus | yes |  | 0 | 0 | 0 | 131.4812 | 0 | no | 0 | 0 | 0 | 131.4812 | 0 |  |  | 0 | 0 | 0 | 0 | 0 |  | 0 | 0 | 0 | 0 | 0
| 14408.6379 | 0 | no | Surplus | yes |  | 0 | 0 | 0 | 1878.3936 | 0 | no | 0 | 0 | 0 | 1878.3936 | 4860 | no | 14408.6379 | 0 | 24300 |  |  | 0 |  |  | 0 | 0 | 0 | 0 | 0 |  | 0 | 0 | 0 | 0 | 0 | 14408.6379 | 13009.5358 | 11676.3678 | 0 | no | Surplus | yes |  | 0 | 0 | 0 | 189.031 | 0 | no | 0 | 0 | 0 | 189.031 | 0 |  |  | 0 | 0 | 0 | 0 | 0 |  | 0 | 0 | 0 | 0 | 0
| 15255.0002 | 0 | yes | Deficit |  |  | 0 | 0 | 0 | 0 | 0 |  | 0 | 0 | 0 | 0 | 4860 | no |  | 0 | 24300 | no | 15255.0002 | 0 | no | no | 0 | 0 | 0 | 0 | 0 |  | 0 | 0 | 0 | 0 | 0 | 15255.0002 | 13657.8888 | 12362.2368 | 0 | yes | Deficit |  |  | 0 | 0 | 0 | 0 | 0 |  | 0 | 0 | 0 | 0 | 1981.521 | yes |  | 0 | 0 | 0 | 1981.521 | 0 | no | 0 | 0 | 0 | 1981.521 | 0
| 13971.5017 | 0 | no | Surplus | yes |  | 0 | 0 | 0 | 1283.4985 | 0 | no | 0 | 0 | 0 | 1283.4985 | 4860 | no | 13971.5017 | 0 | 24300 |  |  | 0 |  |  | 0 | 0 | 0 | 0 | 0 |  | 0 | 0 | 0 | 0 | 0 | 13971.5017 | 13469.8853 | 11322.1246 | 0 | yes | Deficit |  |  | 0 | 0 | 0 | 0 | 0 |  | 0 | 0 | 0 | 0 | 1107.6485 | yes |  | 0 | 0 | 0 | 1107.6485 | 0 | no | 0 | 0 | 0 | 1107.6485 | 0
| 16637.0415 | 0 | yes | Deficit |  |  | 0 | 0 | 0 | 0 | 0 |  | 0 | 0 | 0 | 0 | 4860 | no |  | 0 | 24300 | no | 16637.0415 | 0 | no | no | 0 | 0 | 0 | 0 | 0 |  | 0 | 0 | 0 | 0 | 0 | 16637.0415 | 13080.3032 | 13482.2054 | 0 | yes | Deficit |  |  | 0 | 0 | 0 | 0 | 0 |  | 0 | 0 | 0 | 0 | 1758.1787 | yes |  | 0 | 0 | 0 | 1758.1787 | 0 | no | 0 | 0 | 0 | 1758.1787 | 0
| 15421.4644 | 0 | no | Surplus | yes |  | 0 | 0 | 0 | 1215.5771 | 0 | no | 0 | 0 | 0 | 1215.5771 | 4860 | no | 15421.4644 | 0 | 24300 |  |  | 0 |  |  | 0 | 0 | 0 | 0 | 0 |  | 0 | 0 | 0 | 0 | 0 | 15421.4644 | 13273.9171 | 12497.1348 | 0 | no | Surplus | yes |  | 0 | 0 | 0 | 208.2883 | 0 | no | 0 | 0 | 0 | 208.2883 | 0 |  |  | 0 | 0 | 0 | 0 | 0 |  | 0 | 0 | 0 | 0 | 0
| 13837.3231 | 0 | no | Surplus | yes |  | 0 | 0 | 0 | 1584.1413 | 0 | no | 0 | 0 | 0 | 1584.1413 | 4860 | no | 13837.3231 | 0 | 24300 |  |  | 0 |  |  | 0 | 0 | 0 | 0 | 0 |  | 0 | 0 | 0 | 0 | 0 | 13837.3231 | 13004.8086 | 11213.3899 | 0 | yes | Deficit |  |  | 0 | 0 | 0 | 0 | 0 |  | 0 | 0 | 0 | 0 | 507.6737 | yes |  | 0 | 0 | 0 | 507.6737 | 0 | no | 0 | 0 | 0 | 507.6737 | 0
| 13904.8828 | 0 | yes | Deficit |  |  | 0 | 0 | 0 | 0 | 0 |  | 0 | 0 | 0 | 0 | 4860 | no |  | 0 | 24300 | no | 13904.8828 | 0 | no | no | 0 | 0 | 0 | 0 | 0 |  | 0 | 0 | 0 | 0 | 0 | 13904.8828 | 12828.2815 | 11268.1384 | 0 | yes | Deficit |  |  | 0 | 0 | 0 | 0 | 0 |  | 0 | 0 | 0 | 0 | 1614.8916 | yes |  | 0 | 0 | 0 | 1614.8916 | 0 | no | 0 | 0 | 0 | 1614.8916 | 0
| 16853.6092 | 0 | yes | Deficit |  |  | 0 | 0 | 0 | 0 | 0 |  | 0 | 0 | 0 | 0 | 4860 | no |  | 0 | 24300 | no | 16853.6092 | 0 | no | no | 0 | 0 | 0 | 0 | 0 |  | 0 | 0 | 0 | 0 | 0 | 16853.6092 | 12454.561 | 13657.706 | 0 | yes | Deficit |  |  | 0 | 0 | 0 | 0 | 0 |  | 0 | 0 | 0 | 0 | 1186.4226 | yes |  | 0 | 0 | 0 | 1186.4226 | 0 | no | 0 | 0 | 0 | 1186.4226 | 0
| 15100.6315 | 0 | no | Surplus | yes |  | 0 | 0 | 0 | 1752.9776 | 0 | no | 0 | 0 | 0 | 1752.9776 | 4860 | no | 15100.6315 | 0 | 24300 |  |  | 0 |  |  | 0 | 0 | 0 | 0 | 0 |  | 0 | 0 | 0 | 0 | 0 | 15100.6315 | 12471.972 | 12237.1406 | 0 | no | Surplus | yes |  | 0 | 0 | 0 | 1185.734 | 0 | no | 0 | 0 | 0 | 1185.734 | 0 |  |  | 0 | 0 | 0 | 0 | 0 |  | 0 | 0 | 0 | 0 | 0
| 13688.4163 | 0 | no | Surplus | yes |  | 0 | 0 | 0 | 1412.2153 | 0 | no | 0 | 0 | 0 | 1412.2153 | 4860 | no | 13688.4163 | 0 | 24300 |  |  | 0 |  |  | 0 | 0 | 0 | 0 | 0 |  | 0 | 0 | 0 | 0 | 0 | 13688.4163 | 11766.6676 | 11092.7198 | 0 | no | Surplus | yes |  | 0 | 0 | 0 | 470.473 | 0 | no | 0 | 0 | 0 | 470.473 | 0 |  |  | 0 | 0 | 0 | 0 | 0 |  | 0 | 0 | 0 | 0 | 0
| 14555.7871 | 0 | yes | Deficit |  |  | 0 | 0 | 0 | 0 | 0 |  | 0 | 0 | 0 | 0 | 4860 | no |  | 0 | 24300 | no | 14555.7871 | 0 | no | no | 0 | 0 | 0 | 0 | 0 |  | 0 | 0 | 0 | 0 | 0 | 14555.7871 | 12784.8261 | 11795.6135 | 0 | yes | Deficit |  |  | 0 | 0 | 0 | 0 | 0 |  | 0 | 0 | 0 | 0 | 1692.1063 | yes |  | 0 | 0 | 0 | 1692.1063 | 0 | no | 0 | 0 | 0 | 1692.1063 | 0
| 14466.413 | 0 | no | Surplus | yes |  | 0 | 0 | 0 | 89.3741 | 0 | no | 0 | 0 | 0 | 89.3741 | 4860 | no | 14466.413 | 0 | 24300 |  |  | 0 |  |  | 0 | 0 | 0 | 0 | 0 |  | 0 | 0 | 0 | 0 | 0 | 14466.413 | 12521.5107 | 11723.1872 | 0 | yes | Deficit |  |  | 0 | 0 | 0 | 0 | 0 |  | 0 | 0 | 0 | 0 | 725.8971 | yes |  | 0 | 0 | 0 | 725.8971 | 0 | no | 0 | 0 | 0 | 725.8971 | 0
| 20129.464 | 0 | yes | Deficit |  |  | 0 | 0 | 0 | 0 | 0 |  | 0 | 0 | 0 | 0 | 4860 | no |  | 0 | 24300 | no | 20129.464 | 0 | no | no | 0 | 0 | 0 | 0 | 0 |  | 0 | 0 | 0 | 0 | 0 | 20129.464 | 11237.0137 | 16312.3695 | 0 | no | Surplus | yes |  | 0 | 0 | 0 | 486.1735 | 0 | no | 0 | 0 | 0 | 486.1735 | 0 |  |  | 0 | 0 | 0 | 0 | 0 |  | 0 | 0 | 0 | 0 | 0
| 21443.8202 | 0 | yes | Deficit |  |  | 0 | 0 | 0 | 0 | 0 |  | 0 | 0 | 0 | 0 | 4860 | no |  | 0 | 24300 | no | 21443.8202 | 0 | no | no | 0 | 0 | 0 | 0 | 0 |  | 0 | 0 | 0 | 0 | 0 | 21443.8202 | 12281.5807 | 17377.488 | 0 | no | Surplus | yes |  | 0 | 0 | 0 | 4030.7889 | 0 | no | 0 | 0 | 0 | 4030.7889 | 0 |  |  | 0 | 0 | 0 | 0 | 0 |  | 0 | 0 | 0 | 0 | 0
| 18267.955 | 0 | no | Surplus | yes |  | 0 | 0 | 0 | 3175.8653 | 0 | no | 0 | 0 | 0 | 3175.8653 | 4860 | no | 18267.955 | 0 | 24300 |  |  | 0 |  |  | 0 | 0 | 0 | 0 | 0 |  | 0 | 0 | 0 | 0 | 0 | 18267.955 | 13584.8198 | 14803.8533 | 0 | no | Surplus | yes |  | 0 | 0 | 0 | 3792.6683 | 0 | no | 0 | 0 | 0 | 3792.6683 | 0 |  |  | 0 | 0 | 0 | 0 | 0 |  | 0 | 0 | 0 | 0 | 0
| 23108.5298 | 0 | yes | Deficit |  |  | 0 | 0 | 0 | 0 | 0 |  | 0 | 0 | 0 | 0 | 4860 | no |  | 0 | 24300 | no | 23108.5298 | 0 | no | no | 0 | 0 | 0 | 0 | 0 |  | 0 | 0 | 0 | 0 | 0 | 23108.5298 | 16182.4634 | 18726.5233 | 0 | yes | Deficit |  |  | 0 | 0 | 0 | 0 | 0 |  | 0 | 0 | 0 | 0 | 1378.6101 | yes |  | 0 | 0 | 0 | 1378.6101 | 0 | no | 0 | 0 | 0 | 1378.6101 | 0
| 21309.1848 | 0 | no | Surplus | yes |  | 0 | 0 | 0 | 1799.345 | 0 | no | 0 | 0 | 0 | 1799.345 | 4860 | no | 21309.1848 | 0 | 24300 |  |  | 0 |  |  | 0 | 0 | 0 | 0 | 0 |  | 0 | 0 | 0 | 0 | 0 | 21309.1848 | 13469.4521 | 17268.3832 | 0 | no | Surplus | yes |  | 0 | 0 | 0 | 5257.0712 | 0 | no | 0 | 0 | 0 | 5257.0712 | 0 |  |  | 0 | 0 | 0 | 0 | 0 |  | 0 | 0 | 0 | 0 | 0
| 18709.0959 | 0 | no | Surplus | yes |  | 0 | 0 | 0 | 2600.0889 | 0 | no | 0 | 0 | 0 | 2600.0889 | 4860 | no | 18709.0959 | 0 | 24300 |  |  | 0 |  |  | 0 | 0 | 0 | 0 | 0 |  | 0 | 0 | 0 | 0 | 0 | 18709.0959 | 12737.7428 | 15161.3419 | 0 | no | Surplus | yes |  | 0 | 0 | 0 | 4530.6404 | 0 | no | 0 | 0 | 0 | 4530.6404 | 0 |  |  | 0 | 0 | 0 | 0 | 0 |  | 0 | 0 | 0 | 0 | 0
| 16167.3882 | 0 | no | Surplus | yes |  | 0 | 0 | 0 | 2541.7077 | 0 | no | 0 | 0 | 0 | 2541.7077 | 4860 | no | 16167.3882 | 0 | 24300 |  |  | 0 |  |  | 0 | 0 | 0 | 0 | 0 |  | 0 | 0 | 0 | 0 | 0 | 16167.3882 | 16087.467 | 13101.6112 | 0 | yes | Deficit |  |  | 0 | 0 | 0 | 0 | 0 |  | 0 | 0 | 0 | 0 | 926.1251 | yes |  | 0 | 0 | 0 | 926.1251 | 0 | no | 0 | 0 | 0 | 926.1251 | 0
| 13566.2076 | 0 | no | Surplus | yes |  | 0 | 0 | 0 | 2601.1807 | 0 | no | 0 | 0 | 0 | 2601.1807 | 4860 | no | 13566.2076 | 0 | 24300 |  |  | 0 |  |  | 0 | 0 | 0 | 0 | 0 |  | 0 | 0 | 0 | 0 | 0 | 13566.2076 | 12181.49 | 10993.6852 | 0 | no | Surplus | yes |  | 0 | 0 | 0 | 920.1212 | 0 | no | 0 | 0 | 0 | 920.1212 | 0 |  |  | 0 | 0 | 0 | 0 | 0 |  | 0 | 0 | 0 | 0 | 0
| 14304.4442 | 0 | yes | Deficit |  |  | 0 | 0 | 0 | 0 | 0 |  | 0 | 0 | 0 | 0 | 4860 | no |  | 0 | 24300 | no | 14304.4442 | 0 | no | no | 0 | 0 | 0 | 0 | 0 |  | 0 | 0 | 0 | 0 | 0 | 14304.4442 | 9004.5577 | 11591.9321 | 0 | no | Surplus | yes |  | 0 | 0 | 0 | 1989.1275 | 0 | no | 0 | 0 | 0 | 1989.1275 | 0 |  |  | 0 | 0 | 0 | 0 | 0 |  | 0 | 0 | 0 | 0 | 0
| 14105.9859 | 0 | no | Surplus | yes |  | 0 | 0 | 0 | 198.4583 | 0 | no | 0 | 0 | 0 | 198.4583 | 4860 | no | 14105.9859 | 0 | 24300 |  |  | 0 |  |  | 0 | 0 | 0 | 0 | 0 |  | 0 | 0 | 0 | 0 | 0 | 14105.9859 | 9468.2438 | 11431.1069 | 0 | no | Surplus | yes |  | 0 | 0 | 0 | 2123.6883 | 0 | no | 0 | 0 | 0 | 2123.6883 | 0 |  |  | 0 | 0 | 0 | 0 | 0 |  | 0 | 0 | 0 | 0 | 0
| 15459.5307 | 0 | yes | Deficit |  |  | 0 | 0 | 0 | 0 | 0 |  | 0 | 0 | 0 | 0 | 4860 | no |  | 0 | 24300 | no | 15459.5307 | 0 | no | no | 0 | 0 | 0 | 0 | 0 |  | 0 | 0 | 0 | 0 | 0 | 15459.5307 | 10155.9267 | 12527.9827 | 0 | no | Surplus | yes |  | 0 | 0 | 0 | 1275.1802 | 0 | no | 0 | 0 | 0 | 1275.1802 | 0 |  |  | 0 | 0 | 0 | 0 | 0 |  | 0 | 0 | 0 | 0 | 0
| 15563.2651 | 0 | yes | Deficit |  |  | 0 | 0 | 0 | 0 | 0 |  | 0 | 0 | 0 | 0 | 4860 | no |  | 0 | 24300 | no | 15563.2651 | 0 | no | no | 0 | 0 | 0 | 0 | 0 |  | 0 | 0 | 0 | 0 | 0 | 15563.2651 | 10101.1195 | 12612.0463 | 0 | no | Surplus | yes |  | 0 | 0 | 0 | 2426.8633 | 0 | no | 0 | 0 | 0 | 2426.8633 | 0 |  |  | 0 | 0 | 0 | 0 | 0 |  | 0 | 0 | 0 | 0 | 0
| 17254.1715 | 0 | yes | Deficit |  |  | 0 | 0 | 0 | 0 | 0 |  | 0 | 0 | 0 | 0 | 4860 | no |  | 0 | 24300 | no | 17254.1715 | 0 | no | no | 0 | 0 | 0 | 0 | 0 |  | 0 | 0 | 0 | 0 | 0 | 17254.1715 | 10041.448 | 13982.3108 | 0 | no | Surplus | yes |  | 0 | 0 | 0 | 2570.5983 | 0 | no | 0 | 0 | 0 | 2570.5983 | 0 |  |  | 0 | 0 | 0 | 0 | 0 |  | 0 | 0 | 0 | 0 | 0
| 15563.2217 | 0 | no | Surplus | yes |  | 0 | 0 | 0 | 1690.9497 | 0 | no | 0 | 0 | 0 | 1690.9497 | 4860 | no | 15563.2217 | 0 | 24300 |  |  | 0 |  |  | 0 | 0 | 0 | 0 | 0 |  | 0 | 0 | 0 | 0 | 0 | 15563.2217 | 10746.1092 | 12612.0111 | 0 | no | Surplus | yes |  | 0 | 0 | 0 | 3236.2016 | 0 | no | 0 | 0 | 0 | 3236.2016 | 0 |  |  | 0 | 0 | 0 | 0 | 0 |  | 0 | 0 | 0 | 0 | 0
| 15596.4547 | 0 | yes | Deficit |  |  | 0 | 0 | 0 | 0 | 0 |  | 0 | 0 | 0 | 0 | 4860 | no |  | 0 | 24300 | no | 15596.4547 | 0 | no | no | 0 | 0 | 0 | 0 | 0 |  | 0 | 0 | 0 | 0 | 0 | 15596.4547 | 12435.4121 | 12638.9422 | 0 | no | Surplus | yes |  | 0 | 0 | 0 | 176.599 | 0 | no | 0 | 0 | 0 | 176.599 | 0 |  |  | 0 | 0 | 0 | 0 | 0 |  | 0 | 0 | 0 | 0 | 0
| 16002.6966 | 0 | yes | Deficit |  |  | 0 | 0 | 0 | 0 | 0 |  | 0 | 0 | 0 | 0 | 4860 | no |  | 0 | 24300 | no | 16002.6966 | 0 | no | no | 0 | 0 | 0 | 0 | 0 |  | 0 | 0 | 0 | 0 | 0 | 16002.6966 | 11475.9159 | 12968.1496 | 0 | no | Surplus | yes |  | 0 | 0 | 0 | 1163.0263 | 0 | no | 0 | 0 | 0 | 1163.0263 | 0 |  |  | 0 | 0 | 0 | 0 | 0 |  | 0 | 0 | 0 | 0 | 0
| 14928.7191 | 0 | no | Surplus | yes |  | 0 | 0 | 0 | 1073.9775 | 0 | no | 0 | 0 | 0 | 1073.9775 | 4860 | no | 14928.7191 | 0 | 24300 |  |  | 0 |  |  | 0 | 0 | 0 | 0 | 0 |  | 0 | 0 | 0 | 0 | 0 | 14928.7191 | 10198.7827 | 12097.8275 | 0 | no | Surplus | yes |  | 0 | 0 | 0 | 2769.3669 | 0 | no | 0 | 0 | 0 | 2769.3669 | 0 |  |  | 0 | 0 | 0 | 0 | 0 |  | 0 | 0 | 0 | 0 | 0
| 14881.5824 | 0 | no | Surplus | yes |  | 0 | 0 | 0 | 47.1367 | 0 | no | 0 | 0 | 0 | 47.1367 | 4860 | no | 14881.5824 | 0 | 24300 |  |  | 0 |  |  | 0 | 0 | 0 | 0 | 0 |  | 0 | 0 | 0 | 0 | 0 | 14881.5824 | 11735.9162 | 12059.6291 | 0 | no | Surplus | yes |  | 0 | 0 | 0 | 361.9113 | 0 | no | 0 | 0 | 0 | 361.9113 | 0 |  |  | 0 | 0 | 0 | 0 | 0 |  | 0 | 0 | 0 | 0 | 0
| 15936.5062 | 0 | yes | Deficit |  |  | 0 | 0 | 0 | 0 | 0 |  | 0 | 0 | 0 | 0 | 4860 | no |  | 0 | 24300 | no | 15936.5062 | 0 | no | no | 0 | 0 | 0 | 0 | 0 |  | 0 | 0 | 0 | 0 | 0 | 15936.5062 | 11432.5479 | 12914.5107 | 0 | no | Surplus | yes |  | 0 | 0 | 0 | 627.0812 | 0 | no | 0 | 0 | 0 | 627.0812 | 0 |  |  | 0 | 0 | 0 | 0 | 0 |  | 0 | 0 | 0 | 0 | 0
| 13621.1359 | 0 | no | Surplus | yes |  | 0 | 0 | 0 | 2315.3704 | 0 | no | 0 | 0 | 0 | 2315.3704 | 4860 | no | 13621.1359 | 0 | 24300 |  |  | 0 |  |  | 0 | 0 | 0 | 0 | 0 |  | 0 | 0 | 0 | 0 | 0 | 13621.1359 | 11205.1375 | 11038.1976 | 0 | no | Surplus | yes |  | 0 | 0 | 0 | 1709.3732 | 0 | no | 0 | 0 | 0 | 1709.3732 | 0 |  |  | 0 | 0 | 0 | 0 | 0 |  | 0 | 0 | 0 | 0 | 0
| 14445.8767 | 0 | yes | Deficit |  |  | 0 | 0 | 0 | 0 | 0 |  | 0 | 0 | 0 | 0 | 4860 | no |  | 0 | 24300 | no | 14445.8767 | 0 | no | no | 0 | 0 | 0 | 0 | 0 |  | 0 | 0 | 0 | 0 | 0 | 14445.8767 | 11887.6476 | 11706.5451 | 0 | yes | Deficit |  |  | 0 | 0 | 0 | 0 | 0 |  | 0 | 0 | 0 | 0 | 849.45 | yes |  | 0 | 0 | 0 | 849.45 | 0 | no | 0 | 0 | 0 | 849.45 | 0
| 14433.4122 | 0 | no | Surplus | yes |  | 0 | 0 | 0 | 12.4644 | 0 | no | 0 | 0 | 0 | 12.4644 | 4860 | no | 14433.4122 | 0 | 24300 |  |  | 0 |  |  | 0 | 0 | 0 | 0 | 0 |  | 0 | 0 | 0 | 0 | 0 | 14433.4122 | 10687.9942 | 11696.4443 | 0 | no | Surplus | yes |  | 0 | 0 | 0 | 1018.5509 | 0 | no | 0 | 0 | 0 | 1018.5509 | 0 |  |  | 0 | 0 | 0 | 0 | 0 |  | 0 | 0 | 0 | 0 | 0
| 14635.9903 | 0 | yes | Deficit |  |  | 0 | 0 | 0 | 0 | 0 |  | 0 | 0 | 0 | 0 | 4860 | no |  | 0 | 24300 | no | 14635.9903 | 0 | no | no | 0 | 0 | 0 | 0 | 0 |  | 0 | 0 | 0 | 0 | 0 | 14635.9903 | 12410.0156 | 11860.608 | 0 | yes | Deficit |  |  | 0 | 0 | 0 | 0 | 0 |  | 0 | 0 | 0 | 0 | 713.5713 | yes |  | 0 | 0 | 0 | 713.5713 | 0 | no | 0 | 0 | 0 | 713.5713 | 0
| 14336.7504 | 0 | no | Surplus | yes |  | 0 | 0 | 0 | 299.2398 | 0 | no | 0 | 0 | 0 | 299.2398 | 4860 | no | 14336.7504 | 0 | 24300 |  |  | 0 |  |  | 0 | 0 | 0 | 0 | 0 |  | 0 | 0 | 0 | 0 | 0 | 14336.7504 | 11987.4196 | 11618.1122 | 0 | yes | Deficit |  |  | 0 | 0 | 0 | 0 | 0 |  | 0 | 0 | 0 | 0 | 126.8116 | yes |  | 0 | 0 | 0 | 126.8116 | 0 | no | 0 | 0 | 0 | 126.8116 | 0
| 14414.2364 | 0 | yes | Deficit |  |  | 0 | 0 | 0 | 0 | 0 |  | 0 | 0 | 0 | 0 | 4860 | no |  | 0 | 24300 | no | 14414.2364 | 0 | no | no | 0 | 0 | 0 | 0 | 0 |  | 0 | 0 | 0 | 0 | 0 | 14414.2364 | 12036.4242 | 11680.9047 | 0 | yes | Deficit |  |  | 0 | 0 | 0 | 0 | 0 |  | 0 | 0 | 0 | 0 | 418.312 | yes |  | 0 | 0 | 0 | 418.312 | 0 | no | 0 | 0 | 0 | 418.312 | 0
| 16791.46 | 0 | yes | Deficit |  |  | 0 | 0 | 0 | 0 | 0 |  | 0 | 0 | 0 | 0 | 4860 | no |  | 0 | 24300 | no | 16791.46 | 0 | no | no | 0 | 0 | 0 | 0 | 0 |  | 0 | 0 | 0 | 0 | 0 | 16791.46 | 11746.1415 | 13607.342 | 0 | yes | Deficit |  |  | 0 | 0 | 0 | 0 | 0 |  | 0 | 0 | 0 | 0 | 65.2369 | yes |  | 0 | 0 | 0 | 65.2369 | 0 | no | 0 | 0 | 0 | 65.2369 | 0
| 14417.7387 | 0 | no | Surplus | yes |  | 0 | 0 | 0 | 2373.7213 | 0 | no | 0 | 0 | 0 | 2373.7213 | 4860 | no | 14417.7387 | 0 | 24300 |  |  | 0 |  |  | 0 | 0 | 0 | 0 | 0 |  | 0 | 0 | 0 | 0 | 0 | 14417.7387 | 10913.9803 | 11683.7429 | 0 | no | Surplus | yes |  | 0 | 0 | 0 | 2693.3617 | 0 | no | 0 | 0 | 0 | 2693.3617 | 0 |  |  | 0 | 0 | 0 | 0 | 0 |  | 0 | 0 | 0 | 0 | 0
| 13392.757 | 0 | no | Surplus | yes |  | 0 | 0 | 0 | 1024.9817 | 0 | no | 0 | 0 | 0 | 1024.9817 | 4860 | no | 13392.757 | 0 | 24300 |  |  | 0 |  |  | 0 | 0 | 0 | 0 | 0 |  | 0 | 0 | 0 | 0 | 0 | 13392.757 | 11332.1642 | 10853.1256 | 0 | no | Surplus | yes |  | 0 | 0 | 0 | 351.5787 | 0 | no | 0 | 0 | 0 | 351.5787 | 0 |  |  | 0 | 0 | 0 | 0 | 0 |  | 0 | 0 | 0 | 0 | 0
| 12641.3157 | 0 | no | Surplus | yes |  | 0 | 0 | 0 | 751.4414 | 0 | no | 0 | 0 | 0 | 751.4414 | 4860 | no | 12641.3157 | 0 | 24300 |  |  | 0 |  |  | 0 | 0 | 0 | 0 | 0 |  | 0 | 0 | 0 | 0 | 0 | 12641.3157 | 8596.1175 | 10244.178 | 0 | no | Surplus | yes |  | 0 | 0 | 0 | 2257.0082 | 0 | no | 0 | 0 | 0 | 2257.0082 | 0 |  |  | 0 | 0 | 0 | 0 | 0 |  | 0 | 0 | 0 | 0 | 0
| 11358.0813 | 0 | no | Surplus | yes |  | 0 | 0 | 0 | 1283.2344 | 0 | no | 0 | 0 | 0 | 1283.2344 | 4860 | no | 11358.0813 | 0 | 24300 |  |  | 0 |  |  | 0 | 0 | 0 | 0 | 0 |  | 0 | 0 | 0 | 0 | 0 | 11358.0813 | 10139.0219 | 9204.2798 | 0 | no | Surplus | yes |  | 0 | 0 | 0 | 105.1561 | 0 | no | 0 | 0 | 0 | 105.1561 | 0 |  |  | 0 | 0 | 0 | 0 | 0 |  | 0 | 0 | 0 | 0 | 0
| 10236.636 | 0 | no | Surplus | yes |  | 0 | 0 | 0 | 1121.4453 | 0 | no | 0 | 0 | 0 | 1121.4453 | 4860 | no | 10236.636 | 0 | 22716.1625 |  |  | 0 |  |  | 0 | 0 | 0 | 0 | 0 |  | 0 | 0 | 0 | 0 | 0 | 10236.636 | 11248.214 | 8295.4911 | 0 | yes | Deficit |  |  | 0 | 0 | 0 | 0 | 0 |  | 0 | 0 | 0 | 0 | 2043.9343 | yes |  | 0 | 0 | 0 | 2043.9343 | 0 | no | 0 | 0 | 0 | 2043.9343 | 0
| 11041.1565 | 0 | yes | Deficit |  |  | 0 | 0 | 0 | 0 | 0 |  | 0 | 0 | 0 | 0 | 4860 | no |  | 0 | 20473.2719 | no | 11041.1565 | 0 | no | no | 0 | 0 | 0 | 0 | 0 |  | 0 | 0 | 0 | 0 | 0 | 11041.1565 | 10593.9995 | 8947.4526 | 0 | yes | Deficit |  |  | 0 | 0 | 0 | 0 | 0 |  | 0 | 0 | 0 | 0 | 2298.5084 | yes |  | 0 | 0 | 0 | 2298.5084 | 0 | no | 0 | 0 | 0 | 2298.5084 | 0
| 10537.7637 | 0 | no | Surplus | yes |  | 0 | 0 | 0 | 503.3928 | 0 | no | 0 | 0 | 0 | 503.3928 | 4860 | no | 10537.7637 | 0 | 22082.3129 |  |  | 0 |  |  | 0 | 0 | 0 | 0 | 0 |  | 0 | 0 | 0 | 0 | 0 | 10537.7637 | 9317.4858 | 8539.5168 | 0 | yes | Deficit |  |  | 0 | 0 | 0 | 0 | 0 |  | 0 | 0 | 0 | 0 | 370.0332 | yes |  | 0 | 0 | 0 | 370.0332 | 0 | no | 0 | 0 | 0 | 370.0332 | 0
| 12004.8868 | 0 | yes | Deficit |  |  | 0 | 0 | 0 | 0 | 0 |  | 0 | 0 | 0 | 0 | 4860 | no |  | 0 | 21075.5274 | no | 12004.8868 | 0 | no | no | 0 | 0 | 0 | 0 | 0 |  | 0 | 0 | 0 | 0 | 0 | 12004.8868 | 11037.8365 | 9728.4334 | 0 | yes | Deficit |  |  | 0 | 0 | 0 | 0 | 0 |  | 0 | 0 | 0 | 0 | 2498.3197 | yes |  | 0 | 0 | 0 | 2498.3197 | 0 | no | 0 | 0 | 0 | 2498.3197 | 0
| 14549.4143 | 0 | yes | Deficit |  |  | 0 | 0 | 0 | 0 | 0 |  | 0 | 0 | 0 | 0 | 4860 | no |  | 0 | 24009.7735 | no | 14549.4143 | 0 | no | no | 0 | 0 | 0 | 0 | 0 |  | 0 | 0 | 0 | 0 | 0 | 14549.4143 | 11551.9107 | 11790.4492 | 0 | yes | Deficit |  |  | 0 | 0 | 0 | 0 | 0 |  | 0 | 0 | 0 | 0 | 1823.4774 | yes |  | 0 | 0 | 0 | 1823.4774 | 0 | no | 0 | 0 | 0 | 1823.4774 | 0
| 16284.7863 | 0 | yes | Deficit |  |  | 0 | 0 | 0 | 0 | 0 |  | 0 | 0 | 0 | 0 | 4860 | no |  | 0 | 24300 | no | 16284.7863 | 0 | no | no | 0 | 0 | 0 | 0 | 0 |  | 0 | 0 | 0 | 0 | 0 | 16284.7863 | 12641.8688 | 13196.7474 | 0 | yes | Deficit |  |  | 0 | 0 | 0 | 0 | 0 |  | 0 | 0 | 0 | 0 | 851.4196 | yes |  | 0 | 0 | 0 | 851.4196 | 0 | no | 0 | 0 | 0 | 851.4196 | 0
| 14446.7775 | 0 | no | Surplus | yes |  | 0 | 0 | 0 | 1838.0087 | 0 | no | 0 | 0 | 0 | 1838.0087 | 4860 | no | 14446.7775 | 0 | 24300 |  |  | 0 |  |  | 0 | 0 | 0 | 0 | 0 |  | 0 | 0 | 0 | 0 | 0 | 14446.7775 | 12609.2514 | 11707.2751 | 0 | no | Surplus | yes |  | 0 | 0 | 0 | 587.496 | 0 | no | 0 | 0 | 0 | 587.496 | 0 |  |  | 0 | 0 | 0 | 0 | 0 |  | 0 | 0 | 0 | 0 | 0
| 18279.6863 | 0 | yes | Deficit |  |  | 0 | 0 | 0 | 0 | 0 |  | 0 | 0 | 0 | 0 | 4860 | no |  | 0 | 24300 | no | 18279.6863 | 0 | no | no | 0 | 0 | 0 | 0 | 0 |  | 0 | 0 | 0 | 0 | 0 | 18279.6863 | 11221.6611 | 14813.36 | 0 | no | Surplus | yes |  | 0 | 0 | 0 | 485.614 | 0 | no | 0 | 0 | 0 | 485.614 | 0 |  |  | 0 | 0 | 0 | 0 | 0 |  | 0 | 0 | 0 | 0 | 0
| 18400.3059 | 0 | yes | Deficit |  |  | 0 | 0 | 0 | 0 | 0 |  | 0 | 0 | 0 | 0 | 4860 | no |  | 0 | 24300 | no | 18400.3059 | 0 | no | no | 0 | 0 | 0 | 0 | 0 |  | 0 | 0 | 0 | 0 | 0 | 18400.3059 | 12132.6388 | 14911.1069 | 0 | no | Surplus | yes |  | 0 | 0 | 0 | 2680.7213 | 0 | no | 0 | 0 | 0 | 2680.7213 | 0 |  |  | 0 | 0 | 0 | 0 | 0 |  | 0 | 0 | 0 | 0 | 0
| 16309.233 | 0 | no | Surplus | yes |  | 0 | 0 | 0 | 2091.0729 | 0 | no | 0 | 0 | 0 | 2091.0729 | 4860 | no | 16309.233 | 0 | 24300 |  |  | 0 |  |  | 0 | 0 | 0 | 0 | 0 |  | 0 | 0 | 0 | 0 | 0 | 16309.233 | 11783.3998 | 13216.5583 | 0 | no | Surplus | yes |  | 0 | 0 | 0 | 3127.7071 | 0 | no | 0 | 0 | 0 | 3127.7071 | 0 |  |  | 0 | 0 | 0 | 0 | 0 |  | 0 | 0 | 0 | 0 | 0
| 15236.9014 | 0 | no | Surplus | yes |  | 0 | 0 | 0 | 1072.3316 | 0 | no | 0 | 0 | 0 | 1072.3316 | 4860 | no | 15236.9014 | 0 | 24300 |  |  | 0 |  |  | 0 | 0 | 0 | 0 | 0 |  | 0 | 0 | 0 | 0 | 0 | 15236.9014 | 12561.1473 | 12347.57 | 0 | no | Surplus | yes |  | 0 | 0 | 0 | 655.4111 | 0 | no | 0 | 0 | 0 | 655.4111 | 0 |  |  | 0 | 0 | 0 | 0 | 0 |  | 0 | 0 | 0 | 0 | 0
| 15299.6131 | 0 | yes | Deficit |  |  | 0 | 0 | 0 | 0 | 0 |  | 0 | 0 | 0 | 0 | 4860 | no |  | 0 | 24300 | no | 15299.6131 | 0 | no | no | 0 | 0 | 0 | 0 | 0 |  | 0 | 0 | 0 | 0 | 0 | 15299.6131 | 12223.9144 | 12398.3899 | 0 | no | Surplus | yes |  | 0 | 0 | 0 | 123.6556 | 0 | no | 0 | 0 | 0 | 123.6556 | 0 |  |  | 0 | 0 | 0 | 0 | 0 |  | 0 | 0 | 0 | 0 | 0
| 16200.4555 | 0 | yes | Deficit |  |  | 0 | 0 | 0 | 0 | 0 |  | 0 | 0 | 0 | 0 | 4860 | no |  | 0 | 24300 | no | 16200.4555 | 0 | no | no | 0 | 0 | 0 | 0 | 0 |  | 0 | 0 | 0 | 0 | 0 | 16200.4555 | 12687.5354 | 13128.408 | 0 | yes | Deficit |  |  | 0 | 0 | 0 | 0 | 0 |  | 0 | 0 | 0 | 0 | 289.1455 | yes |  | 0 | 0 | 0 | 289.1455 | 0 | no | 0 | 0 | 0 | 289.1455 | 0
| 15868.3143 | 0 | no | Surplus | yes |  | 0 | 0 | 0 | 332.1412 | 0 | no | 0 | 0 | 0 | 332.1412 | 4860 | no | 15868.3143 | 0 | 24300 |  |  | 0 |  |  | 0 | 0 | 0 | 0 | 0 |  | 0 | 0 | 0 | 0 | 0 | 15868.3143 | 13343.9214 | 12859.2498 | 0 | yes | Deficit |  |  | 0 | 0 | 0 | 0 | 0 |  | 0 | 0 | 0 | 0 | 215.5134 | yes |  | 0 | 0 | 0 | 215.5134 | 0 | no | 0 | 0 | 0 | 215.5134 | 0
| 17476.1225 | 0 | yes | Deficit |  |  | 0 | 0 | 0 | 0 | 0 |  | 0 | 0 | 0 | 0 | 4860 | no |  | 0 | 24300 | no | 17476.1225 | 0 | no | no | 0 | 0 | 0 | 0 | 0 |  | 0 | 0 | 0 | 0 | 0 | 17476.1225 | 13848.3121 | 14162.1738 | 0 | yes | Deficit |  |  | 0 | 0 | 0 | 0 | 0 |  | 0 | 0 | 0 | 0 | 989.0623 | yes |  | 0 | 0 | 0 | 989.0623 | 0 | no | 0 | 0 | 0 | 989.0623 | 0
| 15173.6504 | 0 | no | Surplus | yes |  | 0 | 0 | 0 | 2302.4721 | 0 | no | 0 | 0 | 0 | 2302.4721 | 4860 | no | 15173.6504 | 0 | 24300 |  |  | 0 |  |  | 0 | 0 | 0 | 0 | 0 |  | 0 | 0 | 0 | 0 | 0 | 15173.6504 | 13431.5663 | 12296.3132 | 0 | no | Surplus | yes |  | 0 | 0 | 0 | 730.6075 | 0 | no | 0 | 0 | 0 | 730.6075 | 0 |  |  | 0 | 0 | 0 | 0 | 0 |  | 0 | 0 | 0 | 0 | 0
| 13656.239 | 0 | no | Surplus | yes |  | 0 | 0 | 0 | 1517.4114 | 0 | no | 0 | 0 | 0 | 1517.4114 | 4860 | no | 13656.239 | 0 | 24300 |  |  | 0 |  |  | 0 | 0 | 0 | 0 | 0 |  | 0 | 0 | 0 | 0 | 0 | 13656.239 | 13443.4339 | 11066.6442 | 0 | yes | Deficit |  |  | 0 | 0 | 0 | 0 | 0 |  | 0 | 0 | 0 | 0 | 1147.1208 | yes |  | 0 | 0 | 0 | 1147.1208 | 0 | no | 0 | 0 | 0 | 1147.1208 | 0
| 13202.7856 | 0 | no | Surplus | yes |  | 0 | 0 | 0 | 453.4534 | 0 | no | 0 | 0 | 0 | 453.4534 | 4860 | no | 13202.7856 | 0 | 24300 |  |  | 0 |  |  | 0 | 0 | 0 | 0 | 0 |  | 0 | 0 | 0 | 0 | 0 | 13202.7856 | 13534.4132 | 10699.178 | 0 | yes | Deficit |  |  | 0 | 0 | 0 | 0 | 0 |  | 0 | 0 | 0 | 0 | 2467.7689 | yes |  | 0 | 0 | 0 | 2467.7689 | 0 | no | 0 | 0 | 0 | 2467.7689 | 0
| 12817.3202 | 0 | no | Surplus | yes |  | 0 | 0 | 0 | 385.4654 | 0 | no | 0 | 0 | 0 | 385.4654 | 4860 | no | 12817.3202 | 0 | 24300 |  |  | 0 |  |  | 0 | 0 | 0 | 0 | 0 |  | 0 | 0 | 0 | 0 | 0 | 12817.3202 | 13754.6234 | 10386.8073 | 0 | yes | Deficit |  |  | 0 | 0 | 0 | 0 | 0 |  | 0 | 0 | 0 | 0 | 3055.4454 | yes |  | 0 | 0 | 0 | 3055.4454 | 0 | no | 0 | 0 | 0 | 3055.4454 | 0
| 14252.4536 | 0 | yes | Deficit |  |  | 0 | 0 | 0 | 0 | 0 |  | 0 | 0 | 0 | 0 | 4860 | no |  | 0 | 24300 | no | 14252.4536 | 0 | no | no | 0 | 0 | 0 | 0 | 0 |  | 0 | 0 | 0 | 0 | 0 | 14252.4536 | 12852.5624 | 11549.8003 | 0 | yes | Deficit |  |  | 0 | 0 | 0 | 0 | 0 |  | 0 | 0 | 0 | 0 | 2465.7551 | yes |  | 0 | 0 | 0 | 2465.7551 | 0 | no | 0 | 0 | 0 | 2465.7551 | 0
| 16440.8471 | 0 | yes | Deficit |  |  | 0 | 0 | 0 | 0 | 0 |  | 0 | 0 | 0 | 0 | 4860 | no |  | 0 | 24300 | no | 16440.8471 | 0 | no | no | 0 | 0 | 0 | 0 | 0 |  | 0 | 0 | 0 | 0 | 0 | 16440.8471 | 13314.668 | 13323.2149 | 0 | yes | Deficit |  |  | 0 | 0 | 0 | 0 | 0 |  | 0 | 0 | 0 | 0 | 1764.8677 | yes |  | 0 | 0 | 0 | 1764.8677 | 0 | no | 0 | 0 | 0 | 1764.8677 | 0
| 15095.4329 | 0 | no | Surplus | yes |  | 0 | 0 | 0 | 1345.4142 | 0 | no | 0 | 0 | 0 | 1345.4142 | 4860 | no | 15095.4329 | 0 | 24300 |  |  | 0 |  |  | 0 | 0 | 0 | 0 | 0 |  | 0 | 0 | 0 | 0 | 0 | 15095.4329 | 13624.3329 | 12232.9278 | 0 | yes | Deficit |  |  | 0 | 0 | 0 | 0 | 0 |  | 0 | 0 | 0 | 0 | 301.118 | yes |  | 0 | 0 | 0 | 301.118 | 0 | no | 0 | 0 | 0 | 301.118 | 0
| 14060.5161 | 0 | no | Surplus | yes |  | 0 | 0 | 0 | 1034.9168 | 0 | no | 0 | 0 | 0 | 1034.9168 | 4860 | no | 14060.5161 | 0 | 24300 |  |  | 0 |  |  | 0 | 0 | 0 | 0 | 0 |  | 0 | 0 | 0 | 0 | 0 | 14060.5161 | 12611.5531 | 11394.2594 | 0 | yes | Deficit |  |  | 0 | 0 | 0 | 0 | 0 |  | 0 | 0 | 0 | 0 | 378.6253 | yes |  | 0 | 0 | 0 | 378.6253 | 0 | no | 0 | 0 | 0 | 378.6253 | 0
| 14576.1452 | 0 | yes | Deficit |  |  | 0 | 0 | 0 | 0 | 0 |  | 0 | 0 | 0 | 0 | 4860 | no |  | 0 | 24300 | no | 14576.1452 | 0 | no | no | 0 | 0 | 0 | 0 | 0 |  | 0 | 0 | 0 | 0 | 0 | 14576.1452 | 13307.5728 | 11812.1112 | 0 | yes | Deficit |  |  | 0 | 0 | 0 | 0 | 0 |  | 0 | 0 | 0 | 0 | 1913.3135 | yes |  | 0 | 0 | 0 | 1913.3135 | 0 | no | 0 | 0 | 0 | 1913.3135 | 0
| 16236.7587 | 0 | yes | Deficit |  |  | 0 | 0 | 0 | 0 | 0 |  | 0 | 0 | 0 | 0 | 4860 | no |  | 0 | 24300 | no | 16236.7587 | 0 | no | no | 0 | 0 | 0 | 0 | 0 |  | 0 | 0 | 0 | 0 | 0 | 16236.7587 | 13343.8019 | 13157.8271 | 0 | yes | Deficit |  |  | 0 | 0 | 0 | 0 | 0 |  | 0 | 0 | 0 | 0 | 1531.6907 | yes |  | 0 | 0 | 0 | 1531.6907 | 0 | no | 0 | 0 | 0 | 1531.6907 | 0
| 14274.1308 | 0 | no | Surplus | yes |  | 0 | 0 | 0 | 1962.6279 | 0 | no | 0 | 0 | 0 | 1962.6279 | 4860 | no | 14274.1308 | 0 | 24300 |  |  | 0 |  |  | 0 | 0 | 0 | 0 | 0 |  | 0 | 0 | 0 | 0 | 0 | 14274.1308 | 12986.4805 | 11567.367 | 0 | no | Surplus | yes |  | 0 | 0 | 0 | 171.3466 | 0 | no | 0 | 0 | 0 | 171.3466 | 0 |  |  | 0 | 0 | 0 | 0 | 0 |  | 0 | 0 | 0 | 0 | 0
| 16995.6889 | 0 | yes | Deficit |  |  | 0 | 0 | 0 | 0 | 0 |  | 0 | 0 | 0 | 0 | 4860 | no |  | 0 | 24300 | no | 16995.6889 | 0 | no | no | 0 | 0 | 0 | 0 | 0 |  | 0 | 0 | 0 | 0 | 0 | 16995.6889 | 13034.4414 | 13772.8435 | 0 | yes | Deficit |  |  | 0 | 0 | 0 | 0 | 0 |  | 0 | 0 | 0 | 0 | 1467.0744 | yes |  | 0 | 0 | 0 | 1467.0744 | 0 | no | 0 | 0 | 0 | 1467.0744 | 0
| 12413.192 | 0 | no | Surplus | yes |  | 0 | 0 | 0 | 4582.4969 | 0 | no | 0 | 0 | 0 | 4582.4969 | 4860 | no | 12413.192 | 0 | 24300 |  |  | 0 |  |  | 0 | 0 | 0 | 0 | 0 |  | 0 | 0 | 0 | 0 | 0 | 12413.192 | 12546.4524 | 10059.3128 | 0 | no | Surplus | yes |  | 0 | 0 | 0 | 1226.3911 | 0 | no | 0 | 0 | 0 | 1226.3911 | 0 |  |  | 0 | 0 | 0 | 0 | 0 |  | 0 | 0 | 0 | 0 | 0
| 10884.2344 | 0 | no | Surplus | yes |  | 0 | 0 | 0 | 1528.9576 | 0 | no | 0 | 0 | 0 | 1528.9576 | 4860 | no | 10884.2344 | 0 | 24300 |  |  | 0 |  |  | 0 | 0 | 0 | 0 | 0 |  | 0 | 0 | 0 | 0 | 0 | 10884.2344 | 12651.6351 | 8820.2872 | 0 | yes | Deficit |  |  | 0 | 0 | 0 | 0 | 0 |  | 0 | 0 | 0 | 0 | 2592.3223 | yes |  | 0 | 0 | 0 | 2592.3223 | 0 | no | 0 | 0 | 0 | 2592.3223 | 0
| 11039.4049 | 0 | yes | Deficit |  |  | 0 | 0 | 0 | 0 | 0 |  | 0 | 0 | 0 | 0 | 4860 | no |  | 0 | 21768.4688 | no | 11039.4049 | 0 | no | no | 0 | 0 | 0 | 0 | 0 |  | 0 | 0 | 0 | 0 | 0 | 11039.4049 | 12847.302 | 8946.0331 | 0 | yes | Deficit |  |  | 0 | 0 | 0 | 0 | 0 |  | 0 | 0 | 0 | 0 | 4027.0148 | yes |  | 0 | 0 | 0 | 4027.0148 | 0 | no | 0 | 0 | 0 | 4027.0148 | 0
| 9822.3973 | 0 | no | Surplus | yes |  | 0 | 0 | 0 | 1217.0076 | 0 | no | 0 | 0 | 0 | 1217.0076 | 4860 | no | 9822.3973 | 0 | 22078.8098 |  |  | 0 |  |  | 0 | 0 | 0 | 0 | 0 |  | 0 | 0 | 0 | 0 | 0 | 9822.3973 | 12188.3949 | 7959.8033 | 0 | yes | Deficit |  |  | 0 | 0 | 0 | 0 | 0 |  | 0 | 0 | 0 | 0 | 3242.3618 | yes |  | 0 | 0 | 0 | 3242.3618 | 0 | no | 0 | 0 | 0 | 3242.3618 | 0
| 8988.0775 | 0 | no | Surplus | yes |  | 0 | 0 | 0 | 834.3198 | 0 | no | 0 | 0 | 0 | 834.3198 | 4860 | no | 8988.0775 | 0 | 19644.7946 |  |  | 0 |  |  | 0 | 0 | 0 | 0 | 0 |  | 0 | 0 | 0 | 0 | 0 | 8988.0775 | 12025.6269 | 7283.6933 | 0 | yes | Deficit |  |  | 0 | 0 | 0 | 0 | 0 |  | 0 | 0 | 0 | 0 | 4065.8236 | yes |  | 0 | 0 | 0 | 4065.8236 | 0 | no | 0 | 0 | 0 | 4065.8236 | 0
| 9376.0824 | 0 | yes | Deficit |  |  | 0 | 0 | 0 | 0 | 0 |  | 0 | 0 | 0 | 0 | 4860 | no |  | 0 | 17976.155 | no | 9376.0824 | 0 | no | no | 0 | 0 | 0 | 0 | 0 |  | 0 | 0 | 0 | 0 | 0 | 9376.0824 | 12547.6307 | 7598.1219 | 0 | yes | Deficit |  |  | 0 | 0 | 0 | 0 | 0 |  | 0 | 0 | 0 | 0 | 5263.9374 | yes |  | 0 | 0 | 0 | 5263.9374 | 0 | no | 0 | 0 | 0 | 5263.9374 | 0
| 11793.3094 | 0 | yes | Deficit |  |  | 0 | 0 | 0 | 0 | 0 |  | 0 | 0 | 0 | 0 | 4860 | no |  | 0 | 18752.1648 | no | 11793.3094 | 0 | no | no | 0 | 0 | 0 | 0 | 0 |  | 0 | 0 | 0 | 0 | 0 | 11793.3094 | 12340.2892 | 9556.9768 | 0 | yes | Deficit |  |  | 0 | 0 | 0 | 0 | 0 |  | 0 | 0 | 0 | 0 | 4742.1673 | yes |  | 0 | 0 | 0 | 4742.1673 | 0 | no | 0 | 0 | 0 | 4742.1673 | 0
| 10238.9436 | 0 | no | Surplus | yes |  | 0 | 0 | 0 | 1554.3658 | 0 | no | 0 | 0 | 0 | 1554.3658 | 4860 | no | 10238.9436 | 0 | 23586.6188 |  |  | 0 |  |  | 0 | 0 | 0 | 0 | 0 |  | 0 | 0 | 0 | 0 | 0 | 10238.9436 | 12531.4533 | 8297.3611 | 0 | yes | Deficit |  |  | 0 | 0 | 0 | 0 | 0 |  | 0 | 0 | 0 | 0 | 2974.4765 | yes |  | 0 | 0 | 0 | 2974.4765 | 0 | no | 0 | 0 | 0 | 2974.4765 | 0
| 11315.8393 | 0 | yes | Deficit |  |  | 0 | 0 | 0 | 0 | 0 |  | 0 | 0 | 0 | 0 | 4860 | no |  | 0 | 20477.8872 | no | 11315.8393 | 0 | no | no | 0 | 0 | 0 | 0 | 0 |  | 0 | 0 | 0 | 0 | 0 | 11315.8393 | 11749.7161 | 9170.0481 | 0 | yes | Deficit |  |  | 0 | 0 | 0 | 0 | 0 |  | 0 | 0 | 0 | 0 | 3452.355 | yes |  | 0 | 0 | 0 | 3452.355 | 0 | no | 0 | 0 | 0 | 3452.355 | 0
| 9915.4069 | 0 | no | Surplus | yes |  | 0 | 0 | 0 | 1400.4324 | 0 | no | 0 | 0 | 0 | 1400.4324 | 4860 | no | 9915.4069 | 0 | 22631.6787 |  |  | 0 |  |  | 0 | 0 | 0 | 0 | 0 |  | 0 | 0 | 0 | 0 | 0 | 9915.4069 | 11662.0988 | 8035.1758 | 0 | yes | Deficit |  |  | 0 | 0 | 0 | 0 | 0 |  | 0 | 0 | 0 | 0 | 2492.0508 | yes |  | 0 | 0 | 0 | 2492.0508 | 0 | no | 0 | 0 | 0 | 2492.0508 | 0
| 9537.3025 | 0 | no | Surplus | yes |  | 0 | 0 | 0 | 378.1044 | 0 | no | 0 | 0 | 0 | 378.1044 | 4860 | no | 9537.3025 | 0 | 19830.8138 |  |  | 0 |  |  | 0 | 0 | 0 | 0 | 0 |  | 0 | 0 | 0 | 0 | 0 | 9537.3025 | 11992.9951 | 7728.7703 | 0 | yes | Deficit |  |  | 0 | 0 | 0 | 0 | 0 |  | 0 | 0 | 0 | 0 | 3957.8193 | yes |  | 0 | 0 | 0 | 3957.8193 | 0 | no | 0 | 0 | 0 | 3957.8193 | 0
| 9685.2918 | 0 | yes | Deficit |  |  | 0 | 0 | 0 | 0 | 0 |  | 0 | 0 | 0 | 0 | 4860 | no |  | 0 | 19074.605 | no | 9685.2918 | 0 | no | no | 0 | 0 | 0 | 0 | 0 |  | 0 | 0 | 0 | 0 | 0 | 9685.2918 | 12829.4806 | 7848.6967 | 0 | yes | Deficit |  |  | 0 | 0 | 0 | 0 | 0 |  | 0 | 0 | 0 | 0 | 5100.7104 | yes |  | 0 | 0 | 0 | 5100.7104 | 0 | no | 0 | 0 | 0 | 5100.7104 | 0
| 12934.504 | 0 | yes | Deficit |  |  | 0 | 0 | 0 | 0 | 0 |  | 0 | 0 | 0 | 0 | 4860 | no |  | 0 | 19370.5835 | no | 12934.504 | 0 | no | no | 0 | 0 | 0 | 0 | 0 |  | 0 | 0 | 0 | 0 | 0 | 12934.504 | 13367.187 | 10481.7699 | 0 | yes | Deficit |  |  | 0 | 0 | 0 | 0 | 0 |  | 0 | 0 | 0 | 0 | 5518.4902 | yes |  | 0 | 0 | 0 | 5518.4902 | 0 | no | 0 | 0 | 0 | 5518.4902 | 0
| 8771.9444 | 0 | no | Surplus | yes |  | 0 | 0 | 0 | 4162.5596 | 0 | no | 0 | 0 | 0 | 4162.5596 | 4860 | no | 8771.9444 | 0 | 24300 |  |  | 0 |  |  | 0 | 0 | 0 | 0 | 0 |  | 0 | 0 | 0 | 0 | 0 | 8771.9444 | 8693.3428 | 7108.5449 | 0 | no | Surplus | yes |  | 0 | 0 | 0 | 1788.4271 | 0 | no | 0 | 0 | 0 | 1788.4271 | 0 |  |  | 0 | 0 | 0 | 0 | 0 |  | 0 | 0 | 0 | 0 | 0
| 10362.6185 | 0 | yes | Deficit |  |  | 0 | 0 | 0 | 0 | 0 |  | 0 | 0 | 0 | 0 | 4860 | no |  | 0 | 17543.8888 | no | 10362.6185 | 0 | no | no | 0 | 0 | 0 | 0 | 0 |  | 0 | 0 | 0 | 0 | 0 | 10362.6185 | 8435.6023 | 8397.5839 | 0 | yes | Deficit |  |  | 0 | 0 | 0 | 0 | 0 |  | 0 | 0 | 0 | 0 | 1327.0574 | yes |  | 0 | 0 | 0 | 1327.0574 | 0 | no | 0 | 0 | 0 | 1327.0574 | 0
| 9469.6732 | 0 | no | Surplus | yes |  | 0 | 0 | 0 | 892.9453 | 0 | no | 0 | 0 | 0 | 892.9453 | 4860 | no | 9469.6732 | 0 | 20725.237 |  |  | 0 |  |  | 0 | 0 | 0 | 0 | 0 |  | 0 | 0 | 0 | 0 | 0 | 9469.6732 | 8245.9855 | 7673.9653 | 0 | no | Surplus | yes |  | 0 | 0 | 0 | 151.5983 | 0 | no | 0 | 0 | 0 | 151.5983 | 0 |  |  | 0 | 0 | 0 | 0 | 0 |  | 0 | 0 | 0 | 0 | 0
| 8202.9467 | 0 | no | Surplus | yes |  | 0 | 0 | 0 | 1266.7265 | 0 | no | 0 | 0 | 0 | 1266.7265 | 4860 | no | 8202.9467 | 0 | 18939.3464 |  |  | 0 |  |  | 0 | 0 | 0 | 0 | 0 |  | 0 | 0 | 0 | 0 | 0 | 8202.9467 | 9565.4131 | 6647.4446 | 0 | yes | Deficit |  |  | 0 | 0 | 0 | 0 | 0 |  | 0 | 0 | 0 | 0 | 1891.4478 | yes |  | 0 | 0 | 0 | 1891.4478 | 0 | no | 0 | 0 | 0 | 1891.4478 | 0
| 9177.1319 | 0 | yes | Deficit |  |  | 0 | 0 | 0 | 0 | 0 |  | 0 | 0 | 0 | 0 | 4860 | no |  | 0 | 16405.8933 | no | 9177.1319 | 0 | no | no | 0 | 0 | 0 | 0 | 0 |  | 0 | 0 | 0 | 0 | 0 | 9177.1319 | 9883.733 | 7436.8978 | 0 | yes | Deficit |  |  | 0 | 0 | 0 | 0 | 0 |  | 0 | 0 | 0 | 0 | 3236.2883 | yes |  | 0 | 0 | 0 | 3236.2883 | 0 | no | 0 | 0 | 0 | 3236.2883 | 0
| 8761.3347 | 0 | no | Surplus | yes |  | 0 | 0 | 0 | 415.7972 | 0 | no | 0 | 0 | 0 | 415.7972 | 4860 | no | 8761.3347 | 0 | 18354.2638 |  |  | 0 |  |  | 0 | 0 | 0 | 0 | 0 |  | 0 | 0 | 0 | 0 | 0 | 8761.3347 | 9807.6901 | 7099.9471 | 0 | yes | Deficit |  |  | 0 | 0 | 0 | 0 | 0 |  | 0 | 0 | 0 | 0 | 2370.7923 | yes |  | 0 | 0 | 0 | 2370.7923 | 0 | no | 0 | 0 | 0 | 2370.7923 | 0
| 7655.8309 | 0 | no | Surplus | yes |  | 0 | 0 | 0 | 1105.5038 | 0 | no | 0 | 0 | 0 | 1105.5038 | 4860 | no | 7655.8309 | 0 | 17522.6693 |  |  | 0 |  |  | 0 | 0 | 0 | 0 | 0 |  | 0 | 0 | 0 | 0 | 0 | 7655.8309 | 9678.7556 | 6204.0769 | 0 | yes | Deficit |  |  | 0 | 0 | 0 | 0 | 0 |  | 0 | 0 | 0 | 0 | 2578.8085 | yes |  | 0 | 0 | 0 | 2578.8085 | 0 | no | 0 | 0 | 0 | 2578.8085 | 0
| 8095.7885 | 0 | yes | Deficit |  |  | 0 | 0 | 0 | 0 | 0 |  | 0 | 0 | 0 | 0 | 4860 | no |  | 0 | 15311.6618 | no | 8095.7885 | 0 | no | no | 0 | 0 | 0 | 0 | 0 |  | 0 | 0 | 0 | 0 | 0 | 8095.7885 | 9776.0873 | 6560.6066 | 0 | yes | Deficit |  |  | 0 | 0 | 0 | 0 | 0 |  | 0 | 0 | 0 | 0 | 3572.0104 | yes |  | 0 | 0 | 0 | 3572.0104 | 0 | no | 0 | 0 | 0 | 3572.0104 | 0
| 8430.3937 | 0 | yes | Deficit |  |  | 0 | 0 | 0 | 0 | 0 |  | 0 | 0 | 0 | 0 | 4860 | no |  | 0 | 16191.577 | no | 8430.3937 | 0 | no | no | 0 | 0 | 0 | 0 | 0 |  | 0 | 0 | 0 | 0 | 0 | 8430.3937 | 9525.1823 | 6831.7615 | 0 | yes | Deficit |  |  | 0 | 0 | 0 | 0 | 0 |  | 0 | 0 | 0 | 0 | 2964.5758 | yes |  | 0 | 0 | 0 | 2964.5758 | 0 | no | 0 | 0 | 0 | 2964.5758 | 0
| 7670.4394 | 0 | no | Surplus | yes |  | 0 | 0 | 0 | 759.9543 | 0 | no | 0 | 0 | 0 | 759.9543 | 4860 | no | 7670.4394 | 0 | 16860.7874 |  |  | 0 |  |  | 0 | 0 | 0 | 0 | 0 |  | 0 | 0 | 0 | 0 | 0 | 7670.4394 | 9871.377 | 6215.9152 | 0 | yes | Deficit |  |  | 0 | 0 | 0 | 0 | 0 |  | 0 | 0 | 0 | 0 | 3039.6155 | yes |  | 0 | 0 | 0 | 3039.6155 | 0 | no | 0 | 0 | 0 | 3039.6155 | 0
| 11154.5139 | 0 | yes | Deficit |  |  | 0 | 0 | 0 | 0 | 0 |  | 0 | 0 | 0 | 0 | 4860 | no |  | 0 | 15340.8788 | no | 11154.5139 | 0 | no | no | 0 | 0 | 0 | 0 | 0 |  | 0 | 0 | 0 | 0 | 0 | 11154.5139 | 11285.6006 | 9039.3144 | 0 | yes | Deficit |  |  | 0 | 0 | 0 | 0 | 0 |  | 0 | 0 | 0 | 0 | 5069.6853 | yes |  | 0 | 0 | 0 | 5069.6853 | 0 | no | 0 | 0 | 0 | 5069.6853 | 0
| 9640.9305 | 0 | no | Surplus | yes |  | 0 | 0 | 0 | 1513.5835 | 0 | no | 0 | 0 | 0 | 1513.5835 | 4860 | no | 9640.9305 | 0 | 22309.0279 |  |  | 0 |  |  | 0 | 0 | 0 | 0 | 0 |  | 0 | 0 | 0 | 0 | 0 | 9640.9305 | 10492.5103 | 7812.7475 | 0 | yes | Deficit |  |  | 0 | 0 | 0 | 0 | 0 |  | 0 | 0 | 0 | 0 | 1453.1959 | yes |  | 0 | 0 | 0 | 1453.1959 | 0 | no | 0 | 0 | 0 | 1453.1959 | 0
| 7139.2695 | 0 | no | Surplus | yes |  | 0 | 0 | 0 | 2501.661 | 0 | no | 0 | 0 | 0 | 2501.661 | 4860 | no | 7139.2695 | 0 | 19281.8609 |  |  | 0 |  |  | 0 | 0 | 0 | 0 | 0 |  | 0 | 0 | 0 | 0 | 0 | 7139.2695 | 10171.2087 | 5785.4696 | 0 | yes | Deficit |  |  | 0 | 0 | 0 | 0 | 0 |  | 0 | 0 | 0 | 0 | 2358.4612 | yes |  | 0 | 0 | 0 | 2358.4612 | 0 | no | 0 | 0 | 0 | 2358.4612 | 0
| 7595.6611 | 0 | yes | Deficit |  |  | 0 | 0 | 0 | 0 | 0 |  | 0 | 0 | 0 | 0 | 4860 | no |  | 0 | 14278.539 | no | 7595.6611 | 0 | no | no | 0 | 0 | 0 | 0 | 0 |  | 0 | 0 | 0 | 0 | 0 | 7595.6611 | 10941.2906 | 6155.317 | 0 | yes | Deficit |  |  | 0 | 0 | 0 | 0 | 0 |  | 0 | 0 | 0 | 0 | 5155.821 | yes |  | 0 | 0 | 0 | 5155.821 | 0 | no | 0 | 0 | 0 | 5155.821 | 0
| 7989.4592 | 0 | yes | Deficit |  |  | 0 | 0 | 0 | 0 | 0 |  | 0 | 0 | 0 | 0 | 4860 | no |  | 0 | 15191.3223 | no | 7989.4592 | 0 | no | no | 0 | 0 | 0 | 0 | 0 |  | 0 | 0 | 0 | 0 | 0 | 7989.4592 | 9427.7625 | 6474.4402 | 0 | yes | Deficit |  |  | 0 | 0 | 0 | 0 | 0 |  | 0 | 0 | 0 | 0 | 3272.4456 | yes |  | 0 | 0 | 0 | 3272.4456 | 0 | no | 0 | 0 | 0 | 3272.4456 | 0
| 8154.5388 | 0 | yes | Deficit |  |  | 0 | 0 | 0 | 0 | 0 |  | 0 | 0 | 0 | 0 | 4860 | no |  | 0 | 15978.9185 | no | 8154.5388 | 0 | no | no | 0 | 0 | 0 | 0 | 0 |  | 0 | 0 | 0 | 0 | 0 | 8154.5388 | 8781.7987 | 6608.2162 | 0 | yes | Deficit |  |  | 0 | 0 | 0 | 0 | 0 |  | 0 | 0 | 0 | 0 | 2307.3584 | yes |  | 0 | 0 | 0 | 2307.3584 | 0 | no | 0 | 0 | 0 | 2307.3584 | 0
| 8356.8375 | 0 | yes | Deficit |  |  | 0 | 0 | 0 | 0 | 0 |  | 0 | 0 | 0 | 0 | 4860 | no |  | 0 | 16309.0777 | no | 8356.8375 | 0 | no | no | 0 | 0 | 0 | 0 | 0 |  | 0 | 0 | 0 | 0 | 0 | 8356.8375 | 8570.8728 | 6772.1536 | 0 | yes | Deficit |  |  | 0 | 0 | 0 | 0 | 0 |  | 0 | 0 | 0 | 0 | 1962.6566 | yes |  | 0 | 0 | 0 | 1962.6566 | 0 | no | 0 | 0 | 0 | 1962.6566 | 0
| 10996.4993 | 0 | yes | Deficit |  |  | 0 | 0 | 0 | 0 | 0 |  | 0 | 0 | 0 | 0 | 4860 | no |  | 0 | 16713.675 | no | 10996.4993 | 0 | no | no | 0 | 0 | 0 | 0 | 0 |  | 0 | 0 | 0 | 0 | 0 | 10996.4993 | 8911.2089 | 8911.2636 | 0 | yes | Deficit |  |  | 0 | 0 | 0 | 0 | 0 |  | 0 | 0 | 0 | 0 | 2139.0553 | yes |  | 0 | 0 | 0 | 2139.0553 | 0 | no | 0 | 0 | 0 | 2139.0553 | 0
| 12630.1534 | 0 | yes | Deficit |  |  | 0 | 0 | 0 | 0 | 0 |  | 0 | 0 | 0 | 0 | 4860 | no |  | 0 | 21992.9986 | no | 12630.1534 | 0 | no | no | 0 | 0 | 0 | 0 | 0 |  | 0 | 0 | 0 | 0 | 0 | 12630.1534 | 8773.7896 | 10235.1324 | 0 | no | Surplus | yes |  | 0 | 0 | 0 | 137.474 | 0 | no | 0 | 0 | 0 | 137.474 | 0 |  |  | 0 | 0 | 0 | 0 | 0 |  | 0 | 0 | 0 | 0 | 0
| 13562.0701 | 0 | yes | Deficit |  |  | 0 | 0 | 0 | 0 | 0 |  | 0 | 0 | 0 | 0 | 4860 | no |  | 0 | 24300 | no | 13562.0701 | 0 | no | no | 0 | 0 | 0 | 0 | 0 |  | 0 | 0 | 0 | 0 | 0 | 13562.0701 | 8547.6005 | 10990.3323 | 0 | no | Surplus | yes |  | 0 | 0 | 0 | 1687.5319 | 0 | no | 0 | 0 | 0 | 1687.5319 | 0 |  |  | 0 | 0 | 0 | 0 | 0 |  | 0 | 0 | 0 | 0 | 0
| 12638.8095 | 0 | no | Surplus | yes |  | 0 | 0 | 0 | 923.2606 | 0 | no | 0 | 0 | 0 | 923.2606 | 4860 | no | 12638.8095 | 0 | 24300 |  |  | 0 |  |  | 0 | 0 | 0 | 0 | 0 |  | 0 | 0 | 0 | 0 | 0 | 12638.8095 | 8640.1169 | 10242.1471 | 0 | no | Surplus | yes |  | 0 | 0 | 0 | 2350.2154 | 0 | no | 0 | 0 | 0 | 2350.2154 | 0 |  |  | 0 | 0 | 0 | 0 | 0 |  | 0 | 0 | 0 | 0 | 0
| 13075.0122 | 0 | yes | Deficit |  |  | 0 | 0 | 0 | 0 | 0 |  | 0 | 0 | 0 | 0 | 4860 | no |  | 0 | 24300 | no | 13075.0122 | 0 | no | no | 0 | 0 | 0 | 0 | 0 |  | 0 | 0 | 0 | 0 | 0 | 13075.0122 | 8289.5992 | 10595.6339 | 0 | no | Surplus | yes |  | 0 | 0 | 0 | 1952.5479 | 0 | no | 0 | 0 | 0 | 1952.5479 | 0 |  |  | 0 | 0 | 0 | 0 | 0 |  | 0 | 0 | 0 | 0 | 0
| 12672.9401 | 0 | no | Surplus | yes |  | 0 | 0 | 0 | 402.0721 | 0 | no | 0 | 0 | 0 | 402.0721 | 4860 | no | 12672.9401 | 0 | 24300 |  |  | 0 |  |  | 0 | 0 | 0 | 0 | 0 |  | 0 | 0 | 0 | 0 | 0 | 12672.9401 | 8526.5981 | 10269.8056 | 0 | no | Surplus | yes |  | 0 | 0 | 0 | 2069.0358 | 0 | no | 0 | 0 | 0 | 2069.0358 | 0 |  |  | 0 | 0 | 0 | 0 | 0 |  | 0 | 0 | 0 | 0 | 0
| 11623.2618 | 0 | no | Surplus | yes |  | 0 | 0 | 0 | 1049.6784 | 0 | no | 0 | 0 | 0 | 1049.6784 | 4860 | no | 11623.2618 | 0 | 24300 |  |  | 0 |  |  | 0 | 0 | 0 | 0 | 0 |  | 0 | 0 | 0 | 0 | 0 | 11623.2618 | 8869.9754 | 9419.1748 | 0 | no | Surplus | yes |  | 0 | 0 | 0 | 1399.8302 | 0 | no | 0 | 0 | 0 | 1399.8302 | 0 |  |  | 0 | 0 | 0 | 0 | 0 |  | 0 | 0 | 0 | 0 | 0
| 12825.6813 | 0 | yes | Deficit |  |  | 0 | 0 | 0 | 0 | 0 |  | 0 | 0 | 0 | 0 | 4860 | no |  | 0 | 23246.5235 | no | 12825.6813 | 0 | no | no | 0 | 0 | 0 | 0 | 0 |  | 0 | 0 | 0 | 0 | 0 | 12825.6813 | 8554.4874 | 10393.5829 | 0 | no | Surplus | yes |  | 0 | 0 | 0 | 864.6874 | 0 | no | 0 | 0 | 0 | 864.6874 | 0 |  |  | 0 | 0 | 0 | 0 | 0 |  | 0 | 0 | 0 | 0 | 0
| 15004.4274 | 0 | yes | Deficit |  |  | 0 | 0 | 0 | 0 | 0 |  | 0 | 0 | 0 | 0 | 4860 | no |  | 0 | 24300 | no | 15004.4274 | 0 | no | no | 0 | 0 | 0 | 0 | 0 |  | 0 | 0 | 0 | 0 | 0 | 15004.4274 | 8531.7219 | 12159.1794 | 0 | no | Surplus | yes |  | 0 | 0 | 0 | 1861.8609 | 0 | no | 0 | 0 | 0 | 1861.8609 | 0 |  |  | 0 | 0 | 0 | 0 | 0 |  | 0 | 0 | 0 | 0 | 0
| 17997.401 | 0 | yes | Deficit |  |  | 0 | 0 | 0 | 0 | 0 |  | 0 | 0 | 0 | 0 | 4860 | no |  | 0 | 24300 | no | 17997.401 | 0 | no | no | 0 | 0 | 0 | 0 | 0 |  | 0 | 0 | 0 | 0 | 0 | 17997.401 | 8038.6501 | 14584.6038 | 0 | no | Surplus | yes |  | 0 | 0 | 0 | 4120.5293 | 0 | no | 0 | 0 | 0 | 4120.5293 | 0 |  |  | 0 | 0 | 0 | 0 | 0 |  | 0 | 0 | 0 | 0 | 0
| 18980.8967 | 0 | yes | Deficit |  |  | 0 | 0 | 0 | 0 | 0 |  | 0 | 0 | 0 | 0 | 4860 | no |  | 0 | 24300 | no | 18980.8967 | 0 | no | no | 0 | 0 | 0 | 0 | 0 |  | 0 | 0 | 0 | 0 | 0 | 18980.8967 | 7929.0431 | 15381.6019 | 0 | no | Surplus | yes |  | 0 | 0 | 0 | 6655.5607 | 0 | no | 0 | 0 | 0 | 6655.5607 | 0 |  |  | 0 | 0 | 0 | 0 | 0 |  | 0 | 0 | 0 | 0 | 0
| 15493.9724 | 0 | no | Surplus | yes |  | 0 | 0 | 0 | 3486.9243 | 0 | no | 0 | 0 | 0 | 3486.9243 | 4860 | no | 15493.9724 | 0 | 24300 |  |  | 0 |  |  | 0 | 0 | 0 | 0 | 0 |  | 0 | 0 | 0 | 0 | 0 | 15493.9724 | 7448.6211 | 12555.8934 | 0 | no | Surplus | yes |  | 0 | 0 | 0 | 7932.9808 | 0 | no | 0 | 0 | 0 | 7932.9808 | 0 |  |  | 0 | 0 | 0 | 0 | 0 |  | 0 | 0 | 0 | 0 | 0
| 13998.7421 | 0 | no | Surplus | yes |  | 0 | 0 | 0 | 1495.2303 | 0 | no | 0 | 0 | 0 | 1495.2303 | 4860 | no | 13998.7421 | 0 | 24300 |  |  | 0 |  |  | 0 | 0 | 0 | 0 | 0 |  | 0 | 0 | 0 | 0 | 0 | 13998.7421 | 10512.2451 | 11344.1995 | 0 | no | Surplus | yes |  | 0 | 0 | 0 | 2043.6483 | 0 | no | 0 | 0 | 0 | 2043.6483 | 0 |  |  | 0 | 0 | 0 | 0 | 0 |  | 0 | 0 | 0 | 0 | 0
| 15154.2208 | 0 | yes | Deficit |  |  | 0 | 0 | 0 | 0 | 0 |  | 0 | 0 | 0 | 0 | 4860 | no |  | 0 | 24300 | no | 15154.2208 | 0 | no | no | 0 | 0 | 0 | 0 | 0 |  | 0 | 0 | 0 | 0 | 0 | 15154.2208 | 13769.002 | 12280.5679 | 0 | yes | Deficit |  |  | 0 | 0 | 0 | 0 | 0 |  | 0 | 0 | 0 | 0 | 2424.8025 | yes |  | 0 | 0 | 0 | 2424.8025 | 0 | no | 0 | 0 | 0 | 2424.8025 | 0
| 13698.5521 | 0 | no | Surplus | yes |  | 0 | 0 | 0 | 1455.6687 | 0 | no | 0 | 0 | 0 | 1455.6687 | 4860 | no | 13698.5521 | 0 | 24300 |  |  | 0 |  |  | 0 | 0 | 0 | 0 | 0 |  | 0 | 0 | 0 | 0 | 0 | 13698.5521 | 11601.6997 | 11100.9336 | 0 | no | Surplus | yes |  | 0 | 0 | 0 | 678.8682 | 0 | no | 0 | 0 | 0 | 678.8682 | 0 |  |  | 0 | 0 | 0 | 0 | 0 |  | 0 | 0 | 0 | 0 | 0
| 13589.282 | 0 | no | Surplus | yes |  | 0 | 0 | 0 | 109.27 | 0 | no | 0 | 0 | 0 | 109.27 | 4860 | no | 13589.282 | 0 | 24300 |  |  | 0 |  |  | 0 | 0 | 0 | 0 | 0 |  | 0 | 0 | 0 | 0 | 0 | 13589.282 | 10951.3961 | 11012.3841 | 0 | no | Surplus | yes |  | 0 | 0 | 0 | 149.5375 | 0 | no | 0 | 0 | 0 | 149.5375 | 0 |  |  | 0 | 0 | 0 | 0 | 0 |  | 0 | 0 | 0 | 0 | 0
| 17170.4281 | 0 | yes | Deficit |  |  | 0 | 0 | 0 | 0 | 0 |  | 0 | 0 | 0 | 0 | 4860 | no |  | 0 | 24300 | no | 17170.4281 | 0 | no | no | 0 | 0 | 0 | 0 | 0 |  | 0 | 0 | 0 | 0 | 0 | 17170.4281 | 13000.9513 | 13914.4474 | 0 | yes | Deficit |  |  | 0 | 0 | 0 | 0 | 0 |  | 0 | 0 | 0 | 0 | 1988.5672 | yes |  | 0 | 0 | 0 | 1988.5672 | 0 | no | 0 | 0 | 0 | 1988.5672 | 0
| 14650.9734 | 0 | no | Surplus | yes |  | 0 | 0 | 0 | 2519.4547 | 0 | no | 0 | 0 | 0 | 2519.4547 | 4860 | no | 14650.9734 | 0 | 24300 |  |  | 0 |  |  | 0 | 0 | 0 | 0 | 0 |  | 0 | 0 | 0 | 0 | 0 | 14650.9734 | 12507.4595 | 11872.7499 | 0 | no | Surplus | yes |  | 0 | 0 | 0 | 1406.9879 | 0 | no | 0 | 0 | 0 | 1406.9879 | 0 |  |  | 0 | 0 | 0 | 0 | 0 |  | 0 | 0 | 0 | 0 | 0
| 13625.4468 | 0 | no | Surplus | yes |  | 0 | 0 | 0 | 1025.5265 | 0 | no | 0 | 0 | 0 | 1025.5265 | 4860 | no | 13625.4468 | 0 | 24300 |  |  | 0 |  |  | 0 | 0 | 0 | 0 | 0 |  | 0 | 0 | 0 | 0 | 0 | 13625.4468 | 12528.1341 | 11041.6911 | 0 | yes | Deficit |  |  | 0 | 0 | 0 | 0 | 0 |  | 0 | 0 | 0 | 0 | 655.3842 | yes |  | 0 | 0 | 0 | 655.3842 | 0 | no | 0 | 0 | 0 | 655.3842 | 0
| 13901.4832 | 0 | yes | Deficit |  |  | 0 | 0 | 0 | 0 | 0 |  | 0 | 0 | 0 | 0 | 4860 | no |  | 0 | 24300 | no | 13901.4832 | 0 | no | no | 0 | 0 | 0 | 0 | 0 |  | 0 | 0 | 0 | 0 | 0 | 13901.4832 | 12744.5067 | 11265.3835 | 0 | yes | Deficit |  |  | 0 | 0 | 0 | 0 | 0 |  | 0 | 0 | 0 | 0 | 1702.8156 | yes |  | 0 | 0 | 0 | 1702.8156 | 0 | no | 0 | 0 | 0 | 1702.8156 | 0
| 14913.0825 | 0 | yes | Deficit |  |  | 0 | 0 | 0 | 0 | 0 |  | 0 | 0 | 0 | 0 | 4860 | no |  | 0 | 24300 | no | 14913.0825 | 0 | no | no | 0 | 0 | 0 | 0 | 0 |  | 0 | 0 | 0 | 0 | 0 | 14913.0825 | 14925.5566 | 12085.156 | 0 | yes | Deficit |  |  | 0 | 0 | 0 | 0 | 0 |  | 0 | 0 | 0 | 0 | 3660.1731 | yes |  | 0 | 0 | 0 | 3660.1731 | 0 | no | 0 | 0 | 0 | 3660.1731 | 0
| 16824.7676 | 0 | yes | Deficit |  |  | 0 | 0 | 0 | 0 | 0 |  | 0 | 0 | 0 | 0 | 4860 | no |  | 0 | 24300 | no | 16824.7676 | 0 | no | no | 0 | 0 | 0 | 0 | 0 |  | 0 | 0 | 0 | 0 | 0 | 16824.7676 | 15172.9859 | 13634.3336 | 0 | yes | Deficit |  |  | 0 | 0 | 0 | 0 | 0 |  | 0 | 0 | 0 | 0 | 3087.8299 | yes |  | 0 | 0 | 0 | 3087.8299 | 0 | no | 0 | 0 | 0 | 3087.8299 | 0
| 18343.4941 | 0 | yes | Deficit |  |  | 0 | 0 | 0 | 0 | 0 |  | 0 | 0 | 0 | 0 | 4860 | no |  | 0 | 24300 | no | 18343.4941 | 0 | no | no | 0 | 0 | 0 | 0 | 0 |  | 0 | 0 | 0 | 0 | 0 | 18343.4941 | 14802.5337 | 14865.0682 | 0 | yes | Deficit |  |  | 0 | 0 | 0 | 0 | 0 |  | 0 | 0 | 0 | 0 | 1168.2002 | yes |  | 0 | 0 | 0 | 1168.2002 | 0 | no | 0 | 0 | 0 | 1168.2002 | 0
| 15729.5558 | 0 | no | Surplus | yes |  | 0 | 0 | 0 | 2613.9383 | 0 | no | 0 | 0 | 0 | 2613.9383 | 4860 | no | 15729.5558 | 0 | 24300 |  |  | 0 |  |  | 0 | 0 | 0 | 0 | 0 |  | 0 | 0 | 0 | 0 | 0 | 15729.5558 | 14334.5998 | 12746.8037 | 0 | no | Surplus | yes |  | 0 | 0 | 0 | 530.4683 | 0 | no | 0 | 0 | 0 | 530.4683 | 0 |  |  | 0 | 0 | 0 | 0 | 0 |  | 0 | 0 | 0 | 0 | 0
| 15200.881 | 0 | no | Surplus | yes |  | 0 | 0 | 0 | 528.6748 | 0 | no | 0 | 0 | 0 | 528.6748 | 4860 | no | 15200.881 | 0 | 24300 |  |  | 0 |  |  | 0 | 0 | 0 | 0 | 0 |  | 0 | 0 | 0 | 0 | 0 | 15200.881 | 14697.4752 | 12318.3801 | 0 | yes | Deficit |  |  | 0 | 0 | 0 | 0 | 0 |  | 0 | 0 | 0 | 0 | 1950.6715 | yes |  | 0 | 0 | 0 | 1950.6715 | 0 | no | 0 | 0 | 0 | 1950.6715 | 0
| 15412.2655 | 0 | yes | Deficit |  |  | 0 | 0 | 0 | 0 | 0 |  | 0 | 0 | 0 | 0 | 4860 | no |  | 0 | 24300 | no | 15412.2655 | 0 | no | no | 0 | 0 | 0 | 0 | 0 |  | 0 | 0 | 0 | 0 | 0 | 15412.2655 | 14631.2368 | 12489.6803 | 0 | yes | Deficit |  |  | 0 | 0 | 0 | 0 | 0 |  | 0 | 0 | 0 | 0 | 2312.8567 | yes |  | 0 | 0 | 0 | 2312.8567 | 0 | no | 0 | 0 | 0 | 2312.8567 | 0
| 14126.0147 | 0 | no | Surplus | yes |  | 0 | 0 | 0 | 1286.2508 | 0 | no | 0 | 0 | 0 | 1286.2508 | 4860 | no | 14126.0147 | 0 | 24300 |  |  | 0 |  |  | 0 | 0 | 0 | 0 | 0 |  | 0 | 0 | 0 | 0 | 0 | 14126.0147 | 14647.5252 | 11447.3377 | 0 | yes | Deficit |  |  | 0 | 0 | 0 | 0 | 0 |  | 0 | 0 | 0 | 0 | 2157.8448 | yes |  | 0 | 0 | 0 | 2157.8448 | 0 | no | 0 | 0 | 0 | 2157.8448 | 0
| 13978.8839 | 0 | no | Surplus | yes |  | 0 | 0 | 0 | 147.1308 | 0 | no | 0 | 0 | 0 | 147.1308 | 4860 | no | 13978.8839 | 0 | 24300 |  |  | 0 |  |  | 0 | 0 | 0 | 0 | 0 |  | 0 | 0 | 0 | 0 | 0 | 13978.8839 | 14757.6789 | 11328.1069 | 0 | yes | Deficit |  |  | 0 | 0 | 0 | 0 | 0 |  | 0 | 0 | 0 | 0 | 3310.3412 | yes |  | 0 | 0 | 0 | 3310.3412 | 0 | no | 0 | 0 | 0 | 3310.3412 | 0
| 17367.9642 | 0 | yes | Deficit |  |  | 0 | 0 | 0 | 0 | 0 |  | 0 | 0 | 0 | 0 | 4860 | no |  | 0 | 24300 | no | 17367.9642 | 0 | no | no | 0 | 0 | 0 | 0 | 0 |  | 0 | 0 | 0 | 0 | 0 | 17367.9642 | 14612.8191 | 14074.5253 | 0 | yes | Deficit |  |  | 0 | 0 | 0 | 0 | 0 |  | 0 | 0 | 0 | 0 | 3284.7122 | yes |  | 0 | 0 | 0 | 3284.7122 | 0 | no | 0 | 0 | 0 | 3284.7122 | 0
| 16653.757 | 0 | no | Surplus | yes |  | 0 | 0 | 0 | 714.2072 | 0 | no | 0 | 0 | 0 | 714.2072 | 4860 | no | 16653.757 | 0 | 24300 |  |  | 0 |  |  | 0 | 0 | 0 | 0 | 0 |  | 0 | 0 | 0 | 0 | 0 | 16653.757 | 14460.8758 | 13495.7512 | 0 | yes | Deficit |  |  | 0 | 0 | 0 | 0 | 0 |  | 0 | 0 | 0 | 0 | 386.3505 | yes |  | 0 | 0 | 0 | 386.3505 | 0 | no | 0 | 0 | 0 | 386.3505 | 0
| 16415.86 | 0 | no | Surplus | yes |  | 0 | 0 | 0 | 237.897 | 0 | no | 0 | 0 | 0 | 237.897 | 4860 | no | 16415.86 | 0 | 24300 |  |  | 0 |  |  | 0 | 0 | 0 | 0 | 0 |  | 0 | 0 | 0 | 0 | 0 | 16415.86 | 14759.2604 | 13302.9659 | 0 | yes | Deficit |  |  | 0 | 0 | 0 | 0 | 0 |  | 0 | 0 | 0 | 0 | 1263.5092 | yes |  | 0 | 0 | 0 | 1263.5092 | 0 | no | 0 | 0 | 0 | 1263.5092 | 0
| 17032.3415 | 0 | yes | Deficit |  |  | 0 | 0 | 0 | 0 | 0 |  | 0 | 0 | 0 | 0 | 4860 | no |  | 0 | 24300 | no | 17032.3415 | 0 | no | no | 0 | 0 | 0 | 0 | 0 |  | 0 | 0 | 0 | 0 | 0 | 17032.3415 | 14857.4726 | 13802.5458 | 0 | yes | Deficit |  |  | 0 | 0 | 0 | 0 | 0 |  | 0 | 0 | 0 | 0 | 1554.5067 | yes |  | 0 | 0 | 0 | 1554.5067 | 0 | no | 0 | 0 | 0 | 1554.5067 | 0
| 14868.6287 | 0 | no | Surplus | yes |  | 0 | 0 | 0 | 2163.7128 | 0 | no | 0 | 0 | 0 | 2163.7128 | 4860 | no | 14868.6287 | 0 | 24300 |  |  | 0 |  |  | 0 | 0 | 0 | 0 | 0 |  | 0 | 0 | 0 | 0 | 0 | 14868.6287 | 14922.0556 | 12049.1318 | 0 | yes | Deficit |  |  | 0 | 0 | 0 | 0 | 0 |  | 0 | 0 | 0 | 0 | 1119.5098 | yes |  | 0 | 0 | 0 | 1119.5098 | 0 | no | 0 | 0 | 0 | 1119.5098 | 0
| 13603.8865 | 0 | no | Surplus | yes |  | 0 | 0 | 0 | 1264.7421 | 0 | no | 0 | 0 | 0 | 1264.7421 | 4860 | no | 13603.8865 | 0 | 24300 |  |  | 0 |  |  | 0 | 0 | 0 | 0 | 0 |  | 0 | 0 | 0 | 0 | 0 | 13603.8865 | 15115.9587 | 11024.2192 | 0 | yes | Deficit |  |  | 0 | 0 | 0 | 0 | 0 |  | 0 | 0 | 0 | 0 | 3066.8269 | yes |  | 0 | 0 | 0 | 3066.8269 | 0 | no | 0 | 0 | 0 | 3066.8269 | 0
| 10920.0762 | 0 | no | Surplus | yes |  | 0 | 0 | 0 | 2683.8103 | 0 | no | 0 | 0 | 0 | 2683.8103 | 4860 | no | 10920.0762 | 0 | 24300 |  |  | 0 |  |  | 0 | 0 | 0 | 0 | 0 |  | 0 | 0 | 0 | 0 | 0 | 10920.0762 | 16275.0252 | 8849.3324 | 0 | yes | Deficit |  |  | 0 | 0 | 0 | 0 | 0 |  | 0 | 0 | 0 | 0 | 5250.806 | yes |  | 0 | 0 | 0 | 5250.806 | 0 | no | 0 | 0 | 0 | 5250.806 | 0
| 11573.6705 | 0 | yes | Deficit |  |  | 0 | 0 | 0 | 0 | 0 |  | 0 | 0 | 0 | 0 | 4860 | no |  | 0 | 21840.1524 | no | 11573.6705 | 0 | no | no | 0 | 0 | 0 | 0 | 0 |  | 0 | 0 | 0 | 0 | 0 | 11573.6705 | 15846.6245 | 9378.9874 | 0 | yes | Deficit |  |  | 0 | 0 | 0 | 0 | 0 |  | 0 | 0 | 0 | 0 | 6997.2921 | yes |  | 0 | 0 | 0 | 6997.2921 | 0 | no | 0 | 0 | 0 | 6997.2921 | 0
| 6187.4973 | 0 | no | Surplus | yes |  | 0 | 0 | 0 | 5386.1732 | 0 | no | 0 | 0 | 0 | 5386.1732 | 4860 | no | 6187.4973 | 0 | 23147.341 |  |  | 0 |  |  | 0 | 0 | 0 | 0 | 0 |  | 0 | 0 | 0 | 0 | 0 | 6187.4973 | 16617.4439 | 5014.1793 | 0 | yes | Deficit |  |  | 0 | 0 | 0 | 0 | 0 |  | 0 | 0 | 0 | 0 | 7238.4565 | yes |  | 0 | 0 | 0 | 7238.4565 | 0 | no | 0 | 0 | 0 | 7238.4565 | 0
| 3754.2784 | 0 | no | Surplus | yes |  | 0 | 0 | 0 | 2433.2189 | 0 | no | 0 | 0 | 0 | 2433.2189 | 4860 | yes | 4860 | 1105.7216 | 12374.9946 |  |  | 0 |  |  | 0 | 0 | 0 | 0 | 0 |  | 0 | 0 | 0 | 0 | 0 | 4860 | 17891.9025 | 3938.4117 | 0 | yes | Deficit |  |  | 0 | 0 | 0 | 0 | 0 |  | 0 | 0 | 0 | 0 | 12877.7231 | yes |  | 0 | 0 | 0 | 12877.7231 | 0 | no | 0 | 0 | 0 | 12877.7231 | 0
| 3487.256 | 0 | no | Surplus | yes |  | 0 | 0 | 0 | 1372.744 | 0 | no | 0 | 0 | 0 | 1372.744 | 4860 | yes | 4860 | 1372.744 | 9720 |  |  | 0 |  |  | 0 | 0 | 0 | 0 | 0 |  | 0 | 0 | 0 | 0 | 0 | 4860 | 16007.3161 | 3938.4117 | 0 | yes | Deficit |  |  | 0 | 0 | 0 | 0 | 0 |  | 0 | 0 | 0 | 0 | 12068.9044 | yes |  | 0 | 0 | 0 | 12068.9044 | 0 | no | 0 | 0 | 0 | 12068.9044 | 0
| 3250.787 | 0 | no | Surplus | yes |  | 0 | 0 | 0 | 1609.213 | 0 | no | 0 | 0 | 0 | 1609.213 | 4860 | yes | 4860 | 1609.213 | 9720 |  |  | 0 |  |  | 0 | 0 | 0 | 0 | 0 |  | 0 | 0 | 0 | 0 | 0 | 4860 | 16312.7877 | 3938.4117 | 0 | yes | Deficit |  |  | 0 | 0 | 0 | 0 | 0 |  | 0 | 0 | 0 | 0 | 12374.376 | yes |  | 0 | 0 | 0 | 12374.376 | 0 | no | 0 | 0 | 0 | 12374.376 | 0
| 4947.1573 | 0 | yes | Deficit |  |  | 0 | 0 | 0 | 0 | 0 |  | 0 | 0 | 0 | 0 | 4860 | no |  | 0 | 9720 | no | 4947.1573 | 0 | no | no | 0 | 0 | 0 | 0 | 0 |  | 0 | 0 | 0 | 0 | 0 | 4947.1573 | 18997.1407 | 4009.0416 | 0 | yes | Deficit |  |  | 0 | 0 | 0 | 0 | 0 |  | 0 | 0 | 0 | 0 | 15058.729 | yes |  | 0 | 0 | 0 | 15058.729 | 0 | no | 0 | 0 | 0 | 15058.729 | 0
| 7887.8734 | 0 | yes | Deficit |  |  | 0 | 0 | 0 | 0 | 0 |  | 0 | 0 | 0 | 0 | 4860 | no |  | 0 | 9894.3146 | no | 7887.8734 | 0 | no | no | 0 | 0 | 0 | 0 | 0 |  | 0 | 0 | 0 | 0 | 0 | 7887.8734 | 18703.5146 | 6392.1179 | 0 | yes | Deficit |  |  | 0 | 0 | 0 | 0 | 0 |  | 0 | 0 | 0 | 0 | 14694.473 | yes |  | 0 | 0 | 0 | 14694.473 | 0 | no | 0 | 0 | 0 | 14694.473 | 0
| 8034.811 | 0 | yes | Deficit |  |  | 0 | 0 | 0 | 0 | 0 |  | 0 | 0 | 0 | 0 | 4860 | no |  | 0 | 15775.7469 | no | 8034.811 | 0 | no | no | 0 | 0 | 0 | 0 | 0 |  | 0 | 0 | 0 | 0 | 0 | 8034.811 | 18593.8855 | 6511.1921 | 0 | yes | Deficit |  |  | 0 | 0 | 0 | 0 | 0 |  | 0 | 0 | 0 | 0 | 12201.7677 | yes |  | 0 | 0 | 0 | 12201.7677 | 0 | no | 0 | 0 | 0 | 12201.7677 | 0
| 5326.7698 | 0 | no | Surplus | yes |  | 0 | 0 | 0 | 2708.0413 | 0 | no | 0 | 0 | 0 | 2708.0413 | 4860 | no | 5326.7698 | 0 | 16069.6221 |  |  | 0 |  |  | 0 | 0 | 0 | 0 | 0 |  | 0 | 0 | 0 | 0 | 0 | 5326.7698 | 17883.0211 | 4316.6692 | 0 | yes | Deficit |  |  | 0 | 0 | 0 | 0 | 0 |  | 0 | 0 | 0 | 0 | 11371.829 | yes |  | 0 | 0 | 0 | 11371.829 | 0 | no | 0 | 0 | 0 | 11371.829 | 0
| 3276.3298 | 0 | no | Surplus | yes |  | 0 | 0 | 0 | 2050.4399 | 0 | no | 0 | 0 | 0 | 2050.4399 | 4860 | yes | 4860 | 1583.6702 | 10653.5395 |  |  | 0 |  |  | 0 | 0 | 0 | 0 | 0 |  | 0 | 0 | 0 | 0 | 0 | 4860 | 17391.8115 | 3938.4117 | 0 | yes | Deficit |  |  | 0 | 0 | 0 | 0 | 0 |  | 0 | 0 | 0 | 0 | 13075.1423 | yes |  | 0 | 0 | 0 | 13075.1423 | 0 | no | 0 | 0 | 0 | 13075.1423 | 0
| 3295.2005 | 0 | no | Surplus | yes |  | 0 | 0 | 0 | 1564.7995 | 0 | no | 0 | 0 | 0 | 1564.7995 | 4860 | yes | 4860 | 1564.7995 | 9720 |  |  | 0 |  |  | 0 | 0 | 0 | 0 | 0 |  | 0 | 0 | 0 | 0 | 0 | 4860 | 17244.5521 | 3938.4117 | 0 | yes | Deficit |  |  | 0 | 0 | 0 | 0 | 0 |  | 0 | 0 | 0 | 0 | 13306.1405 | yes |  | 0 | 0 | 0 | 13306.1405 | 0 | no | 0 | 0 | 0 | 13306.1405 | 0
| 3285.5629 | 0 | no | Surplus | yes |  | 0 | 0 | 0 | 1574.4371 | 0 | no | 0 | 0 | 0 | 1574.4371 | 4860 | yes | 4860 | 1574.4371 | 9720 |  |  | 0 |  |  | 0 | 0 | 0 | 0 | 0 |  | 0 | 0 | 0 | 0 | 0 | 4860 | 17849.3357 | 3938.4117 | 0 | yes | Deficit |  |  | 0 | 0 | 0 | 0 | 0 |  | 0 | 0 | 0 | 0 | 13910.924 | yes |  | 0 | 0 | 0 | 13910.924 | 0 | no | 0 | 0 | 0 | 13910.924 | 0
| 5236.4542 | 0 | yes | Deficit |  |  | 0 | 0 | 0 | 0 | 0 |  | 0 | 0 | 0 | 0 | 4860 | no |  | 0 | 9720 | no | 5236.4542 | 0 | no | no | 0 | 0 | 0 | 0 | 0 |  | 0 | 0 | 0 | 0 | 0 | 5236.4542 | 17340.129 | 4243.4799 | 0 | yes | Deficit |  |  | 0 | 0 | 0 | 0 | 0 |  | 0 | 0 | 0 | 0 | 13401.7173 | yes |  | 0 | 0 | 0 | 13401.7173 | 0 | no | 0 | 0 | 0 | 13401.7173 | 0
| 3280.4948 | 0 | no | Surplus | yes |  | 0 | 0 | 0 | 1955.9595 | 0 | no | 0 | 0 | 0 | 1955.9595 | 4860 | yes | 4860 | 1579.5052 | 10472.9085 |  |  | 0 |  |  | 0 | 0 | 0 | 0 | 0 |  | 0 | 0 | 0 | 0 | 0 | 4860 | 17994.6963 | 3938.4117 | 0 | yes | Deficit |  |  | 0 | 0 | 0 | 0 | 0 |  | 0 | 0 | 0 | 0 | 13751.2164 | yes |  | 0 | 0 | 0 | 13751.2164 | 0 | no | 0 | 0 | 0 | 13751.2164 | 0
| 3289.4988 | 0 | no | Surplus | yes |  | 0 | 0 | 0 | 1570.5012 | 0 | no | 0 | 0 | 0 | 1570.5012 | 4860 | yes | 4860 | 1570.5012 | 9720 |  |  | 0 |  |  | 0 | 0 | 0 | 0 | 0 |  | 0 | 0 | 0 | 0 | 0 | 4860 | 17876.3132 | 3938.4117 | 0 | yes | Deficit |  |  | 0 | 0 | 0 | 0 | 0 |  | 0 | 0 | 0 | 0 | 13937.9015 | yes |  | 0 | 0 | 0 | 13937.9015 | 0 | no | 0 | 0 | 0 | 13937.9015 | 0
| 5616.5303 | 0 | yes | Deficit |  |  | 0 | 0 | 0 | 0 | 0 |  | 0 | 0 | 0 | 0 | 4860 | no |  | 0 | 9720 | no | 5616.5303 | 0 | no | no | 0 | 0 | 0 | 0 | 0 |  | 0 | 0 | 0 | 0 | 0 | 5616.5303 | 17996.2299 | 4551.4832 | 0 | yes | Deficit |  |  | 0 | 0 | 0 | 0 | 0 |  | 0 | 0 | 0 | 0 | 14057.8182 | yes |  | 0 | 0 | 0 | 14057.8182 | 0 | no | 0 | 0 | 0 | 14057.8182 | 0
| 10809.2158 | 0 | yes | Deficit |  |  | 0 | 0 | 0 | 0 | 0 |  | 0 | 0 | 0 | 0 | 4860 | no |  | 0 | 11233.0606 | no | 10809.2158 | 0 | no | no | 0 | 0 | 0 | 0 | 0 |  | 0 | 0 | 0 | 0 | 0 | 10809.2158 | 17856.889 | 8759.4942 | 0 | yes | Deficit |  |  | 0 | 0 | 0 | 0 | 0 |  | 0 | 0 | 0 | 0 | 13305.4057 | yes |  | 0 | 0 | 0 | 13305.4057 | 0 | no | 0 | 0 | 0 | 13305.4057 | 0
| 12348.9403 | 0 | yes | Deficit |  |  | 0 | 0 | 0 | 0 | 0 |  | 0 | 0 | 0 | 0 | 4860 | no |  | 0 | 21618.4317 | no | 12348.9403 | 0 | no | no | 0 | 0 | 0 | 0 | 0 |  | 0 | 0 | 0 | 0 | 0 | 12348.9403 | 18095.2602 | 10007.245 | 0 | yes | Deficit |  |  | 0 | 0 | 0 | 0 | 0 |  | 0 | 0 | 0 | 0 | 9335.766 | yes |  | 0 | 0 | 0 | 9335.766 | 0 | no | 0 | 0 | 0 | 9335.766 | 0
| 14292.541 | 0 | yes | Deficit |  |  | 0 | 0 | 0 | 0 | 0 |  | 0 | 0 | 0 | 0 | 4860 | no |  | 0 | 24300 | no | 14292.541 | 0 | no | no | 0 | 0 | 0 | 0 | 0 |  | 0 | 0 | 0 | 0 | 0 | 14292.541 | 17859.1192 | 11582.2861 | 0 | yes | Deficit |  |  | 0 | 0 | 0 | 0 | 0 |  | 0 | 0 | 0 | 0 | 7851.8741 | yes |  | 0 | 0 | 0 | 7851.8741 | 0 | no | 0 | 0 | 0 | 7851.8741 | 0
| 18774.9552 | 0 | yes | Deficit |  |  | 0 | 0 | 0 | 0 | 0 |  | 0 | 0 | 0 | 0 | 4860 | no |  | 0 | 24300 | no | 18774.9552 | 0 | no | no | 0 | 0 | 0 | 0 | 0 |  | 0 | 0 | 0 | 0 | 0 | 18774.9552 | 17019.9557 | 15214.7125 | 0 | yes | Deficit |  |  | 0 | 0 | 0 | 0 | 0 |  | 0 | 0 | 0 | 0 | 5437.6696 | yes |  | 0 | 0 | 0 | 5437.6696 | 0 | no | 0 | 0 | 0 | 5437.6696 | 0
| 16360.095 | 0 | no | Surplus | yes |  | 0 | 0 | 0 | 2414.8603 | 0 | no | 0 | 0 | 0 | 2414.8603 | 4860 | no | 16360.095 | 0 | 24300 |  |  | 0 |  |  | 0 | 0 | 0 | 0 | 0 |  | 0 | 0 | 0 | 0 | 0 | 16360.095 | 16388.6448 | 13257.7755 | 0 | yes | Deficit |  |  | 0 | 0 | 0 | 0 | 0 |  | 0 | 0 | 0 | 0 | 1173.9323 | yes |  | 0 | 0 | 0 | 1173.9323 | 0 | no | 0 | 0 | 0 | 1173.9323 | 0
| 13664.2122 | 0 | no | Surplus | yes |  | 0 | 0 | 0 | 2695.8828 | 0 | no | 0 | 0 | 0 | 2695.8828 | 4860 | no | 13664.2122 | 0 | 24300 |  |  | 0 |  |  | 0 | 0 | 0 | 0 | 0 |  | 0 | 0 | 0 | 0 | 0 | 13664.2122 | 16373.4241 | 11073.1055 | 0 | yes | Deficit |  |  | 0 | 0 | 0 | 0 | 0 |  | 0 | 0 | 0 | 0 | 3115.6486 | yes |  | 0 | 0 | 0 | 3115.6486 | 0 | no | 0 | 0 | 0 | 3115.6486 | 0
| 13596.6546 | 0 | no | Surplus | yes |  | 0 | 0 | 0 | 67.5575 | 0 | no | 0 | 0 | 0 | 67.5575 | 4860 | no | 13596.6546 | 0 | 24300 |  |  | 0 |  |  | 0 | 0 | 0 | 0 | 0 |  | 0 | 0 | 0 | 0 | 0 | 13596.6546 | 16056.2724 | 11018.3587 | 0 | yes | Deficit |  |  | 0 | 0 | 0 | 0 | 0 |  | 0 | 0 | 0 | 0 | 4983.1669 | yes |  | 0 | 0 | 0 | 4983.1669 | 0 | no | 0 | 0 | 0 | 4983.1669 | 0
| 16865.2784 | 0 | yes | Deficit |  |  | 0 | 0 | 0 | 0 | 0 |  | 0 | 0 | 0 | 0 | 4860 | no |  | 0 | 24300 | no | 16865.2784 | 0 | no | no | 0 | 0 | 0 | 0 | 0 |  | 0 | 0 | 0 | 0 | 0 | 16865.2784 | 16585.0464 | 13667.1624 | 0 | yes | Deficit |  |  | 0 | 0 | 0 | 0 | 0 |  | 0 | 0 | 0 | 0 | 5566.6877 | yes |  | 0 | 0 | 0 | 5566.6877 | 0 | no | 0 | 0 | 0 | 5566.6877 | 0
| 16053.7255 | 0 | no | Surplus | yes |  | 0 | 0 | 0 | 811.5529 | 0 | no | 0 | 0 | 0 | 811.5529 | 4860 | no | 16053.7255 | 0 | 24300 |  |  | 0 |  |  | 0 | 0 | 0 | 0 | 0 |  | 0 | 0 | 0 | 0 | 0 | 16053.7255 | 15675.2384 | 13009.502 | 0 | yes | Deficit |  |  | 0 | 0 | 0 | 0 | 0 |  | 0 | 0 | 0 | 0 | 2008.0761 | yes |  | 0 | 0 | 0 | 2008.0761 | 0 | no | 0 | 0 | 0 | 2008.0761 | 0
| 16209.6867 | 0 | yes | Deficit |  |  | 0 | 0 | 0 | 0 | 0 |  | 0 | 0 | 0 | 0 | 4860 | no |  | 0 | 24300 | no | 16209.6867 | 0 | no | no | 0 | 0 | 0 | 0 | 0 |  | 0 | 0 | 0 | 0 | 0 | 16209.6867 | 17609.0636 | 13135.8887 | 0 | yes | Deficit |  |  | 0 | 0 | 0 | 0 | 0 |  | 0 | 0 | 0 | 0 | 4599.5616 | yes |  | 0 | 0 | 0 | 4599.5616 | 0 | no | 0 | 0 | 0 | 4599.5616 | 0
| 16664.4919 | 0 | yes | Deficit |  |  | 0 | 0 | 0 | 0 | 0 |  | 0 | 0 | 0 | 0 | 4860 | no |  | 0 | 24300 | no | 16664.4919 | 0 | no | no | 0 | 0 | 0 | 0 | 0 |  | 0 | 0 | 0 | 0 | 0 | 16664.4919 | 19013.6693 | 13504.4505 | 0 | yes | Deficit |  |  | 0 | 0 | 0 | 0 | 0 |  | 0 | 0 | 0 | 0 | 5877.7806 | yes |  | 0 | 0 | 0 | 5877.7806 | 0 | no | 0 | 0 | 0 | 5877.7806 | 0
| 15042.1769 | 0 | no | Surplus | yes |  | 0 | 0 | 0 | 1622.315 | 0 | no | 0 | 0 | 0 | 1622.315 | 4860 | no | 15042.1769 | 0 | 24300 |  |  | 0 |  |  | 0 | 0 | 0 | 0 | 0 |  | 0 | 0 | 0 | 0 | 0 | 15042.1769 | 15338.6305 | 12189.7706 | 0 | yes | Deficit |  |  | 0 | 0 | 0 | 0 | 0 |  | 0 | 0 | 0 | 0 | 1834.18 | yes |  | 0 | 0 | 0 | 1834.18 | 0 | no | 0 | 0 | 0 | 1834.18 | 0
| 13852.7707 | 0 | no | Surplus | yes |  | 0 | 0 | 0 | 1189.4062 | 0 | no | 0 | 0 | 0 | 1189.4062 | 4860 | no | 13852.7707 | 0 | 24300 |  |  | 0 |  |  | 0 | 0 | 0 | 0 | 0 |  | 0 | 0 | 0 | 0 | 0 | 13852.7707 | 17791.0046 | 11225.9082 | 0 | yes | Deficit |  |  | 0 | 0 | 0 | 0 | 0 |  | 0 | 0 | 0 | 0 | 5601.234 | yes |  | 0 | 0 | 0 | 5601.234 | 0 | no | 0 | 0 | 0 | 5601.234 | 0
| 17276.2792 | 0 | yes | Deficit |  |  | 0 | 0 | 0 | 0 | 0 |  | 0 | 0 | 0 | 0 | 4860 | no |  | 0 | 24300 | no | 17276.2792 | 0 | no | no | 0 | 0 | 0 | 0 | 0 |  | 0 | 0 | 0 | 0 | 0 | 17276.2792 | 18066.0018 | 14000.2262 | 0 | yes | Deficit |  |  | 0 | 0 | 0 | 0 | 0 |  | 0 | 0 | 0 | 0 | 6840.0937 | yes |  | 0 | 0 | 0 | 6840.0937 | 0 | no | 0 | 0 | 0 | 6840.0937 | 0
| 18199.0547 | 0 | yes | Deficit |  |  | 0 | 0 | 0 | 0 | 0 |  | 0 | 0 | 0 | 0 | 4860 | no |  | 0 | 24300 | no | 18199.0547 | 0 | no | no | 0 | 0 | 0 | 0 | 0 |  | 0 | 0 | 0 | 0 | 0 | 18199.0547 | 18321.0696 | 14748.0184 | 0 | yes | Deficit |  |  | 0 | 0 | 0 | 0 | 0 |  | 0 | 0 | 0 | 0 | 4320.8434 | yes |  | 0 | 0 | 0 | 4320.8434 | 0 | no | 0 | 0 | 0 | 4320.8434 | 0
| 16302.9204 | 0 | no | Surplus | yes |  | 0 | 0 | 0 | 1896.1342 | 0 | no | 0 | 0 | 0 | 1896.1342 | 4860 | no | 16302.9204 | 0 | 24300 |  |  | 0 |  |  | 0 | 0 | 0 | 0 | 0 |  | 0 | 0 | 0 | 0 | 0 | 16302.9204 | 18499.4596 | 13211.4428 | 0 | yes | Deficit |  |  | 0 | 0 | 0 | 0 | 0 |  | 0 | 0 | 0 | 0 | 3751.4412 | yes |  | 0 | 0 | 0 | 3751.4412 | 0 | no | 0 | 0 | 0 | 3751.4412 | 0
| 16115.4154 | 0 | no | Surplus | yes |  | 0 | 0 | 0 | 187.505 | 0 | no | 0 | 0 | 0 | 187.505 | 4860 | no | 16115.4154 | 0 | 24300 |  |  | 0 |  |  | 0 | 0 | 0 | 0 | 0 |  | 0 | 0 | 0 | 0 | 0 | 16115.4154 | 17936.2867 | 13059.4938 | 0 | yes | Deficit |  |  | 0 | 0 | 0 | 0 | 0 |  | 0 | 0 | 0 | 0 | 4724.8438 | yes |  | 0 | 0 | 0 | 4724.8438 | 0 | no | 0 | 0 | 0 | 4724.8438 | 0
| 17743.2375 | 0 | yes | Deficit |  |  | 0 | 0 | 0 | 0 | 0 |  | 0 | 0 | 0 | 0 | 4860 | no |  | 0 | 24300 | no | 17743.2375 | 0 | no | no | 0 | 0 | 0 | 0 | 0 |  | 0 | 0 | 0 | 0 | 0 | 17743.2375 | 17398.8438 | 14378.6366 | 0 | yes | Deficit |  |  | 0 | 0 | 0 | 0 | 0 |  | 0 | 0 | 0 | 0 | 4339.35 | yes |  | 0 | 0 | 0 | 4339.35 | 0 | no | 0 | 0 | 0 | 4339.35 | 0
| 17961.6756 | 0 | yes | Deficit |  |  | 0 | 0 | 0 | 0 | 0 |  | 0 | 0 | 0 | 0 | 4860 | no |  | 0 | 24300 | no | 17961.6756 | 0 | no | no | 0 | 0 | 0 | 0 | 0 |  | 0 | 0 | 0 | 0 | 0 | 17961.6756 | 16605.0464 | 14555.6528 | 0 | yes | Deficit |  |  | 0 | 0 | 0 | 0 | 0 |  | 0 | 0 | 0 | 0 | 2226.4098 | yes |  | 0 | 0 | 0 | 2226.4098 | 0 | no | 0 | 0 | 0 | 2226.4098 | 0
| 21369.005 | 0 | yes | Deficit |  |  | 0 | 0 | 0 | 0 | 0 |  | 0 | 0 | 0 | 0 | 4860 | no |  | 0 | 24300 | no | 21369.005 | 0 | no | no | 0 | 0 | 0 | 0 | 0 |  | 0 | 0 | 0 | 0 | 0 | 21369.005 | 17143.0057 | 17316.8598 | 0 | yes | Deficit |  |  | 0 | 0 | 0 | 0 | 0 |  | 0 | 0 | 0 | 0 | 2587.3529 | yes |  | 0 | 0 | 0 | 2587.3529 | 0 | no | 0 | 0 | 0 | 2587.3529 | 0
| 18700.3131 | 0 | no | Surplus | yes |  | 0 | 0 | 0 | 2668.6919 | 0 | no | 0 | 0 | 0 | 2668.6919 | 4860 | no | 18700.3131 | 0 | 24300 |  |  | 0 |  |  | 0 | 0 | 0 | 0 | 0 |  | 0 | 0 | 0 | 0 | 0 | 18700.3131 | 17249.3605 | 15154.2245 | 0 | no | Surplus | yes |  | 0 | 0 | 0 | 67.4993 | 0 | no | 0 | 0 | 0 | 67.4993 | 0 |  |  | 0 | 0 | 0 | 0 | 0 |  | 0 | 0 | 0 | 0 | 0
| 17610.1907 | 0 | no | Surplus | yes |  | 0 | 0 | 0 | 1090.1224 | 0 | no | 0 | 0 | 0 | 1090.1224 | 4860 | no | 17610.1907 | 0 | 24300 |  |  | 0 |  |  | 0 | 0 | 0 | 0 | 0 |  | 0 | 0 | 0 | 0 | 0 | 17610.1907 | 16709.2969 | 14270.819 | 0 | yes | Deficit |  |  | 0 | 0 | 0 | 0 | 0 |  | 0 | 0 | 0 | 0 | 1555.0724 | yes |  | 0 | 0 | 0 | 1555.0724 | 0 | no | 0 | 0 | 0 | 1555.0724 | 0
| 20344.2711 | 0 | yes | Deficit |  |  | 0 | 0 | 0 | 0 | 0 |  | 0 | 0 | 0 | 0 | 4860 | no |  | 0 | 24300 | no | 20344.2711 | 0 | no | no | 0 | 0 | 0 | 0 | 0 |  | 0 | 0 | 0 | 0 | 0 | 20344.2711 | 17256.7654 | 16486.4433 | 0 | yes | Deficit |  |  | 0 | 0 | 0 | 0 | 0 |  | 0 | 0 | 0 | 0 | 2985.9463 | yes |  | 0 | 0 | 0 | 2985.9463 | 0 | no | 0 | 0 | 0 | 2985.9463 | 0
| 17989.9229 | 0 | no | Surplus | yes |  | 0 | 0 | 0 | 2354.3482 | 0 | no | 0 | 0 | 0 | 2354.3482 | 4860 | no | 17989.9229 | 0 | 24300 |  |  | 0 |  |  | 0 | 0 | 0 | 0 | 0 |  | 0 | 0 | 0 | 0 | 0 | 17989.9229 | 17510.2211 | 14578.5436 | 0 | yes | Deficit |  |  | 0 | 0 | 0 | 0 | 0 |  | 0 | 0 | 0 | 0 | 1023.7777 | yes |  | 0 | 0 | 0 | 1023.7777 | 0 | no | 0 | 0 | 0 | 1023.7777 | 0
| 17719.5656 | 0 | no | Surplus | yes |  | 0 | 0 | 0 | 270.3572 | 0 | no | 0 | 0 | 0 | 270.3572 | 4860 | no | 17719.5656 | 0 | 24300 |  |  | 0 |  |  | 0 | 0 | 0 | 0 | 0 |  | 0 | 0 | 0 | 0 | 0 | 17719.5656 | 16443.6506 | 14359.4535 | 0 | yes | Deficit |  |  | 0 | 0 | 0 | 0 | 0 |  | 0 | 0 | 0 | 0 | 1865.107 | yes |  | 0 | 0 | 0 | 1865.107 | 0 | no | 0 | 0 | 0 | 1865.107 | 0
| 19935.0628 | 0 | yes | Deficit |  |  | 0 | 0 | 0 | 0 | 0 |  | 0 | 0 | 0 | 0 | 4860 | no |  | 0 | 24300 | no | 19935.0628 | 0 | no | no | 0 | 0 | 0 | 0 | 0 |  | 0 | 0 | 0 | 0 | 0 | 19935.0628 | 16599.0971 | 16154.8321 | 0 | yes | Deficit |  |  | 0 | 0 | 0 | 0 | 0 |  | 0 | 0 | 0 | 0 | 2239.6436 | yes |  | 0 | 0 | 0 | 2239.6436 | 0 | no | 0 | 0 | 0 | 2239.6436 | 0
| 22613.5686 | 0 | yes | Deficit |  |  | 0 | 0 | 0 | 0 | 0 |  | 0 | 0 | 0 | 0 | 4860 | no |  | 0 | 24300 | no | 22613.5686 | 0 | no | no | 0 | 0 | 0 | 0 | 0 |  | 0 | 0 | 0 | 0 | 0 | 22613.5686 | 15187.5939 | 18325.4202 | 0 | no | Surplus | yes |  | 0 | 0 | 0 | 967.2382 | 0 | no | 0 | 0 | 0 | 967.2382 | 0 |  |  | 0 | 0 | 0 | 0 | 0 |  | 0 | 0 | 0 | 0 | 0
| 18273.0762 | 0 | no | Surplus | yes |  | 0 | 0 | 0 | 4340.4923 | 0 | no | 0 | 0 | 0 | 4340.4923 | 4860 | no | 18273.0762 | 0 | 24300 |  |  | 0 |  |  | 0 | 0 | 0 | 0 | 0 |  | 0 | 0 | 0 | 0 | 0 | 18273.0762 | 16374.8804 | 14808.0034 | 0 | no | Surplus | yes |  | 0 | 0 | 0 | 1950.5399 | 0 | no | 0 | 0 | 0 | 1950.5399 | 0 |  |  | 0 | 0 | 0 | 0 | 0 |  | 0 | 0 | 0 | 0 | 0
| 17257.601 | 0 | no | Surplus | yes |  | 0 | 0 | 0 | 1015.4752 | 0 | no | 0 | 0 | 0 | 1015.4752 | 4860 | no | 17257.601 | 0 | 24300 |  |  | 0 |  |  | 0 | 0 | 0 | 0 | 0 |  | 0 | 0 | 0 | 0 | 0 | 17257.601 | 17400.175 | 13985.09 | 0 | yes | Deficit |  |  | 0 | 0 | 0 | 0 | 0 |  | 0 | 0 | 0 | 0 | 2592.1715 | yes |  | 0 | 0 | 0 | 2592.1715 | 0 | no | 0 | 0 | 0 | 2592.1715 | 0
| 18364.934 | 0 | yes | Deficit |  |  | 0 | 0 | 0 | 0 | 0 |  | 0 | 0 | 0 | 0 | 4860 | no |  | 0 | 24300 | no | 18364.934 | 0 | no | no | 0 | 0 | 0 | 0 | 0 |  | 0 | 0 | 0 | 0 | 0 | 18364.934 | 16849.5944 | 14882.4424 | 0 | yes | Deficit |  |  | 0 | 0 | 0 | 0 | 0 |  | 0 | 0 | 0 | 0 | 2864.5044 | yes |  | 0 | 0 | 0 | 2864.5044 | 0 | no | 0 | 0 | 0 | 2864.5044 | 0
| 18534.4895 | 0 | yes | Deficit |  |  | 0 | 0 | 0 | 0 | 0 |  | 0 | 0 | 0 | 0 | 4860 | no |  | 0 | 24300 | no | 18534.4895 | 0 | no | no | 0 | 0 | 0 | 0 | 0 |  | 0 | 0 | 0 | 0 | 0 | 18534.4895 | 16351.4549 | 15019.8456 | 0 | yes | Deficit |  |  | 0 | 0 | 0 | 0 | 0 |  | 0 | 0 | 0 | 0 | 1469.0125 | yes |  | 0 | 0 | 0 | 1469.0125 | 0 | no | 0 | 0 | 0 | 1469.0125 | 0
| 18235.4159 | 0 | no | Surplus | yes |  | 0 | 0 | 0 | 299.0736 | 0 | no | 0 | 0 | 0 | 299.0736 | 4860 | no | 18235.4159 | 0 | 24300 |  |  | 0 |  |  | 0 | 0 | 0 | 0 | 0 |  | 0 | 0 | 0 | 0 | 0 | 18235.4159 | 16655.8321 | 14777.4845 | 0 | yes | Deficit |  |  | 0 | 0 | 0 | 0 | 0 |  | 0 | 0 | 0 | 0 | 1635.9865 | yes |  | 0 | 0 | 0 | 1635.9865 | 0 | no | 0 | 0 | 0 | 1635.9865 | 0
| 20113.9372 | 0 | yes | Deficit |  |  | 0 | 0 | 0 | 0 | 0 |  | 0 | 0 | 0 | 0 | 4860 | no |  | 0 | 24300 | no | 20113.9372 | 0 | no | no | 0 | 0 | 0 | 0 | 0 |  | 0 | 0 | 0 | 0 | 0 | 20113.9372 | 16687.6558 | 16299.7871 | 0 | yes | Deficit |  |  | 0 | 0 | 0 | 0 | 0 |  | 0 | 0 | 0 | 0 | 1910.1713 | yes |  | 0 | 0 | 0 | 1910.1713 | 0 | no | 0 | 0 | 0 | 1910.1713 | 0
| 16709.7223 | 0 | no | Surplus | yes |  | 0 | 0 | 0 | 3404.215 | 0 | no | 0 | 0 | 0 | 3404.215 | 4860 | no | 16709.7223 | 0 | 24300 |  |  | 0 |  |  | 0 | 0 | 0 | 0 | 0 |  | 0 | 0 | 0 | 0 | 0 | 16709.7223 | 16980.2254 | 13541.1039 | 0 | yes | Deficit |  |  | 0 | 0 | 0 | 0 | 0 |  | 0 | 0 | 0 | 0 | 680.4384 | yes |  | 0 | 0 | 0 | 680.4384 | 0 | no | 0 | 0 | 0 | 680.4384 | 0
| 15016.0991 | 0 | no | Surplus | yes |  | 0 | 0 | 0 | 1693.6231 | 0 | no | 0 | 0 | 0 | 1693.6231 | 4860 | no | 15016.0991 | 0 | 24300 |  |  | 0 |  |  | 0 | 0 | 0 | 0 | 0 |  | 0 | 0 | 0 | 0 | 0 | 15016.0991 | 17380.4864 | 12168.6379 | 0 | yes | Deficit |  |  | 0 | 0 | 0 | 0 | 0 |  | 0 | 0 | 0 | 0 | 3839.3824 | yes |  | 0 | 0 | 0 | 3839.3824 | 0 | no | 0 | 0 | 0 | 3839.3824 | 0
| 15822.6933 | 0 | yes | Deficit |  |  | 0 | 0 | 0 | 0 | 0 |  | 0 | 0 | 0 | 0 | 4860 | no |  | 0 | 24300 | no | 15822.6933 | 0 | no | no | 0 | 0 | 0 | 0 | 0 |  | 0 | 0 | 0 | 0 | 0 | 15822.6933 | 16523.2482 | 12822.2798 | 0 | yes | Deficit |  |  | 0 | 0 | 0 | 0 | 0 |  | 0 | 0 | 0 | 0 | 4354.6103 | yes |  | 0 | 0 | 0 | 4354.6103 | 0 | no | 0 | 0 | 0 | 4354.6103 | 0
| 17978.7132 | 0 | yes | Deficit |  |  | 0 | 0 | 0 | 0 | 0 |  | 0 | 0 | 0 | 0 | 4860 | no |  | 0 | 24300 | no | 17978.7132 | 0 | no | no | 0 | 0 | 0 | 0 | 0 |  | 0 | 0 | 0 | 0 | 0 | 17978.7132 | 17211.3484 | 14569.4597 | 0 | yes | Deficit |  |  | 0 | 0 | 0 | 0 | 0 |  | 0 | 0 | 0 | 0 | 4389.0686 | yes |  | 0 | 0 | 0 | 4389.0686 | 0 | no | 0 | 0 | 0 | 4389.0686 | 0
| 16485.3928 | 0 | no | Surplus | yes |  | 0 | 0 | 0 | 1493.3204 | 0 | no | 0 | 0 | 0 | 1493.3204 | 4860 | no | 16485.3928 | 0 | 24300 |  |  | 0 |  |  | 0 | 0 | 0 | 0 | 0 |  | 0 | 0 | 0 | 0 | 0 | 16485.3928 | 14566.3711 | 13359.3135 | 0 | no | Surplus | yes |  | 0 | 0 | 0 | 3.0886 | 0 | no | 0 | 0 | 0 | 3.0886 | 0 |  |  | 0 | 0 | 0 | 0 | 0 |  | 0 | 0 | 0 | 0 | 0
| 17786.245 | 0 | yes | Deficit |  |  | 0 | 0 | 0 | 0 | 0 |  | 0 | 0 | 0 | 0 | 4860 | no |  | 0 | 24300 | no | 17786.245 | 0 | no | no | 0 | 0 | 0 | 0 | 0 |  | 0 | 0 | 0 | 0 | 0 | 17786.245 | 13204.6107 | 14413.4887 | 0 | no | Surplus | yes |  | 0 | 0 | 0 | 154.7028 | 0 | no | 0 | 0 | 0 | 154.7028 | 0 |  |  | 0 | 0 | 0 | 0 | 0 |  | 0 | 0 | 0 | 0 | 0
| 17177.6447 | 0 | no | Surplus | yes |  | 0 | 0 | 0 | 608.6003 | 0 | no | 0 | 0 | 0 | 608.6003 | 4860 | no | 17177.6447 | 0 | 24300 |  |  | 0 |  |  | 0 | 0 | 0 | 0 | 0 |  | 0 | 0 | 0 | 0 | 0 | 17177.6447 | 15069.9691 | 13920.2956 | 0 | yes | Deficit |  |  | 0 | 0 | 0 | 0 | 0 |  | 0 | 0 | 0 | 0 | 656.4804 | yes |  | 0 | 0 | 0 | 656.4804 | 0 | no | 0 | 0 | 0 | 656.4804 | 0
| 14202.6757 | 0 | no | Surplus | yes |  | 0 | 0 | 0 | 2974.969 | 0 | no | 0 | 0 | 0 | 2974.969 | 4860 | no | 14202.6757 | 0 | 24300 |  |  | 0 |  |  | 0 | 0 | 0 | 0 | 0 |  | 0 | 0 | 0 | 0 | 0 | 14202.6757 | 13928.6405 | 11509.4617 | 0 | yes | Deficit |  |  | 0 | 0 | 0 | 0 | 0 |  | 0 | 0 | 0 | 0 | 8.3449 | yes |  | 0 | 0 | 0 | 8.3449 | 0 | no | 0 | 0 | 0 | 8.3449 | 0
| 18248.4101 | 0 | yes | Deficit |  |  | 0 | 0 | 0 | 0 | 0 |  | 0 | 0 | 0 | 0 | 4860 | no |  | 0 | 24300 | no | 18248.4101 | 0 | no | no | 0 | 0 | 0 | 0 | 0 |  | 0 | 0 | 0 | 0 | 0 | 18248.4101 | 14703.0933 | 14788.0146 | 0 | yes | Deficit |  |  | 0 | 0 | 0 | 0 | 0 |  | 0 | 0 | 0 | 0 | 3193.6316 | yes |  | 0 | 0 | 0 | 3193.6316 | 0 | no | 0 | 0 | 0 | 3193.6316 | 0
| 16781.3718 | 0 | no | Surplus | yes |  | 0 | 0 | 0 | 1467.0382 | 0 | no | 0 | 0 | 0 | 1467.0382 | 4860 | no | 16781.3718 | 0 | 24300 |  |  | 0 |  |  | 0 | 0 | 0 | 0 | 0 |  | 0 | 0 | 0 | 0 | 0 | 16781.3718 | 13376.0013 | 13599.1668 | 0 | no | Surplus | yes |  | 0 | 0 | 0 | 1412.0133 | 0 | no | 0 | 0 | 0 | 1412.0133 | 0 |  |  | 0 | 0 | 0 | 0 | 0 |  | 0 | 0 | 0 | 0 | 0
| 17695.6682 | 0 | yes | Deficit |  |  | 0 | 0 | 0 | 0 | 0 |  | 0 | 0 | 0 | 0 | 4860 | no |  | 0 | 24300 | no | 17695.6682 | 0 | no | no | 0 | 0 | 0 | 0 | 0 |  | 0 | 0 | 0 | 0 | 0 | 17695.6682 | 15817.1908 | 14340.0877 | 0 | yes | Deficit |  |  | 0 | 0 | 0 | 0 | 0 |  | 0 | 0 | 0 | 0 | 2218.024 | yes |  | 0 | 0 | 0 | 2218.024 | 0 | no | 0 | 0 | 0 | 2218.024 | 0
| 18881.1077 | 0 | yes | Deficit |  |  | 0 | 0 | 0 | 0 | 0 |  | 0 | 0 | 0 | 0 | 4860 | no |  | 0 | 24300 | no | 18881.1077 | 0 | no | no | 0 | 0 | 0 | 0 | 0 |  | 0 | 0 | 0 | 0 | 0 | 18881.1077 | 15258.6776 | 15300.7356 | 0 | yes | Deficit |  |  | 0 | 0 | 0 | 0 | 0 |  | 0 | 0 | 0 | 0 | 918.5899 | yes |  | 0 | 0 | 0 | 918.5899 | 0 | no | 0 | 0 | 0 | 918.5899 | 0
| 20085.7688 | 0 | yes | Deficit |  |  | 0 | 0 | 0 | 0 | 0 |  | 0 | 0 | 0 | 0 | 4860 | no |  | 0 | 24300 | no | 20085.7688 | 0 | no | no | 0 | 0 | 0 | 0 | 0 |  | 0 | 0 | 0 | 0 | 0 | 20085.7688 | 15438.125 | 16276.9601 | 0 | yes | Deficit |  |  | 0 | 0 | 0 | 0 | 0 |  | 0 | 0 | 0 | 0 | 137.3894 | yes |  | 0 | 0 | 0 | 137.3894 | 0 | no | 0 | 0 | 0 | 137.3894 | 0
| 19796.0308 | 0 | no | Surplus | yes |  | 0 | 0 | 0 | 289.738 | 0 | no | 0 | 0 | 0 | 289.738 | 4860 | no | 19796.0308 | 0 | 24300 |  |  | 0 |  |  | 0 | 0 | 0 | 0 | 0 |  | 0 | 0 | 0 | 0 | 0 | 19796.0308 | 19406.5372 | 16042.1644 | 0 | yes | Deficit |  |  | 0 | 0 | 0 | 0 | 0 |  | 0 | 0 | 0 | 0 | 3129.5771 | yes |  | 0 | 0 | 0 | 3129.5771 | 0 | no | 0 | 0 | 0 | 3129.5771 | 0
| 17243.8083 | 0 | no | Surplus | yes |  | 0 | 0 | 0 | 2552.2225 | 0 | no | 0 | 0 | 0 | 2552.2225 | 4860 | no | 17243.8083 | 0 | 24300 |  |  | 0 |  |  | 0 | 0 | 0 | 0 | 0 |  | 0 | 0 | 0 | 0 | 0 | 17243.8083 | 16732.2912 | 13973.9127 | 0 | yes | Deficit |  |  | 0 | 0 | 0 | 0 | 0 |  | 0 | 0 | 0 | 0 | 690.1269 | yes |  | 0 | 0 | 0 | 690.1269 | 0 | no | 0 | 0 | 0 | 690.1269 | 0
| 17779.8202 | 0 | yes | Deficit |  |  | 0 | 0 | 0 | 0 | 0 |  | 0 | 0 | 0 | 0 | 4860 | no |  | 0 | 24300 | no | 17779.8202 | 0 | no | no | 0 | 0 | 0 | 0 | 0 |  | 0 | 0 | 0 | 0 | 0 | 17779.8202 | 16819.6386 | 14408.2822 | 0 | yes | Deficit |  |  | 0 | 0 | 0 | 0 | 0 |  | 0 | 0 | 0 | 0 | 2845.7259 | yes |  | 0 | 0 | 0 | 2845.7259 | 0 | no | 0 | 0 | 0 | 2845.7259 | 0
| 18646.5812 | 0 | yes | Deficit |  |  | 0 | 0 | 0 | 0 | 0 |  | 0 | 0 | 0 | 0 | 4860 | no |  | 0 | 24300 | no | 18646.5812 | 0 | no | no | 0 | 0 | 0 | 0 | 0 |  | 0 | 0 | 0 | 0 | 0 | 18646.5812 | 16520.1893 | 15110.6817 | 0 | yes | Deficit |  |  | 0 | 0 | 0 | 0 | 0 |  | 0 | 0 | 0 | 0 | 2111.9071 | yes |  | 0 | 0 | 0 | 2111.9071 | 0 | no | 0 | 0 | 0 | 2111.9071 | 0
| 18117.7907 | 0 | no | Surplus | yes |  | 0 | 0 | 0 | 528.7905 | 0 | no | 0 | 0 | 0 | 528.7905 | 4860 | no | 18117.7907 | 0 | 24300 |  |  | 0 |  |  | 0 | 0 | 0 | 0 | 0 |  | 0 | 0 | 0 | 0 | 0 | 18117.7907 | 15239.0098 | 14682.1642 | 0 | yes | Deficit |  |  | 0 | 0 | 0 | 0 | 0 |  | 0 | 0 | 0 | 0 | 128.3281 | yes |  | 0 | 0 | 0 | 128.3281 | 0 | no | 0 | 0 | 0 | 128.3281 | 0
| 17280.9616 | 0 | no | Surplus | yes |  | 0 | 0 | 0 | 836.829 | 0 | no | 0 | 0 | 0 | 836.829 | 4860 | no | 17280.9616 | 0 | 24300 |  |  | 0 |  |  | 0 | 0 | 0 | 0 | 0 |  | 0 | 0 | 0 | 0 | 0 | 17280.9616 | 15907.5366 | 14004.0208 | 0 | yes | Deficit |  |  | 0 | 0 | 0 | 0 | 0 |  | 0 | 0 | 0 | 0 | 1225.3724 | yes |  | 0 | 0 | 0 | 1225.3724 | 0 | no | 0 | 0 | 0 | 1225.3724 | 0
| 15128.2815 | 0 | no | Surplus | yes |  | 0 | 0 | 0 | 2152.6801 | 0 | no | 0 | 0 | 0 | 2152.6801 | 4860 | no | 15128.2815 | 0 | 24300 |  |  | 0 |  |  | 0 | 0 | 0 | 0 | 0 |  | 0 | 0 | 0 | 0 | 0 | 15128.2815 | 16685.3511 | 12259.5474 | 0 | yes | Deficit |  |  | 0 | 0 | 0 | 0 | 0 |  | 0 | 0 | 0 | 0 | 2681.3303 | yes |  | 0 | 0 | 0 | 2681.3303 | 0 | no | 0 | 0 | 0 | 2681.3303 | 0
| 16790.663 | 0 | yes | Deficit |  |  | 0 | 0 | 0 | 0 | 0 |  | 0 | 0 | 0 | 0 | 4860 | no |  | 0 | 24300 | no | 16790.663 | 0 | no | no | 0 | 0 | 0 | 0 | 0 |  | 0 | 0 | 0 | 0 | 0 | 16790.663 | 17274.9376 | 13606.6961 | 0 | yes | Deficit |  |  | 0 | 0 | 0 | 0 | 0 |  | 0 | 0 | 0 | 0 | 5015.3902 | yes |  | 0 | 0 | 0 | 5015.3902 | 0 | no | 0 | 0 | 0 | 5015.3902 | 0
| 18433.4529 | 0 | yes | Deficit |  |  | 0 | 0 | 0 | 0 | 0 |  | 0 | 0 | 0 | 0 | 4860 | no |  | 0 | 24300 | no | 18433.4529 | 0 | no | no | 0 | 0 | 0 | 0 | 0 |  | 0 | 0 | 0 | 0 | 0 | 18433.4529 | 16420.0119 | 14937.9683 | 0 | yes | Deficit |  |  | 0 | 0 | 0 | 0 | 0 |  | 0 | 0 | 0 | 0 | 2813.3158 | yes |  | 0 | 0 | 0 | 2813.3158 | 0 | no | 0 | 0 | 0 | 2813.3158 | 0
| 22585.413 | 0 | yes | Deficit |  |  | 0 | 0 | 0 | 0 | 0 |  | 0 | 0 | 0 | 0 | 4860 | no |  | 0 | 24300 | no | 22585.413 | 0 | no | no | 0 | 0 | 0 | 0 | 0 |  | 0 | 0 | 0 | 0 | 0 | 22585.413 | 17114.8793 | 18302.6037 | 0 | yes | Deficit |  |  | 0 | 0 | 0 | 0 | 0 |  | 0 | 0 | 0 | 0 | 2176.911 | yes |  | 0 | 0 | 0 | 2176.911 | 0 | no | 0 | 0 | 0 | 2176.911 | 0
| 22193.0866 | 0 | no | Surplus | yes |  | 0 | 0 | 0 | 392.3264 | 0 | no | 0 | 0 | 0 | 392.3264 | 4860 | no | 22193.0866 | 0 | 24300 |  |  | 0 |  |  | 0 | 0 | 0 | 0 | 0 |  | 0 | 0 | 0 | 0 | 0 | 22193.0866 | 18452.6937 | 17984.6731 | 0 | yes | Deficit |  |  | 0 | 0 | 0 | 0 | 0 |  | 0 | 0 | 0 | 0 | 150.09 | yes |  | 0 | 0 | 0 | 150.09 | 0 | no | 0 | 0 | 0 | 150.09 | 0
| 21058.2281 | 0 | no | Surplus | yes |  | 0 | 0 | 0 | 1134.8585 | 0 | no | 0 | 0 | 0 | 1134.8585 | 4860 | no | 21058.2281 | 0 | 24300 |  |  | 0 |  |  | 0 | 0 | 0 | 0 | 0 |  | 0 | 0 | 0 | 0 | 0 | 21058.2281 | 17894.6092 | 17065.0146 | 0 | no | Surplus | yes |  | 0 | 0 | 0 | 90.0639 | 0 | no | 0 | 0 | 0 | 90.0639 | 0 |  |  | 0 | 0 | 0 | 0 | 0 |  | 0 | 0 | 0 | 0 | 0
| 20619.2986 | 0 | no | Surplus | yes |  | 0 | 0 | 0 | 438.9295 | 0 | no | 0 | 0 | 0 | 438.9295 | 4860 | no | 20619.2986 | 0 | 24300 |  |  | 0 |  |  | 0 | 0 | 0 | 0 | 0 |  | 0 | 0 | 0 | 0 | 0 | 20619.2986 | 17472.7341 | 16709.3181 | 0 | yes | Deficit |  |  | 0 | 0 | 0 | 0 | 0 |  | 0 | 0 | 0 | 0 | 407.7195 | yes |  | 0 | 0 | 0 | 407.7195 | 0 | no | 0 | 0 | 0 | 407.7195 | 0
| 22592.8353 | 0 | yes | Deficit |  |  | 0 | 0 | 0 | 0 | 0 |  | 0 | 0 | 0 | 0 | 4860 | no |  | 0 | 24300 | no | 22592.8353 | 0 | no | no | 0 | 0 | 0 | 0 | 0 |  | 0 | 0 | 0 | 0 | 0 | 22592.8353 | 17098.6369 | 18308.6186 | 0 | yes | Deficit |  |  | 0 | 0 | 0 | 0 | 0 |  | 0 | 0 | 0 | 0 | 389.3188 | yes |  | 0 | 0 | 0 | 389.3188 | 0 | no | 0 | 0 | 0 | 389.3188 | 0
| 20491.1685 | 0 | no | Surplus | yes |  | 0 | 0 | 0 | 2101.6668 | 0 | no | 0 | 0 | 0 | 2101.6668 | 4860 | no | 20491.1685 | 0 | 24300 |  |  | 0 |  |  | 0 | 0 | 0 | 0 | 0 |  | 0 | 0 | 0 | 0 | 0 | 20491.1685 | 17024.3156 | 16605.485 | 0 | no | Surplus | yes |  | 0 | 0 | 0 | 1284.303 | 0 | no | 0 | 0 | 0 | 1284.303 | 0 |  |  | 0 | 0 | 0 | 0 | 0 |  | 0 | 0 | 0 | 0 | 0
| 19581.9428 | 0 | no | Surplus | yes |  | 0 | 0 | 0 | 909.2257 | 0 | no | 0 | 0 | 0 | 909.2257 | 4860 | no | 19581.9428 | 0 | 24300 |  |  | 0 |  |  | 0 | 0 | 0 | 0 | 0 |  | 0 | 0 | 0 | 0 | 0 | 19581.9428 | 16917.7306 | 15868.6733 | 0 | yes | Deficit |  |  | 0 | 0 | 0 | 0 | 0 |  | 0 | 0 | 0 | 0 | 312.2456 | yes |  | 0 | 0 | 0 | 312.2456 | 0 | no | 0 | 0 | 0 | 312.2456 | 0
| 21853.0963 | 0 | yes | Deficit |  |  | 0 | 0 | 0 | 0 | 0 |  | 0 | 0 | 0 | 0 | 4860 | no |  | 0 | 24300 | no | 21853.0963 | 0 | no | no | 0 | 0 | 0 | 0 | 0 |  | 0 | 0 | 0 | 0 | 0 | 21853.0963 | 17508.2497 | 17709.1542 | 0 | yes | Deficit |  |  | 0 | 0 | 0 | 0 | 0 |  | 0 | 0 | 0 | 0 | 1639.5764 | yes |  | 0 | 0 | 0 | 1639.5764 | 0 | no | 0 | 0 | 0 | 1639.5764 | 0
| 21764.1007 | 0 | no | Surplus | yes |  | 0 | 0 | 0 | 88.9955 | 0 | no | 0 | 0 | 0 | 88.9955 | 4860 | no | 21764.1007 | 0 | 24300 |  |  | 0 |  |  | 0 | 0 | 0 | 0 | 0 |  | 0 | 0 | 0 | 0 | 0 | 21764.1007 | 17325.1486 | 17637.0346 | 0 | no | Surplus | yes |  | 0 | 0 | 0 | 384.0056 | 0 | no | 0 | 0 | 0 | 384.0056 | 0 |  |  | 0 | 0 | 0 | 0 | 0 |  | 0 | 0 | 0 | 0 | 0
| 18524.9859 | 0 | no | Surplus | yes |  | 0 | 0 | 0 | 3239.1148 | 0 | no | 0 | 0 | 0 | 3239.1148 | 4860 | no | 18524.9859 | 0 | 24300 |  |  | 0 |  |  | 0 | 0 | 0 | 0 | 0 |  | 0 | 0 | 0 | 0 | 0 | 18524.9859 | 17837.406 | 15012.1442 | 0 | yes | Deficit |  |  | 0 | 0 | 0 | 0 | 0 |  | 0 | 0 | 0 | 0 | 200.3714 | yes |  | 0 | 0 | 0 | 200.3714 | 0 | no | 0 | 0 | 0 | 200.3714 | 0
| 19140.9837 | 0 | yes | Deficit |  |  | 0 | 0 | 0 | 0 | 0 |  | 0 | 0 | 0 | 0 | 4860 | no |  | 0 | 24300 | no | 19140.9837 | 0 | no | no | 0 | 0 | 0 | 0 | 0 |  | 0 | 0 | 0 | 0 | 0 | 19140.9837 | 17443.5612 | 15511.332 | 0 | yes | Deficit |  |  | 0 | 0 | 0 | 0 | 0 |  | 0 | 0 | 0 | 0 | 2431.417 | yes |  | 0 | 0 | 0 | 2431.417 | 0 | no | 0 | 0 | 0 | 2431.417 | 0
| 18457.4697 | 0 | no | Surplus | yes |  | 0 | 0 | 0 | 683.514 | 0 | no | 0 | 0 | 0 | 683.514 | 4860 | no | 18457.4697 | 0 | 24300 |  |  | 0 |  |  | 0 | 0 | 0 | 0 | 0 |  | 0 | 0 | 0 | 0 | 0 | 18457.4697 | 16278.9748 | 14957.4309 | 0 | yes | Deficit |  |  | 0 | 0 | 0 | 0 | 0 |  | 0 | 0 | 0 | 0 | 767.6428 | yes |  | 0 | 0 | 0 | 767.6428 | 0 | no | 0 | 0 | 0 | 767.6428 | 0
| 18243.5039 | 0 | no | Surplus | yes |  | 0 | 0 | 0 | 213.9658 | 0 | no | 0 | 0 | 0 | 213.9658 | 4860 | no | 18243.5039 | 0 | 24300 |  |  | 0 |  |  | 0 | 0 | 0 | 0 | 0 |  | 0 | 0 | 0 | 0 | 0 | 18243.5039 | 16473.3718 | 14784.0388 | 0 | yes | Deficit |  |  | 0 | 0 | 0 | 0 | 0 |  | 0 | 0 | 0 | 0 | 1515.941 | yes |  | 0 | 0 | 0 | 1515.941 | 0 | no | 0 | 0 | 0 | 1515.941 | 0
| 19204.0428 | 0 | yes | Deficit |  |  | 0 | 0 | 0 | 0 | 0 |  | 0 | 0 | 0 | 0 | 4860 | no |  | 0 | 24300 | no | 19204.0428 | 0 | no | no | 0 | 0 | 0 | 0 | 0 |  | 0 | 0 | 0 | 0 | 0 | 19204.0428 | 17401.7358 | 15562.4334 | 0 | yes | Deficit |  |  | 0 | 0 | 0 | 0 | 0 |  | 0 | 0 | 0 | 0 | 2617.697 | yes |  | 0 | 0 | 0 | 2617.697 | 0 | no | 0 | 0 | 0 | 2617.697 | 0
| 21076.773 | 0 | yes | Deficit |  |  | 0 | 0 | 0 | 0 | 0 |  | 0 | 0 | 0 | 0 | 4860 | no |  | 0 | 24300 | no | 21076.773 | 0 | no | no | 0 | 0 | 0 | 0 | 0 |  | 0 | 0 | 0 | 0 | 0 | 21076.773 | 16329.1571 | 17080.043 | 0 | yes | Deficit |  |  | 0 | 0 | 0 | 0 | 0 |  | 0 | 0 | 0 | 0 | 766.7237 | yes |  | 0 | 0 | 0 | 766.7237 | 0 | no | 0 | 0 | 0 | 766.7237 | 0
| 20048.0415 | 0 | no | Surplus | yes |  | 0 | 0 | 0 | 1028.7315 | 0 | no | 0 | 0 | 0 | 1028.7315 | 4860 | no | 20048.0415 | 0 | 24300 |  |  | 0 |  |  | 0 | 0 | 0 | 0 | 0 |  | 0 | 0 | 0 | 0 | 0 | 20048.0415 | 16470.0085 | 16246.3869 | 0 | no | Surplus | yes |  | 0 | 0 | 0 | 610.0344 | 0 | no | 0 | 0 | 0 | 610.0344 | 0 |  |  | 0 | 0 | 0 | 0 | 0 |  | 0 | 0 | 0 | 0 | 0
| 17411.1843 | 0 | no | Surplus | yes |  | 0 | 0 | 0 | 2636.8572 | 0 | no | 0 | 0 | 0 | 2636.8572 | 4860 | no | 17411.1843 | 0 | 24300 |  |  | 0 |  |  | 0 | 0 | 0 | 0 | 0 |  | 0 | 0 | 0 | 0 | 0 | 17411.1843 | 15267.1232 | 14109.5497 | 0 | no | Surplus | yes |  | 0 | 0 | 0 | 979.2638 | 0 | no | 0 | 0 | 0 | 979.2638 | 0 |  |  | 0 | 0 | 0 | 0 | 0 |  | 0 | 0 | 0 | 0 | 0
| 18632.7998 | 0 | yes | Deficit |  |  | 0 | 0 | 0 | 0 | 0 |  | 0 | 0 | 0 | 0 | 4860 | no |  | 0 | 24300 | no | 18632.7998 | 0 | no | no | 0 | 0 | 0 | 0 | 0 |  | 0 | 0 | 0 | 0 | 0 | 18632.7998 | 15276.2601 | 15099.5137 | 0 | yes | Deficit |  |  | 0 | 0 | 0 | 0 | 0 |  | 0 | 0 | 0 | 0 | 1166.7104 | yes |  | 0 | 0 | 0 | 1166.7104 | 0 | no | 0 | 0 | 0 | 1166.7104 | 0
| 19227.7534 | 0 | yes | Deficit |  |  | 0 | 0 | 0 | 0 | 0 |  | 0 | 0 | 0 | 0 | 4860 | no |  | 0 | 24300 | no | 19227.7534 | 0 | no | no | 0 | 0 | 0 | 0 | 0 |  | 0 | 0 | 0 | 0 | 0 | 19227.7534 | 15352.5385 | 15581.6478 | 0 | yes | Deficit |  |  | 0 | 0 | 0 | 0 | 0 |  | 0 | 0 | 0 | 0 | 253.0249 | yes |  | 0 | 0 | 0 | 253.0249 | 0 | no | 0 | 0 | 0 | 253.0249 | 0
| 20493.6549 | 0 | yes | Deficit |  |  | 0 | 0 | 0 | 0 | 0 |  | 0 | 0 | 0 | 0 | 4860 | no |  | 0 | 24300 | no | 20493.6549 | 0 | no | no | 0 | 0 | 0 | 0 | 0 |  | 0 | 0 | 0 | 0 | 0 | 20493.6549 | 14481.9606 | 16607.4999 | 0 | no | Surplus | yes |  | 0 | 0 | 0 | 1099.6872 | 0 | no | 0 | 0 | 0 | 1099.6872 | 0 |  |  | 0 | 0 | 0 | 0 | 0 |  | 0 | 0 | 0 | 0 | 0
| 19416.7327 | 0 | no | Surplus | yes |  | 0 | 0 | 0 | 1076.9222 | 0 | no | 0 | 0 | 0 | 1076.9222 | 4860 | no | 19416.7327 | 0 | 24300 |  |  | 0 |  |  | 0 | 0 | 0 | 0 | 0 |  | 0 | 0 | 0 | 0 | 0 | 19416.7327 | 14599.0519 | 15734.7915 | 0 | no | Surplus | yes |  | 0 | 0 | 0 | 2008.448 | 0 | no | 0 | 0 | 0 | 2008.448 | 0 |  |  | 0 | 0 | 0 | 0 | 0 |  | 0 | 0 | 0 | 0 | 0
| 19151.0775 | 0 | no | Surplus | yes |  | 0 | 0 | 0 | 265.6552 | 0 | no | 0 | 0 | 0 | 265.6552 | 4860 | no | 19151.0775 | 0 | 24300 |  |  | 0 |  |  | 0 | 0 | 0 | 0 | 0 |  | 0 | 0 | 0 | 0 | 0 | 19151.0775 | 15868.2725 | 15519.5118 | 0 | yes | Deficit |  |  | 0 | 0 | 0 | 0 | 0 |  | 0 | 0 | 0 | 0 | 133.481 | yes |  | 0 | 0 | 0 | 133.481 | 0 | no | 0 | 0 | 0 | 133.481 | 0
| 19890.9257 | 0 | yes | Deficit |  |  | 0 | 0 | 0 | 0 | 0 |  | 0 | 0 | 0 | 0 | 4860 | no |  | 0 | 24300 | no | 19890.9257 | 0 | no | no | 0 | 0 | 0 | 0 | 0 |  | 0 | 0 | 0 | 0 | 0 | 19890.9257 | 14876.2193 | 16119.0646 | 0 | no | Surplus | yes |  | 0 | 0 | 0 | 643.2924 | 0 | no | 0 | 0 | 0 | 643.2924 | 0 |  |  | 0 | 0 | 0 | 0 | 0 |  | 0 | 0 | 0 | 0 | 0
| 18649.5457 | 0 | no | Surplus | yes |  | 0 | 0 | 0 | 1241.3801 | 0 | no | 0 | 0 | 0 | 1241.3801 | 4860 | no | 18649.5457 | 0 | 24300 |  |  | 0 |  |  | 0 | 0 | 0 | 0 | 0 |  | 0 | 0 | 0 | 0 | 0 | 18649.5457 | 13337.3465 | 15113.084 | 0 | no | Surplus | yes |  | 0 | 0 | 0 | 2781.7181 | 0 | no | 0 | 0 | 0 | 2781.7181 | 0 |  |  | 0 | 0 | 0 | 0 | 0 |  | 0 | 0 | 0 | 0 | 0
| 20176.3311 | 0 | yes | Deficit |  |  | 0 | 0 | 0 | 0 | 0 |  | 0 | 0 | 0 | 0 | 4860 | no |  | 0 | 24300 | no | 20176.3311 | 0 | no | no | 0 | 0 | 0 | 0 | 0 |  | 0 | 0 | 0 | 0 | 0 | 20176.3311 | 13451.8698 | 16350.3494 | 0 | no | Surplus | yes |  | 0 | 0 | 0 | 1661.2143 | 0 | no | 0 | 0 | 0 | 1661.2143 | 0 |  |  | 0 | 0 | 0 | 0 | 0 |  | 0 | 0 | 0 | 0 | 0
| 21127.8405 | 0 | yes | Deficit |  |  | 0 | 0 | 0 | 0 | 0 |  | 0 | 0 | 0 | 0 | 4860 | no |  | 0 | 24300 | no | 21127.8405 | 0 | no | no | 0 | 0 | 0 | 0 | 0 |  | 0 | 0 | 0 | 0 | 0 | 21127.8405 | 10995.0362 | 17121.4266 | 0 | no | Surplus | yes |  | 0 | 0 | 0 | 5355.3132 | 0 | no | 0 | 0 | 0 | 5355.3132 | 0 |  |  | 0 | 0 | 0 | 0 | 0 |  | 0 | 0 | 0 | 0 | 0
| 17024.6017 | 0 | no | Surplus | yes |  | 0 | 0 | 0 | 4103.2388 | 0 | no | 0 | 0 | 0 | 4103.2388 | 4860 | no | 17024.6017 | 0 | 24300 |  |  | 0 |  |  | 0 | 0 | 0 | 0 | 0 |  | 0 | 0 | 0 | 0 | 0 | 17024.6017 | 12563.2694 | 13796.2737 | 0 | no | Surplus | yes |  | 0 | 0 | 0 | 4558.1572 | 0 | no | 0 | 0 | 0 | 4558.1572 | 0 |  |  | 0 | 0 | 0 | 0 | 0 |  | 0 | 0 | 0 | 0 | 0
| 13741.6196 | 0 | no | Surplus | yes |  | 0 | 0 | 0 | 3282.9821 | 0 | no | 0 | 0 | 0 | 3282.9821 | 4860 | no | 13741.6196 | 0 | 24300 |  |  | 0 |  |  | 0 | 0 | 0 | 0 | 0 |  | 0 | 0 | 0 | 0 | 0 | 13741.6196 | 12595.1248 | 11135.8344 | 0 | no | Surplus | yes |  | 0 | 0 | 0 | 1201.1489 | 0 | no | 0 | 0 | 0 | 1201.1489 | 0 |  |  | 0 | 0 | 0 | 0 | 0 |  | 0 | 0 | 0 | 0 | 0
| 13535.6217 | 0 | no | Surplus | yes |  | 0 | 0 | 0 | 205.9979 | 0 | no | 0 | 0 | 0 | 205.9979 | 4860 | no | 13535.6217 | 0 | 24300 |  |  | 0 |  |  | 0 | 0 | 0 | 0 | 0 |  | 0 | 0 | 0 | 0 | 0 | 13535.6217 | 12095.4834 | 10968.8993 | 0 | yes | Deficit |  |  | 0 | 0 | 0 | 0 | 0 |  | 0 | 0 | 0 | 0 | 959.6491 | yes |  | 0 | 0 | 0 | 959.6491 | 0 | no | 0 | 0 | 0 | 959.6491 | 0
| 12585.6196 | 0 | no | Surplus | yes |  | 0 | 0 | 0 | 950.0021 | 0 | no | 0 | 0 | 0 | 950.0021 | 4860 | no | 12585.6196 | 0 | 24300 |  |  | 0 |  |  | 0 | 0 | 0 | 0 | 0 |  | 0 | 0 | 0 | 0 | 0 | 12585.6196 | 10155.0528 | 10199.0434 | 0 | no | Surplus | yes |  | 0 | 0 | 0 | 813.8465 | 0 | no | 0 | 0 | 0 | 813.8465 | 0 |  |  | 0 | 0 | 0 | 0 | 0 |  | 0 | 0 | 0 | 0 | 0
| 12249.2917 | 0 | no | Surplus | yes |  | 0 | 0 | 0 | 336.3278 | 0 | no | 0 | 0 | 0 | 336.3278 | 4860 | no | 12249.2917 | 0 | 24300 |  |  | 0 |  |  | 0 | 0 | 0 | 0 | 0 |  | 0 | 0 | 0 | 0 | 0 | 12249.2917 | 11703.2112 | 9926.4925 | 0 | yes | Deficit |  |  | 0 | 0 | 0 | 0 | 0 |  | 0 | 0 | 0 | 0 | 1504.1678 | yes |  | 0 | 0 | 0 | 1504.1678 | 0 | no | 0 | 0 | 0 | 1504.1678 | 0
| 13212.8546 | 0 | yes | Deficit |  |  | 0 | 0 | 0 | 0 | 0 |  | 0 | 0 | 0 | 0 | 4860 | no |  | 0 | 24300 | no | 13212.8546 | 0 | no | no | 0 | 0 | 0 | 0 | 0 |  | 0 | 0 | 0 | 0 | 0 | 13212.8546 | 12308.9484 | 10707.3376 | 0 | yes | Deficit |  |  | 0 | 0 | 0 | 0 | 0 |  | 0 | 0 | 0 | 0 | 2382.4559 | yes |  | 0 | 0 | 0 | 2382.4559 | 0 | no | 0 | 0 | 0 | 2382.4559 | 0
| 15015.1143 | 0 | yes | Deficit |  |  | 0 | 0 | 0 | 0 | 0 |  | 0 | 0 | 0 | 0 | 4860 | no |  | 0 | 24300 | no | 15015.1143 | 0 | no | no | 0 | 0 | 0 | 0 | 0 |  | 0 | 0 | 0 | 0 | 0 | 15015.1143 | 11349.9473 | 12167.8398 | 0 | yes | Deficit |  |  | 0 | 0 | 0 | 0 | 0 |  | 0 | 0 | 0 | 0 | 642.6097 | yes |  | 0 | 0 | 0 | 642.6097 | 0 | no | 0 | 0 | 0 | 642.6097 | 0
| 14856.0409 | 0 | no | Surplus | yes |  | 0 | 0 | 0 | 159.0734 | 0 | no | 0 | 0 | 0 | 159.0734 | 4860 | no | 14856.0409 | 0 | 24300 |  |  | 0 |  |  | 0 | 0 | 0 | 0 | 0 |  | 0 | 0 | 0 | 0 | 0 | 14856.0409 | 14802.5422 | 12038.931 | 0 | yes | Deficit |  |  | 0 | 0 | 0 | 0 | 0 |  | 0 | 0 | 0 | 0 | 2634.7024 | yes |  | 0 | 0 | 0 | 2634.7024 | 0 | no | 0 | 0 | 0 | 2634.7024 | 0
| 15530.9081 | 0 | yes | Deficit |  |  | 0 | 0 | 0 | 0 | 0 |  | 0 | 0 | 0 | 0 | 4860 | no |  | 0 | 24300 | no | 15530.9081 | 0 | no | no | 0 | 0 | 0 | 0 | 0 |  | 0 | 0 | 0 | 0 | 0 | 15530.9081 | 13216.544 | 12585.8251 | 0 | yes | Deficit |  |  | 0 | 0 | 0 | 0 | 0 |  | 0 | 0 | 0 | 0 | 1177.613 | yes |  | 0 | 0 | 0 | 1177.613 | 0 | no | 0 | 0 | 0 | 1177.613 | 0
| 15297.8365 | 0 | no | Surplus | yes |  | 0 | 0 | 0 | 233.0716 | 0 | no | 0 | 0 | 0 | 233.0716 | 4860 | no | 15297.8365 | 0 | 24300 |  |  | 0 |  |  | 0 | 0 | 0 | 0 | 0 |  | 0 | 0 | 0 | 0 | 0 | 15297.8365 | 10327.9875 | 12396.9502 | 0 | no | Surplus | yes |  | 0 | 0 | 0 | 2257.8376 | 0 | no | 0 | 0 | 0 | 2257.8376 | 0 |  |  | 0 | 0 | 0 | 0 | 0 |  | 0 | 0 | 0 | 0 | 0
| 15599.0623 | 0 | yes | Deficit |  |  | 0 | 0 | 0 | 0 | 0 |  | 0 | 0 | 0 | 0 | 4860 | no |  | 0 | 24300 | no | 15599.0623 | 0 | no | no | 0 | 0 | 0 | 0 | 0 |  | 0 | 0 | 0 | 0 | 0 | 15599.0623 | 12264.1706 | 12641.0554 | 0 | no | Surplus | yes |  | 0 | 0 | 0 | 132.7796 | 0 | no | 0 | 0 | 0 | 132.7796 | 0 |  |  | 0 | 0 | 0 | 0 | 0 |  | 0 | 0 | 0 | 0 | 0
| 17572.5345 | 0 | yes | Deficit |  |  | 0 | 0 | 0 | 0 | 0 |  | 0 | 0 | 0 | 0 | 4860 | no |  | 0 | 24300 | no | 17572.5345 | 0 | no | no | 0 | 0 | 0 | 0 | 0 |  | 0 | 0 | 0 | 0 | 0 | 17572.5345 | 13343.4759 | 14240.3035 | 0 | yes | Deficit |  |  | 0 | 0 | 0 | 0 | 0 |  | 0 | 0 | 0 | 0 | 702.4206 | yes |  | 0 | 0 | 0 | 702.4206 | 0 | no | 0 | 0 | 0 | 702.4206 | 0
| 15754.0491 | 0 | no | Surplus | yes |  | 0 | 0 | 0 | 1818.4855 | 0 | no | 0 | 0 | 0 | 1818.4855 | 4860 | no | 15754.0491 | 0 | 24300 |  |  | 0 |  |  | 0 | 0 | 0 | 0 | 0 |  | 0 | 0 | 0 | 0 | 0 | 15754.0491 | 13832.1036 | 12766.6524 | 0 | no | Surplus | yes |  | 0 | 0 | 0 | 408.2 | 0 | no | 0 | 0 | 0 | 408.2 | 0 |  |  | 0 | 0 | 0 | 0 | 0 |  | 0 | 0 | 0 | 0 | 0
| 20325.8765 | 0 | yes | Deficit |  |  | 0 | 0 | 0 | 0 | 0 |  | 0 | 0 | 0 | 0 | 4860 | no |  | 0 | 24300 | no | 20325.8765 | 0 | no | no | 0 | 0 | 0 | 0 | 0 |  | 0 | 0 | 0 | 0 | 0 | 20325.8765 | 13594.5377 | 16471.5369 | 0 | yes | Deficit |  |  | 0 | 0 | 0 | 0 | 0 |  | 0 | 0 | 0 | 0 | 827.8853 | yes |  | 0 | 0 | 0 | 827.8853 | 0 | no | 0 | 0 | 0 | 827.8853 | 0
| 22933.7466 | 0 | yes | Deficit |  |  | 0 | 0 | 0 | 0 | 0 |  | 0 | 0 | 0 | 0 | 4860 | no |  | 0 | 24300 | no | 22933.7466 | 0 | no | no | 0 | 0 | 0 | 0 | 0 |  | 0 | 0 | 0 | 0 | 0 | 22933.7466 | 15501.7966 | 18584.8838 | 0 | no | Surplus | yes |  | 0 | 0 | 0 | 969.7403 | 0 | no | 0 | 0 | 0 | 969.7403 | 0 |  |  | 0 | 0 | 0 | 0 | 0 |  | 0 | 0 | 0 | 0 | 0
| 17714.3579 | 0 | no | Surplus | yes |  | 0 | 0 | 0 | 5219.3887 | 0 | no | 0 | 0 | 0 | 5219.3887 | 4860 | no | 17714.3579 | 0 | 24300 |  |  | 0 |  |  | 0 | 0 | 0 | 0 | 0 |  | 0 | 0 | 0 | 0 | 0 | 17714.3579 | 12976.1674 | 14355.2333 | 0 | no | Surplus | yes |  | 0 | 0 | 0 | 5608.7164 | 0 | no | 0 | 0 | 0 | 5608.7164 | 0 |  |  | 0 | 0 | 0 | 0 | 0 |  | 0 | 0 | 0 | 0 | 0
| 18546.6553 | 0 | yes | Deficit |  |  | 0 | 0 | 0 | 0 | 0 |  | 0 | 0 | 0 | 0 | 4860 | no |  | 0 | 24300 | no | 18546.6553 | 0 | no | no | 0 | 0 | 0 | 0 | 0 |  | 0 | 0 | 0 | 0 | 0 | 18546.6553 | 13081.3969 | 15029.7045 | 0 | no | Surplus | yes |  | 0 | 0 | 0 | 1273.8364 | 0 | no | 0 | 0 | 0 | 1273.8364 | 0 |  |  | 0 | 0 | 0 | 0 | 0 |  | 0 | 0 | 0 | 0 | 0
| 21672.7967 | 0 | yes | Deficit |  |  | 0 | 0 | 0 | 0 | 0 |  | 0 | 0 | 0 | 0 | 4860 | no |  | 0 | 24300 | no | 21672.7967 | 0 | no | no | 0 | 0 | 0 | 0 | 0 |  | 0 | 0 | 0 | 0 | 0 | 21672.7967 | 13303.5781 | 17563.0443 | 0 | no | Surplus | yes |  | 0 | 0 | 0 | 1726.1264 | 0 | no | 0 | 0 | 0 | 1726.1264 | 0 |  |  | 0 | 0 | 0 | 0 | 0 |  | 0 | 0 | 0 | 0 | 0
| 20811.955 | 0 | no | Surplus | yes |  | 0 | 0 | 0 | 860.8417 | 0 | no | 0 | 0 | 0 | 860.8417 | 4860 | no | 20811.955 | 0 | 24300 |  |  | 0 |  |  | 0 | 0 | 0 | 0 | 0 |  | 0 | 0 | 0 | 0 | 0 | 20811.955 | 13522.5394 | 16865.4417 | 0 | no | Surplus | yes |  | 0 | 0 | 0 | 4040.5049 | 0 | no | 0 | 0 | 0 | 4040.5049 | 0 |  |  | 0 | 0 | 0 | 0 | 0 |  | 0 | 0 | 0 | 0 | 0
| 18321.4882 | 0 | no | Surplus | yes |  | 0 | 0 | 0 | 2490.4668 | 0 | no | 0 | 0 | 0 | 2490.4668 | 4860 | no | 18321.4882 | 0 | 24300 |  |  | 0 |  |  | 0 | 0 | 0 | 0 | 0 |  | 0 | 0 | 0 | 0 | 0 | 18321.4882 | 14432.1013 | 14847.2352 | 0 | no | Surplus | yes |  | 0 | 0 | 0 | 2433.3403 | 0 | no | 0 | 0 | 0 | 2433.3403 | 0 |  |  | 0 | 0 | 0 | 0 | 0 |  | 0 | 0 | 0 | 0 | 0
| 19142.3241 | 0 | yes | Deficit |  |  | 0 | 0 | 0 | 0 | 0 |  | 0 | 0 | 0 | 0 | 4860 | no |  | 0 | 24300 | no | 19142.3241 | 0 | no | no | 0 | 0 | 0 | 0 | 0 |  | 0 | 0 | 0 | 0 | 0 | 19142.3241 | 13757.5963 | 15512.4182 | 0 | no | Surplus | yes |  | 0 | 0 | 0 | 1089.6389 | 0 | no | 0 | 0 | 0 | 1089.6389 | 0 |  |  | 0 | 0 | 0 | 0 | 0 |  | 0 | 0 | 0 | 0 | 0
| 19286.7542 | 0 | yes | Deficit |  |  | 0 | 0 | 0 | 0 | 0 |  | 0 | 0 | 0 | 0 | 4860 | no |  | 0 | 24300 | no | 19286.7542 | 0 | no | no | 0 | 0 | 0 | 0 | 0 |  | 0 | 0 | 0 | 0 | 0 | 19286.7542 | 14131.8758 | 15629.4604 | 0 | no | Surplus | yes |  | 0 | 0 | 0 | 1380.5425 | 0 | no | 0 | 0 | 0 | 1380.5425 | 0 |  |  | 0 | 0 | 0 | 0 | 0 |  | 0 | 0 | 0 | 0 | 0
| 19127.928 | 0 | no | Surplus | yes |  | 0 | 0 | 0 | 158.8262 | 0 | no | 0 | 0 | 0 | 158.8262 | 4860 | no | 19127.928 | 0 | 24300 |  |  | 0 |  |  | 0 | 0 | 0 | 0 | 0 |  | 0 | 0 | 0 | 0 | 0 | 19127.928 | 15021.8909 | 15500.752 | 0 | no | Surplus | yes |  | 0 | 0 | 0 | 607.5695 | 0 | no | 0 | 0 | 0 | 607.5695 | 0 |  |  | 0 | 0 | 0 | 0 | 0 |  | 0 | 0 | 0 | 0 | 0
| 21138.7126 | 0 | yes | Deficit |  |  | 0 | 0 | 0 | 0 | 0 |  | 0 | 0 | 0 | 0 | 4860 | no |  | 0 | 24300 | no | 21138.7126 | 0 | no | no | 0 | 0 | 0 | 0 | 0 |  | 0 | 0 | 0 | 0 | 0 | 21138.7126 | 16180.251 | 17130.2371 | 0 | yes | Deficit |  |  | 0 | 0 | 0 | 0 | 0 |  | 0 | 0 | 0 | 0 | 679.499 | yes |  | 0 | 0 | 0 | 679.499 | 0 | no | 0 | 0 | 0 | 679.499 | 0
| 22208.1639 | 0 | yes | Deficit |  |  | 0 | 0 | 0 | 0 | 0 |  | 0 | 0 | 0 | 0 | 4860 | no |  | 0 | 24300 | no | 22208.1639 | 0 | no | no | 0 | 0 | 0 | 0 | 0 |  | 0 | 0 | 0 | 0 | 0 | 22208.1639 | 16248.2361 | 17996.8914 | 0 | no | Surplus | yes |  | 0 | 0 | 0 | 882.001 | 0 | no | 0 | 0 | 0 | 882.001 | 0 |  |  | 0 | 0 | 0 | 0 | 0 |  | 0 | 0 | 0 | 0 | 0
| 18465.3451 | 0 | no | Surplus | yes |  | 0 | 0 | 0 | 3742.8189 | 0 | no | 0 | 0 | 0 | 3742.8189 | 4860 | no | 18465.3451 | 0 | 24300 |  |  | 0 |  |  | 0 | 0 | 0 | 0 | 0 |  | 0 | 0 | 0 | 0 | 0 | 18465.3451 | 16183.8099 | 14963.8128 | 0 | no | Surplus | yes |  | 0 | 0 | 0 | 1813.0815 | 0 | no | 0 | 0 | 0 | 1813.0815 | 0 |  |  | 0 | 0 | 0 | 0 | 0 |  | 0 | 0 | 0 | 0 | 0
| 17586.0814 | 0 | no | Surplus | yes |  | 0 | 0 | 0 | 879.2636 | 0 | no | 0 | 0 | 0 | 879.2636 | 4860 | no | 17586.0814 | 0 | 24300 |  |  | 0 |  |  | 0 | 0 | 0 | 0 | 0 |  | 0 | 0 | 0 | 0 | 0 | 17586.0814 | 16511.1214 | 14251.2816 | 0 | yes | Deficit |  |  | 0 | 0 | 0 | 0 | 0 |  | 0 | 0 | 0 | 0 | 1547.3085 | yes |  | 0 | 0 | 0 | 1547.3085 | 0 | no | 0 | 0 | 0 | 1547.3085 | 0
| 17796.7196 | 0 | yes | Deficit |  |  | 0 | 0 | 0 | 0 | 0 |  | 0 | 0 | 0 | 0 | 4860 | no |  | 0 | 24300 | no | 17796.7196 | 0 | no | no | 0 | 0 | 0 | 0 | 0 |  | 0 | 0 | 0 | 0 | 0 | 17796.7196 | 17988.1264 | 14421.977 | 0 | yes | Deficit |  |  | 0 | 0 | 0 | 0 | 0 |  | 0 | 0 | 0 | 0 | 3736.8449 | yes |  | 0 | 0 | 0 | 3736.8449 | 0 | no | 0 | 0 | 0 | 3736.8449 | 0
| 19613.3921 | 0 | yes | Deficit |  |  | 0 | 0 | 0 | 0 | 0 |  | 0 | 0 | 0 | 0 | 4860 | no |  | 0 | 24300 | no | 19613.3921 | 0 | no | no | 0 | 0 | 0 | 0 | 0 |  | 0 | 0 | 0 | 0 | 0 | 19613.3921 | 17155.3373 | 15894.1589 | 0 | yes | Deficit |  |  | 0 | 0 | 0 | 0 | 0 |  | 0 | 0 | 0 | 0 | 2733.3603 | yes |  | 0 | 0 | 0 | 2733.3603 | 0 | no | 0 | 0 | 0 | 2733.3603 | 0
| 14802.9014 | 0 | no | Surplus | yes |  | 0 | 0 | 0 | 4810.4907 | 0 | no | 0 | 0 | 0 | 4810.4907 | 4860 | no | 14802.9014 | 0 | 24300 |  |  | 0 |  |  | 0 | 0 | 0 | 0 | 0 |  | 0 | 0 | 0 | 0 | 0 | 14802.9014 | 17470.1421 | 11995.8682 | 0 | yes | Deficit |  |  | 0 | 0 | 0 | 0 | 0 |  | 0 | 0 | 0 | 0 | 1575.9832 | yes |  | 0 | 0 | 0 | 1575.9832 | 0 | no | 0 | 0 | 0 | 1575.9832 | 0
| 17137.9929 | 0 | yes | Deficit |  |  | 0 | 0 | 0 | 0 | 0 |  | 0 | 0 | 0 | 0 | 4860 | no |  | 0 | 24300 | no | 17137.9929 | 0 | no | no | 0 | 0 | 0 | 0 | 0 |  | 0 | 0 | 0 | 0 | 0 | 17137.9929 | 17664.6511 | 13888.1628 | 0 | yes | Deficit |  |  | 0 | 0 | 0 | 0 | 0 |  | 0 | 0 | 0 | 0 | 5668.7828 | yes |  | 0 | 0 | 0 | 5668.7828 | 0 | no | 0 | 0 | 0 | 5668.7828 | 0
| 14858.417 | 0 | no | Surplus | yes |  | 0 | 0 | 0 | 2279.5759 | 0 | no | 0 | 0 | 0 | 2279.5759 | 4860 | no | 14858.417 | 0 | 24300 |  |  | 0 |  |  | 0 | 0 | 0 | 0 | 0 |  | 0 | 0 | 0 | 0 | 0 | 14858.417 | 17037.635 | 12040.8566 | 0 | yes | Deficit |  |  | 0 | 0 | 0 | 0 | 0 |  | 0 | 0 | 0 | 0 | 3149.4722 | yes |  | 0 | 0 | 0 | 3149.4722 | 0 | no | 0 | 0 | 0 | 3149.4722 | 0
| 13088.2911 | 0 | no | Surplus | yes |  | 0 | 0 | 0 | 1770.1259 | 0 | no | 0 | 0 | 0 | 1770.1259 | 4860 | no | 13088.2911 | 0 | 24300 |  |  | 0 |  |  | 0 | 0 | 0 | 0 | 0 |  | 0 | 0 | 0 | 0 | 0 | 13088.2911 | 16524.2078 | 10606.3948 | 0 | yes | Deficit |  |  | 0 | 0 | 0 | 0 | 0 |  | 0 | 0 | 0 | 0 | 4483.3512 | yes |  | 0 | 0 | 0 | 4483.3512 | 0 | no | 0 | 0 | 0 | 4483.3512 | 0
| 15479.9463 | 0 | yes | Deficit |  |  | 0 | 0 | 0 | 0 | 0 |  | 0 | 0 | 0 | 0 | 4860 | no |  | 0 | 24300 | no | 15479.9463 | 0 | no | no | 0 | 0 | 0 | 0 | 0 |  | 0 | 0 | 0 | 0 | 0 | 15479.9463 | 15233.894 | 12544.527 | 0 | yes | Deficit |  |  | 0 | 0 | 0 | 0 | 0 |  | 0 | 0 | 0 | 0 | 4627.4992 | yes |  | 0 | 0 | 0 | 4627.4992 | 0 | no | 0 | 0 | 0 | 4627.4992 | 0
| 13114.2323 | 0 | no | Surplus | yes |  | 0 | 0 | 0 | 2365.7139 | 0 | no | 0 | 0 | 0 | 2365.7139 | 4860 | no | 13114.2323 | 0 | 24300 |  |  | 0 |  |  | 0 | 0 | 0 | 0 | 0 |  | 0 | 0 | 0 | 0 | 0 | 13114.2323 | 16752.3434 | 10627.4168 | 0 | yes | Deficit |  |  | 0 | 0 | 0 | 0 | 0 |  | 0 | 0 | 0 | 0 | 4207.8164 | yes |  | 0 | 0 | 0 | 4207.8164 | 0 | no | 0 | 0 | 0 | 4207.8164 | 0
| 13768.189 | 0 | yes | Deficit |  |  | 0 | 0 | 0 | 0 | 0 |  | 0 | 0 | 0 | 0 | 4860 | no |  | 0 | 24300 | no | 13768.189 | 0 | no | no | 0 | 0 | 0 | 0 | 0 |  | 0 | 0 | 0 | 0 | 0 | 13768.189 | 15494.1361 | 11157.3654 | 0 | yes | Deficit |  |  | 0 | 0 | 0 | 0 | 0 |  | 0 | 0 | 0 | 0 | 4866.7194 | yes |  | 0 | 0 | 0 | 4866.7194 | 0 | no | 0 | 0 | 0 | 4866.7194 | 0
| 20049.713 | 0 | yes | Deficit |  |  | 0 | 0 | 0 | 0 | 0 |  | 0 | 0 | 0 | 0 | 4860 | no |  | 0 | 24300 | no | 20049.713 | 0 | no | no | 0 | 0 | 0 | 0 | 0 |  | 0 | 0 | 0 | 0 | 0 | 20049.713 | 15938.2577 | 16247.7415 | 0 | yes | Deficit |  |  | 0 | 0 | 0 | 0 | 0 |  | 0 | 0 | 0 | 0 | 4780.8923 | yes |  | 0 | 0 | 0 | 4780.8923 | 0 | no | 0 | 0 | 0 | 4780.8923 | 0
| 18960.854 | 0 | no | Surplus | yes |  | 0 | 0 | 0 | 1088.859 | 0 | no | 0 | 0 | 0 | 1088.859 | 4860 | no | 18960.854 | 0 | 24300 |  |  | 0 |  |  | 0 | 0 | 0 | 0 | 0 |  | 0 | 0 | 0 | 0 | 0 | 18960.854 | 15202.0397 | 15365.3598 | 0 | no | Surplus | yes |  | 0 | 0 | 0 | 1045.7018 | 0 | no | 0 | 0 | 0 | 1045.7018 | 0 |  |  | 0 | 0 | 0 | 0 | 0 |  | 0 | 0 | 0 | 0 | 0
| 15867.7082 | 0 | no | Surplus | yes |  | 0 | 0 | 0 | 3093.1458 | 0 | no | 0 | 0 | 0 | 3093.1458 | 4860 | no | 15867.7082 | 0 | 24300 |  |  | 0 |  |  | 0 | 0 | 0 | 0 | 0 |  | 0 | 0 | 0 | 0 | 0 | 15867.7082 | 14715.4905 | 12858.7587 | 0 | no | Surplus | yes |  | 0 | 0 | 0 | 649.8692 | 0 | no | 0 | 0 | 0 | 649.8692 | 0 |  |  | 0 | 0 | 0 | 0 | 0 |  | 0 | 0 | 0 | 0 | 0
| 17250.5227 | 0 | yes | Deficit |  |  | 0 | 0 | 0 | 0 | 0 |  | 0 | 0 | 0 | 0 | 4860 | no |  | 0 | 24300 | no | 17250.5227 | 0 | no | no | 0 | 0 | 0 | 0 | 0 |  | 0 | 0 | 0 | 0 | 0 | 17250.5227 | 16051.7958 | 13979.3539 | 0 | yes | Deficit |  |  | 0 | 0 | 0 | 0 | 0 |  | 0 | 0 | 0 | 0 | 3193.0371 | yes |  | 0 | 0 | 0 | 3193.0371 | 0 | no | 0 | 0 | 0 | 3193.0371 | 0
| 18446.0273 | 0 | yes | Deficit |  |  | 0 | 0 | 0 | 0 | 0 |  | 0 | 0 | 0 | 0 | 4860 | no |  | 0 | 24300 | no | 18446.0273 | 0 | no | no | 0 | 0 | 0 | 0 | 0 |  | 0 | 0 | 0 | 0 | 0 | 18446.0273 | 16168.9818 | 14948.1582 | 0 | yes | Deficit |  |  | 0 | 0 | 0 | 0 | 0 |  | 0 | 0 | 0 | 0 | 2189.6279 | yes |  | 0 | 0 | 0 | 2189.6279 | 0 | no | 0 | 0 | 0 | 2189.6279 | 0
| 21113.0464 | 0 | yes | Deficit |  |  | 0 | 0 | 0 | 0 | 0 |  | 0 | 0 | 0 | 0 | 4860 | no |  | 0 | 24300 | no | 21113.0464 | 0 | no | no | 0 | 0 | 0 | 0 | 0 |  | 0 | 0 | 0 | 0 | 0 | 21113.0464 | 16896.9886 | 17109.4379 | 0 | yes | Deficit |  |  | 0 | 0 | 0 | 0 | 0 |  | 0 | 0 | 0 | 0 | 1948.8304 | yes |  | 0 | 0 | 0 | 1948.8304 | 0 | no | 0 | 0 | 0 | 1948.8304 | 0
| 21526.6108 | 0 | yes | Deficit |  |  | 0 | 0 | 0 | 0 | 0 |  | 0 | 0 | 0 | 0 | 4860 | no |  | 0 | 24300 | no | 21526.6108 | 0 | no | no | 0 | 0 | 0 | 0 | 0 |  | 0 | 0 | 0 | 0 | 0 | 21526.6108 | 16260.5785 | 17444.5793 | 0 | no | Surplus | yes |  | 0 | 0 | 0 | 848.8594 | 0 | no | 0 | 0 | 0 | 848.8594 | 0 |  |  | 0 | 0 | 0 | 0 | 0 |  | 0 | 0 | 0 | 0 | 0
| 19748.3144 | 0 | no | Surplus | yes |  | 0 | 0 | 0 | 1778.2964 | 0 | no | 0 | 0 | 0 | 1778.2964 | 4860 | no | 19748.3144 | 0 | 24300 |  |  | 0 |  |  | 0 | 0 | 0 | 0 | 0 |  | 0 | 0 | 0 | 0 | 0 | 19748.3144 | 16884.7873 | 16003.4963 | 0 | no | Surplus | yes |  | 0 | 0 | 0 | 559.792 | 0 | no | 0 | 0 | 0 | 559.792 | 0 |  |  | 0 | 0 | 0 | 0 | 0 |  | 0 | 0 | 0 | 0 | 0
| 18422.1355 | 0 | no | Surplus | yes |  | 0 | 0 | 0 | 1326.1789 | 0 | no | 0 | 0 | 0 | 1326.1789 | 4860 | no | 18422.1355 | 0 | 24300 |  |  | 0 |  |  | 0 | 0 | 0 | 0 | 0 |  | 0 | 0 | 0 | 0 | 0 | 18422.1355 | 15346.2357 | 14928.797 | 0 | no | Surplus | yes |  | 0 | 0 | 0 | 657.2606 | 0 | no | 0 | 0 | 0 | 657.2606 | 0 |  |  | 0 | 0 | 0 | 0 | 0 |  | 0 | 0 | 0 | 0 | 0
| 19039.7103 | 0 | yes | Deficit |  |  | 0 | 0 | 0 | 0 | 0 |  | 0 | 0 | 0 | 0 | 4860 | no |  | 0 | 24300 | no | 19039.7103 | 0 | no | no | 0 | 0 | 0 | 0 | 0 |  | 0 | 0 | 0 | 0 | 0 | 19039.7103 | 15989.7435 | 15429.2628 | 0 | yes | Deficit |  |  | 0 | 0 | 0 | 0 | 0 |  | 0 | 0 | 0 | 0 | 1060.9465 | yes |  | 0 | 0 | 0 | 1060.9465 | 0 | no | 0 | 0 | 0 | 1060.9465 | 0
| 17987.9146 | 0 | no | Surplus | yes |  | 0 | 0 | 0 | 1051.7956 | 0 | no | 0 | 0 | 0 | 1051.7956 | 4860 | no | 17987.9146 | 0 | 24300 |  |  | 0 |  |  | 0 | 0 | 0 | 0 | 0 |  | 0 | 0 | 0 | 0 | 0 | 17987.9146 | 15792.3567 | 14576.9162 | 0 | yes | Deficit |  |  | 0 | 0 | 0 | 0 | 0 |  | 0 | 0 | 0 | 0 | 363.0939 | yes |  | 0 | 0 | 0 | 363.0939 | 0 | no | 0 | 0 | 0 | 363.0939 | 0
| 16942.056 | 0 | no | Surplus | yes |  | 0 | 0 | 0 | 1045.8586 | 0 | no | 0 | 0 | 0 | 1045.8586 | 4860 | no | 16942.056 | 0 | 24300 |  |  | 0 |  |  | 0 | 0 | 0 | 0 | 0 |  | 0 | 0 | 0 | 0 | 0 | 16942.056 | 16548.557 | 13729.3809 | 0 | yes | Deficit |  |  | 0 | 0 | 0 | 0 | 0 |  | 0 | 0 | 0 | 0 | 1971.6407 | yes |  | 0 | 0 | 0 | 1971.6407 | 0 | no | 0 | 0 | 0 | 1971.6407 | 0
| 16727.4855 | 0 | no | Surplus | yes |  | 0 | 0 | 0 | 214.5705 | 0 | no | 0 | 0 | 0 | 214.5705 | 4860 | no | 16727.4855 | 0 | 24300 |  |  | 0 |  |  | 0 | 0 | 0 | 0 | 0 |  | 0 | 0 | 0 | 0 | 0 | 16727.4855 | 17105.3991 | 13555.4988 | 0 | yes | Deficit |  |  | 0 | 0 | 0 | 0 | 0 |  | 0 | 0 | 0 | 0 | 3376.0182 | yes |  | 0 | 0 | 0 | 3376.0182 | 0 | no | 0 | 0 | 0 | 3376.0182 | 0
| 17905.5096 | 0 | yes | Deficit |  |  | 0 | 0 | 0 | 0 | 0 |  | 0 | 0 | 0 | 0 | 4860 | no |  | 0 | 24300 | no | 17905.5096 | 0 | no | no | 0 | 0 | 0 | 0 | 0 |  | 0 | 0 | 0 | 0 | 0 | 17905.5096 | 15326.4716 | 14510.1375 | 0 | yes | Deficit |  |  | 0 | 0 | 0 | 0 | 0 |  | 0 | 0 | 0 | 0 | 1770.9728 | yes |  | 0 | 0 | 0 | 1770.9728 | 0 | no | 0 | 0 | 0 | 1770.9728 | 0
| 19182.099 | 0 | yes | Deficit |  |  | 0 | 0 | 0 | 0 | 0 |  | 0 | 0 | 0 | 0 | 4860 | no |  | 0 | 24300 | no | 19182.099 | 0 | no | no | 0 | 0 | 0 | 0 | 0 |  | 0 | 0 | 0 | 0 | 0 | 19182.099 | 13945.2799 | 15544.6508 | 0 | no | Surplus | yes |  | 0 | 0 | 0 | 564.8576 | 0 | no | 0 | 0 | 0 | 564.8576 | 0 |  |  | 0 | 0 | 0 | 0 | 0 |  | 0 | 0 | 0 | 0 | 0
| 17045.0804 | 0 | no | Surplus | yes |  | 0 | 0 | 0 | 2137.0187 | 0 | no | 0 | 0 | 0 | 2137.0187 | 4860 | no | 17045.0804 | 0 | 24300 |  |  | 0 |  |  | 0 | 0 | 0 | 0 | 0 |  | 0 | 0 | 0 | 0 | 0 | 17045.0804 | 13941.8727 | 13812.869 | 0 | no | Surplus | yes |  | 0 | 0 | 0 | 1602.7781 | 0 | no | 0 | 0 | 0 | 1602.7781 | 0 |  |  | 0 | 0 | 0 | 0 | 0 |  | 0 | 0 | 0 | 0 | 0
| 15547.8867 | 0 | no | Surplus | yes |  | 0 | 0 | 0 | 1497.1937 | 0 | no | 0 | 0 | 0 | 1497.1937 | 4860 | no | 15547.8867 | 0 | 24300 |  |  | 0 |  |  | 0 | 0 | 0 | 0 | 0 |  | 0 | 0 | 0 | 0 | 0 | 15547.8867 | 14376.7113 | 12599.584 | 0 | yes | Deficit |  |  | 0 | 0 | 0 | 0 | 0 |  | 0 | 0 | 0 | 0 | 563.8423 | yes |  | 0 | 0 | 0 | 563.8423 | 0 | no | 0 | 0 | 0 | 563.8423 | 0
| 14928.8566 | 0 | no | Surplus | yes |  | 0 | 0 | 0 | 619.0301 | 0 | no | 0 | 0 | 0 | 619.0301 | 4860 | no | 14928.8566 | 0 | 24300 |  |  | 0 |  |  | 0 | 0 | 0 | 0 | 0 |  | 0 | 0 | 0 | 0 | 0 | 14928.8566 | 14707.4946 | 12097.9389 | 0 | yes | Deficit |  |  | 0 | 0 | 0 | 0 | 0 |  | 0 | 0 | 0 | 0 | 2107.9106 | yes |  | 0 | 0 | 0 | 2107.9106 | 0 | no | 0 | 0 | 0 | 2107.9106 | 0
| 15038.1597 | 0 | yes | Deficit |  |  | 0 | 0 | 0 | 0 | 0 |  | 0 | 0 | 0 | 0 | 4860 | no |  | 0 | 24300 | no | 15038.1597 | 0 | no | no | 0 | 0 | 0 | 0 | 0 |  | 0 | 0 | 0 | 0 | 0 | 15038.1597 | 14317.6237 | 12186.5151 | 0 | yes | Deficit |  |  | 0 | 0 | 0 | 0 | 0 |  | 0 | 0 | 0 | 0 | 2219.6848 | yes |  | 0 | 0 | 0 | 2219.6848 | 0 | no | 0 | 0 | 0 | 2219.6848 | 0
| 19047.4751 | 0 | yes | Deficit |  |  | 0 | 0 | 0 | 0 | 0 |  | 0 | 0 | 0 | 0 | 4860 | no |  | 0 | 24300 | no | 19047.4751 | 0 | no | no | 0 | 0 | 0 | 0 | 0 |  | 0 | 0 | 0 | 0 | 0 | 19047.4751 | 14619.6076 | 15435.5552 | 0 | yes | Deficit |  |  | 0 | 0 | 0 | 0 | 0 |  | 0 | 0 | 0 | 0 | 2433.0924 | yes |  | 0 | 0 | 0 | 2433.0924 | 0 | no | 0 | 0 | 0 | 2433.0924 | 0
| 22267.6735 | 0 | yes | Deficit |  |  | 0 | 0 | 0 | 0 | 0 |  | 0 | 0 | 0 | 0 | 4860 | no |  | 0 | 24300 | no | 22267.6735 | 0 | no | no | 0 | 0 | 0 | 0 | 0 |  | 0 | 0 | 0 | 0 | 0 | 22267.6735 | 14055.9329 | 18045.1163 | 0 | no | Surplus | yes |  | 0 | 0 | 0 | 1379.6223 | 0 | no | 0 | 0 | 0 | 1379.6223 | 0 |  |  | 0 | 0 | 0 | 0 | 0 |  | 0 | 0 | 0 | 0 | 0
| 19268.8904 | 0 | no | Surplus | yes |  | 0 | 0 | 0 | 2998.7831 | 0 | no | 0 | 0 | 0 | 2998.7831 | 4860 | no | 19268.8904 | 0 | 24300 |  |  | 0 |  |  | 0 | 0 | 0 | 0 | 0 |  | 0 | 0 | 0 | 0 | 0 | 19268.8904 | 13211.1365 | 15614.9841 | 0 | no | Surplus | yes |  | 0 | 0 | 0 | 4833.9798 | 0 | no | 0 | 0 | 0 | 4833.9798 | 0 |  |  | 0 | 0 | 0 | 0 | 0 |  | 0 | 0 | 0 | 0 | 0
| 16964.835 | 0 | no | Surplus | yes |  | 0 | 0 | 0 | 2304.0554 | 0 | no | 0 | 0 | 0 | 2304.0554 | 4860 | no | 16964.835 | 0 | 24300 |  |  | 0 |  |  | 0 | 0 | 0 | 0 | 0 |  | 0 | 0 | 0 | 0 | 0 | 16964.835 | 13778.0689 | 13747.8404 | 0 | no | Surplus | yes |  | 0 | 0 | 0 | 1836.9152 | 0 | no | 0 | 0 | 0 | 1836.9152 | 0 |  |  | 0 | 0 | 0 | 0 | 0 |  | 0 | 0 | 0 | 0 | 0
| 16545.8265 | 0 | no | Surplus | yes |  | 0 | 0 | 0 | 419.0085 | 0 | no | 0 | 0 | 0 | 419.0085 | 4860 | no | 16545.8265 | 0 | 24300 |  |  | 0 |  |  | 0 | 0 | 0 | 0 | 0 |  | 0 | 0 | 0 | 0 | 0 | 16545.8265 | 14397.5627 | 13408.2873 | 0 | yes | Deficit |  |  | 0 | 0 | 0 | 0 | 0 |  | 0 | 0 | 0 | 0 | 649.7224 | yes |  | 0 | 0 | 0 | 649.7224 | 0 | no | 0 | 0 | 0 | 649.7224 | 0
| 16614.4752 | 0 | yes | Deficit |  |  | 0 | 0 | 0 | 0 | 0 |  | 0 | 0 | 0 | 0 | 4860 | no |  | 0 | 24300 | no | 16614.4752 | 0 | no | no | 0 | 0 | 0 | 0 | 0 |  | 0 | 0 | 0 | 0 | 0 | 16614.4752 | 16470.9317 | 13463.9183 | 0 | yes | Deficit |  |  | 0 | 0 | 0 | 0 | 0 |  | 0 | 0 | 0 | 0 | 3062.6444 | yes |  | 0 | 0 | 0 | 3062.6444 | 0 | no | 0 | 0 | 0 | 3062.6444 | 0
| 16590.9521 | 0 | no | Surplus | yes |  | 0 | 0 | 0 | 23.5231 | 0 | no | 0 | 0 | 0 | 23.5231 | 4860 | no | 16590.9521 | 0 | 24300 |  |  | 0 |  |  | 0 | 0 | 0 | 0 | 0 |  | 0 | 0 | 0 | 0 | 0 | 16590.9521 | 14361.5154 | 13444.8558 | 0 | yes | Deficit |  |  | 0 | 0 | 0 | 0 | 0 |  | 0 | 0 | 0 | 0 | 897.5971 | yes |  | 0 | 0 | 0 | 897.5971 | 0 | no | 0 | 0 | 0 | 897.5971 | 0
| 21424.7016 | 0 | yes | Deficit |  |  | 0 | 0 | 0 | 0 | 0 |  | 0 | 0 | 0 | 0 | 4860 | no |  | 0 | 24300 | no | 21424.7016 | 0 | no | no | 0 | 0 | 0 | 0 | 0 |  | 0 | 0 | 0 | 0 | 0 | 21424.7016 | 14078.8572 | 17361.9948 | 0 | yes | Deficit |  |  | 0 | 0 | 0 | 0 | 0 |  | 0 | 0 | 0 | 0 | 634.0013 | yes |  | 0 | 0 | 0 | 634.0013 | 0 | no | 0 | 0 | 0 | 634.0013 | 0
| 18624.4549 | 0 | no | Surplus | yes |  | 0 | 0 | 0 | 2800.2467 | 0 | no | 0 | 0 | 0 | 2800.2467 | 4860 | no | 18624.4549 | 0 | 24300 |  |  | 0 |  |  | 0 | 0 | 0 | 0 | 0 |  | 0 | 0 | 0 | 0 | 0 | 18624.4549 | 13842.6304 | 15092.7511 | 0 | no | Surplus | yes |  | 0 | 0 | 0 | 3519.3645 | 0 | no | 0 | 0 | 0 | 3519.3645 | 0 |  |  | 0 | 0 | 0 | 0 | 0 |  | 0 | 0 | 0 | 0 | 0
| 17056.4569 | 0 | no | Surplus | yes |  | 0 | 0 | 0 | 1567.998 | 0 | no | 0 | 0 | 0 | 1567.998 | 4860 | no | 17056.4569 | 0 | 24300 |  |  | 0 |  |  | 0 | 0 | 0 | 0 | 0 |  | 0 | 0 | 0 | 0 | 0 | 17056.4569 | 14229.776 | 13822.0882 | 0 | no | Surplus | yes |  | 0 | 0 | 0 | 862.9752 | 0 | no | 0 | 0 | 0 | 862.9752 | 0 |  |  | 0 | 0 | 0 | 0 | 0 |  | 0 | 0 | 0 | 0 | 0
| 16079.0892 | 0 | no | Surplus | yes |  | 0 | 0 | 0 | 977.3676 | 0 | no | 0 | 0 | 0 | 977.3676 | 4860 | no | 16079.0892 | 0 | 24300 |  |  | 0 |  |  | 0 | 0 | 0 | 0 | 0 |  | 0 | 0 | 0 | 0 | 0 | 16079.0892 | 14046.0843 | 13030.0561 | 0 | yes | Deficit |  |  | 0 | 0 | 0 | 0 | 0 |  | 0 | 0 | 0 | 0 | 223.9961 | yes |  | 0 | 0 | 0 | 223.9961 | 0 | no | 0 | 0 | 0 | 223.9961 | 0
| 17133.3181 | 0 | yes | Deficit |  |  | 0 | 0 | 0 | 0 | 0 |  | 0 | 0 | 0 | 0 | 4860 | no |  | 0 | 24300 | no | 17133.3181 | 0 | no | no | 0 | 0 | 0 | 0 | 0 |  | 0 | 0 | 0 | 0 | 0 | 17133.3181 | 14810.3685 | 13884.3745 | 0 | yes | Deficit |  |  | 0 | 0 | 0 | 0 | 0 |  | 0 | 0 | 0 | 0 | 1780.3124 | yes |  | 0 | 0 | 0 | 1780.3124 | 0 | no | 0 | 0 | 0 | 1780.3124 | 0
| 17301.208 | 0 | yes | Deficit |  |  | 0 | 0 | 0 | 0 | 0 |  | 0 | 0 | 0 | 0 | 4860 | no |  | 0 | 24300 | no | 17301.208 | 0 | no | no | 0 | 0 | 0 | 0 | 0 |  | 0 | 0 | 0 | 0 | 0 | 17301.208 | 15135.6004 | 14020.4279 | 0 | yes | Deficit |  |  | 0 | 0 | 0 | 0 | 0 |  | 0 | 0 | 0 | 0 | 1251.2259 | yes |  | 0 | 0 | 0 | 1251.2259 | 0 | no | 0 | 0 | 0 | 1251.2259 | 0
| 19186.3281 | 0 | yes | Deficit |  |  | 0 | 0 | 0 | 0 | 0 |  | 0 | 0 | 0 | 0 | 4860 | no |  | 0 | 24300 | no | 19186.3281 | 0 | no | no | 0 | 0 | 0 | 0 | 0 |  | 0 | 0 | 0 | 0 | 0 | 19186.3281 | 14715.1705 | 15548.0778 | 0 | yes | Deficit |  |  | 0 | 0 | 0 | 0 | 0 |  | 0 | 0 | 0 | 0 | 694.7426 | yes |  | 0 | 0 | 0 | 694.7426 | 0 | no | 0 | 0 | 0 | 694.7426 | 0
| 21684.6605 | 0 | yes | Deficit |  |  | 0 | 0 | 0 | 0 | 0 |  | 0 | 0 | 0 | 0 | 4860 | no |  | 0 | 24300 | no | 21684.6605 | 0 | no | no | 0 | 0 | 0 | 0 | 0 |  | 0 | 0 | 0 | 0 | 0 | 21684.6605 | 15812.6353 | 17572.6584 | 0 | yes | Deficit |  |  | 0 | 0 | 0 | 0 | 0 |  | 0 | 0 | 0 | 0 | 264.5574 | yes |  | 0 | 0 | 0 | 264.5574 | 0 | no | 0 | 0 | 0 | 264.5574 | 0
| 19020.8247 | 0 | no | Surplus | yes |  | 0 | 0 | 0 | 2663.8358 | 0 | no | 0 | 0 | 0 | 2663.8358 | 4860 | no | 19020.8247 | 0 | 24300 |  |  | 0 |  |  | 0 | 0 | 0 | 0 | 0 |  | 0 | 0 | 0 | 0 | 0 | 19020.8247 | 14827.971 | 15413.9584 | 0 | no | Surplus | yes |  | 0 | 0 | 0 | 2744.6875 | 0 | no | 0 | 0 | 0 | 2744.6875 | 0 |  |  | 0 | 0 | 0 | 0 | 0 |  | 0 | 0 | 0 | 0 | 0
| 17862.2542 | 0 | no | Surplus | yes |  | 0 | 0 | 0 | 1158.5704 | 0 | no | 0 | 0 | 0 | 1158.5704 | 4860 | no | 17862.2542 | 0 | 24300 |  |  | 0 |  |  | 0 | 0 | 0 | 0 | 0 |  | 0 | 0 | 0 | 0 | 0 | 17862.2542 | 12918.2649 | 14475.0845 | 0 | no | Surplus | yes |  | 0 | 0 | 0 | 2495.6936 | 0 | no | 0 | 0 | 0 | 2495.6936 | 0 |  |  | 0 | 0 | 0 | 0 | 0 |  | 0 | 0 | 0 | 0 | 0
| 19198.4742 | 0 | yes | Deficit |  |  | 0 | 0 | 0 | 0 | 0 |  | 0 | 0 | 0 | 0 | 4860 | no |  | 0 | 24300 | no | 19198.4742 | 0 | no | no | 0 | 0 | 0 | 0 | 0 |  | 0 | 0 | 0 | 0 | 0 | 19198.4742 | 11955.1662 | 15557.9208 | 0 | no | Surplus | yes |  | 0 | 0 | 0 | 2519.9183 | 0 | no | 0 | 0 | 0 | 2519.9183 | 0 |  |  | 0 | 0 | 0 | 0 | 0 |  | 0 | 0 | 0 | 0 | 0
| 19862.863 | 0 | yes | Deficit |  |  | 0 | 0 | 0 | 0 | 0 |  | 0 | 0 | 0 | 0 | 4860 | no |  | 0 | 24300 | no | 19862.863 | 0 | no | no | 0 | 0 | 0 | 0 | 0 |  | 0 | 0 | 0 | 0 | 0 | 19862.863 | 14241.9908 | 16096.3233 | 0 | no | Surplus | yes |  | 0 | 0 | 0 | 1315.93 | 0 | no | 0 | 0 | 0 | 1315.93 | 0 |  |  | 0 | 0 | 0 | 0 | 0 |  | 0 | 0 | 0 | 0 | 0
| 22053.4608 | 0 | yes | Deficit |  |  | 0 | 0 | 0 | 0 | 0 |  | 0 | 0 | 0 | 0 | 4860 | no |  | 0 | 24300 | no | 22053.4608 | 0 | no | no | 0 | 0 | 0 | 0 | 0 |  | 0 | 0 | 0 | 0 | 0 | 22053.4608 | 13934.2048 | 17871.5242 | 0 | no | Surplus | yes |  | 0 | 0 | 0 | 2162.1186 | 0 | no | 0 | 0 | 0 | 2162.1186 | 0 |  |  | 0 | 0 | 0 | 0 | 0 |  | 0 | 0 | 0 | 0 | 0
| 21357.7891 | 0 | no | Surplus | yes |  | 0 | 0 | 0 | 695.6717 | 0 | no | 0 | 0 | 0 | 695.6717 | 4860 | no | 21357.7891 | 0 | 24300 |  |  | 0 |  |  | 0 | 0 | 0 | 0 | 0 |  | 0 | 0 | 0 | 0 | 0 | 21357.7891 | 14542.0686 | 17307.7707 | 0 | no | Surplus | yes |  | 0 | 0 | 0 | 3329.4556 | 0 | no | 0 | 0 | 0 | 3329.4556 | 0 |  |  | 0 | 0 | 0 | 0 | 0 |  | 0 | 0 | 0 | 0 | 0
| 17178.3738 | 0 | no | Surplus | yes |  | 0 | 0 | 0 | 4179.4153 | 0 | no | 0 | 0 | 0 | 4179.4153 | 4860 | no | 17178.3738 | 0 | 24300 |  |  | 0 |  |  | 0 | 0 | 0 | 0 | 0 |  | 0 | 0 | 0 | 0 | 0 | 17178.3738 | 14547.358 | 13920.8864 | 0 | no | Surplus | yes |  | 0 | 0 | 0 | 2760.4128 | 0 | no | 0 | 0 | 0 | 2760.4128 | 0 |  |  | 0 | 0 | 0 | 0 | 0 |  | 0 | 0 | 0 | 0 | 0
| 17208.4655 | 0 | yes | Deficit |  |  | 0 | 0 | 0 | 0 | 0 |  | 0 | 0 | 0 | 0 | 4860 | no |  | 0 | 24300 | no | 17208.4655 | 0 | no | no | 0 | 0 | 0 | 0 | 0 |  | 0 | 0 | 0 | 0 | 0 | 17208.4655 | 15225.7679 | 13945.2719 | 0 | yes | Deficit |  |  | 0 | 0 | 0 | 0 | 0 |  | 0 | 0 | 0 | 0 | 1304.8815 | yes |  | 0 | 0 | 0 | 1304.8815 | 0 | no | 0 | 0 | 0 | 1304.8815 | 0
| 19818.4764 | 0 | yes | Deficit |  |  | 0 | 0 | 0 | 0 | 0 |  | 0 | 0 | 0 | 0 | 4860 | no |  | 0 | 24300 | no | 19818.4764 | 0 | no | no | 0 | 0 | 0 | 0 | 0 |  | 0 | 0 | 0 | 0 | 0 | 19818.4764 | 16455.0444 | 16060.3536 | 0 | yes | Deficit |  |  | 0 | 0 | 0 | 0 | 0 |  | 0 | 0 | 0 | 0 | 2509.7725 | yes |  | 0 | 0 | 0 | 2509.7725 | 0 | no | 0 | 0 | 0 | 2509.7725 | 0
| 20117.8628 | 0 | yes | Deficit |  |  | 0 | 0 | 0 | 0 | 0 |  | 0 | 0 | 0 | 0 | 4860 | no |  | 0 | 24300 | no | 20117.8628 | 0 | no | no | 0 | 0 | 0 | 0 | 0 |  | 0 | 0 | 0 | 0 | 0 | 20117.8628 | 15836.4098 | 16302.9682 | 0 | no | Surplus | yes |  | 0 | 0 | 0 | 223.9438 | 0 | no | 0 | 0 | 0 | 223.9438 | 0 |  |  | 0 | 0 | 0 | 0 | 0 |  | 0 | 0 | 0 | 0 | 0
| 20131.8287 | 0 | yes | Deficit |  |  | 0 | 0 | 0 | 0 | 0 |  | 0 | 0 | 0 | 0 | 4860 | no |  | 0 | 24300 | no | 20131.8287 | 0 | no | no | 0 | 0 | 0 | 0 | 0 |  | 0 | 0 | 0 | 0 | 0 | 20131.8287 | 16039.2495 | 16314.2858 | 0 | no | Surplus | yes |  | 0 | 0 | 0 | 263.7188 | 0 | no | 0 | 0 | 0 | 263.7188 | 0 |  |  | 0 | 0 | 0 | 0 | 0 |  | 0 | 0 | 0 | 0 | 0
| 19396.5761 | 0 | no | Surplus | yes |  | 0 | 0 | 0 | 735.2525 | 0 | no | 0 | 0 | 0 | 735.2525 | 4860 | no | 19396.5761 | 0 | 24300 |  |  | 0 |  |  | 0 | 0 | 0 | 0 | 0 |  | 0 | 0 | 0 | 0 | 0 | 19396.5761 | 12563.4276 | 15718.4572 | 0 | no | Surplus | yes |  | 0 | 0 | 0 | 3750.8582 | 0 | no | 0 | 0 | 0 | 3750.8582 | 0 |  |  | 0 | 0 | 0 | 0 | 0 |  | 0 | 0 | 0 | 0 | 0
| 19490.7672 | 0 | yes | Deficit |  |  | 0 | 0 | 0 | 0 | 0 |  | 0 | 0 | 0 | 0 | 4860 | no |  | 0 | 24300 | no | 19490.7672 | 0 | no | no | 0 | 0 | 0 | 0 | 0 |  | 0 | 0 | 0 | 0 | 0 | 19490.7672 | 16550.5249 | 15794.7871 | 0 | yes | Deficit |  |  | 0 | 0 | 0 | 0 | 0 |  | 0 | 0 | 0 | 0 | 832.0677 | yes |  | 0 | 0 | 0 | 832.0677 | 0 | no | 0 | 0 | 0 | 832.0677 | 0
| 17434.3635 | 0 | no | Surplus | yes |  | 0 | 0 | 0 | 2056.4037 | 0 | no | 0 | 0 | 0 | 2056.4037 | 4860 | no | 17434.3635 | 0 | 24300 |  |  | 0 |  |  | 0 | 0 | 0 | 0 | 0 |  | 0 | 0 | 0 | 0 | 0 | 17434.3635 | 17610.0669 | 14128.3335 | 0 | yes | Deficit |  |  | 0 | 0 | 0 | 0 | 0 |  | 0 | 0 | 0 | 0 | 1815.2798 | yes |  | 0 | 0 | 0 | 1815.2798 | 0 | no | 0 | 0 | 0 | 1815.2798 | 0
| 15249.835 | 0 | no | Surplus | yes |  | 0 | 0 | 0 | 2184.5285 | 0 | no | 0 | 0 | 0 | 2184.5285 | 4860 | no | 15249.835 | 0 | 24300 |  |  | 0 |  |  | 0 | 0 | 0 | 0 | 0 |  | 0 | 0 | 0 | 0 | 0 | 15249.835 | 17632.6891 | 12358.0511 | 0 | yes | Deficit |  |  | 0 | 0 | 0 | 0 | 0 |  | 0 | 0 | 0 | 0 | 3504.3556 | yes |  | 0 | 0 | 0 | 3504.3556 | 0 | no | 0 | 0 | 0 | 3504.3556 | 0
| 15803.7222 | 0 | yes | Deficit |  |  | 0 | 0 | 0 | 0 | 0 |  | 0 | 0 | 0 | 0 | 4860 | no |  | 0 | 24300 | no | 15803.7222 | 0 | no | no | 0 | 0 | 0 | 0 | 0 |  | 0 | 0 | 0 | 0 | 0 | 15803.7222 | 17423.7779 | 12806.9061 | 0 | yes | Deficit |  |  | 0 | 0 | 0 | 0 | 0 |  | 0 | 0 | 0 | 0 | 5065.7268 | yes |  | 0 | 0 | 0 | 5065.7268 | 0 | no | 0 | 0 | 0 | 5065.7268 | 0
| 16822.5147 | 0 | yes | Deficit |  |  | 0 | 0 | 0 | 0 | 0 |  | 0 | 0 | 0 | 0 | 4860 | no |  | 0 | 24300 | no | 16822.5147 | 0 | no | no | 0 | 0 | 0 | 0 | 0 |  | 0 | 0 | 0 | 0 | 0 | 16822.5147 | 17048.952 | 13632.5079 | 0 | yes | Deficit |  |  | 0 | 0 | 0 | 0 | 0 |  | 0 | 0 | 0 | 0 | 4242.0459 | yes |  | 0 | 0 | 0 | 4242.0459 | 0 | no | 0 | 0 | 0 | 4242.0459 | 0
| 17101.1121 | 0 | yes | Deficit |  |  | 0 | 0 | 0 | 0 | 0 |  | 0 | 0 | 0 | 0 | 4860 | no |  | 0 | 24300 | no | 17101.1121 | 0 | no | no | 0 | 0 | 0 | 0 | 0 |  | 0 | 0 | 0 | 0 | 0 | 17101.1121 | 15467.5233 | 13858.2756 | 0 | yes | Deficit |  |  | 0 | 0 | 0 | 0 | 0 |  | 0 | 0 | 0 | 0 | 1835.0154 | yes |  | 0 | 0 | 0 | 1835.0154 | 0 | no | 0 | 0 | 0 | 1835.0154 | 0
| 18176.8812 | 0 | yes | Deficit |  |  | 0 | 0 | 0 | 0 | 0 |  | 0 | 0 | 0 | 0 | 4860 | no |  | 0 | 24300 | no | 18176.8812 | 0 | no | no | 0 | 0 | 0 | 0 | 0 |  | 0 | 0 | 0 | 0 | 0 | 18176.8812 | 14701.7445 | 14730.0496 | 0 | yes | Deficit |  |  | 0 | 0 | 0 | 0 | 0 |  | 0 | 0 | 0 | 0 | 843.4689 | yes |  | 0 | 0 | 0 | 843.4689 | 0 | no | 0 | 0 | 0 | 843.4689 | 0
| 21090.7785 | 0 | yes | Deficit |  |  | 0 | 0 | 0 | 0 | 0 |  | 0 | 0 | 0 | 0 | 4860 | no |  | 0 | 24300 | no | 21090.7785 | 0 | no | no | 0 | 0 | 0 | 0 | 0 |  | 0 | 0 | 0 | 0 | 0 | 21090.7785 | 16469.4049 | 17091.3926 | 0 | yes | Deficit |  |  | 0 | 0 | 0 | 0 | 0 |  | 0 | 0 | 0 | 0 | 1739.3553 | yes |  | 0 | 0 | 0 | 1739.3553 | 0 | no | 0 | 0 | 0 | 1739.3553 | 0
| 18658.4893 | 0 | no | Surplus | yes |  | 0 | 0 | 0 | 2432.2892 | 0 | no | 0 | 0 | 0 | 2432.2892 | 4860 | no | 18658.4893 | 0 | 24300 |  |  | 0 |  |  | 0 | 0 | 0 | 0 | 0 |  | 0 | 0 | 0 | 0 | 0 | 18658.4893 | 15674.429 | 15120.3316 | 0 | no | Surplus | yes |  | 0 | 0 | 0 | 1416.9636 | 0 | no | 0 | 0 | 0 | 1416.9636 | 0 |  |  | 0 | 0 | 0 | 0 | 0 |  | 0 | 0 | 0 | 0 | 0
| 17303.0414 | 0 | no | Surplus | yes |  | 0 | 0 | 0 | 1355.4478 | 0 | no | 0 | 0 | 0 | 1355.4478 | 4860 | no | 17303.0414 | 0 | 24300 |  |  | 0 |  |  | 0 | 0 | 0 | 0 | 0 |  | 0 | 0 | 0 | 0 | 0 | 17303.0414 | 17056.9277 | 14021.9136 | 0 | yes | Deficit |  |  | 0 | 0 | 0 | 0 | 0 |  | 0 | 0 | 0 | 0 | 1936.5961 | yes |  | 0 | 0 | 0 | 1936.5961 | 0 | no | 0 | 0 | 0 | 1936.5961 | 0
| 15182.6808 | 0 | no | Surplus | yes |  | 0 | 0 | 0 | 2120.3606 | 0 | no | 0 | 0 | 0 | 2120.3606 | 4860 | no | 15182.6808 | 0 | 24300 |  |  | 0 |  |  | 0 | 0 | 0 | 0 | 0 |  | 0 | 0 | 0 | 0 | 0 | 15182.6808 | 17069.5357 | 12303.6311 | 0 | yes | Deficit |  |  | 0 | 0 | 0 | 0 | 0 |  | 0 | 0 | 0 | 0 | 3047.6221 | yes |  | 0 | 0 | 0 | 3047.6221 | 0 | no | 0 | 0 | 0 | 3047.6221 | 0
| 16891.7045 | 0 | yes | Deficit |  |  | 0 | 0 | 0 | 0 | 0 |  | 0 | 0 | 0 | 0 | 4860 | no |  | 0 | 24300 | no | 16891.7045 | 0 | no | no | 0 | 0 | 0 | 0 | 0 |  | 0 | 0 | 0 | 0 | 0 | 16891.7045 | 16174.9219 | 13688.5774 | 0 | yes | Deficit |  |  | 0 | 0 | 0 | 0 | 0 |  | 0 | 0 | 0 | 0 | 3871.2907 | yes |  | 0 | 0 | 0 | 3871.2907 | 0 | no | 0 | 0 | 0 | 3871.2907 | 0
| 16011.7693 | 0 | no | Surplus | yes |  | 0 | 0 | 0 | 879.9352 | 0 | no | 0 | 0 | 0 | 879.9352 | 4860 | no | 16011.7693 | 0 | 24300 |  |  | 0 |  |  | 0 | 0 | 0 | 0 | 0 |  | 0 | 0 | 0 | 0 | 0 | 16011.7693 | 17158.6807 | 12975.5019 | 0 | yes | Deficit |  |  | 0 | 0 | 0 | 0 | 0 |  | 0 | 0 | 0 | 0 | 3470.1033 | yes |  | 0 | 0 | 0 | 3470.1033 | 0 | no | 0 | 0 | 0 | 3470.1033 | 0
| 15314.2439 | 0 | no | Surplus | yes |  | 0 | 0 | 0 | 697.5254 | 0 | no | 0 | 0 | 0 | 697.5254 | 4860 | no | 15314.2439 | 0 | 24300 |  |  | 0 |  |  | 0 | 0 | 0 | 0 | 0 |  | 0 | 0 | 0 | 0 | 0 | 15314.2439 | 16530.0676 | 12410.2463 | 0 | yes | Deficit |  |  | 0 | 0 | 0 | 0 | 0 |  | 0 | 0 | 0 | 0 | 3554.5657 | yes |  | 0 | 0 | 0 | 3554.5657 | 0 | no | 0 | 0 | 0 | 3554.5657 | 0
| 17036.1825 | 0 | yes | Deficit |  |  | 0 | 0 | 0 | 0 | 0 |  | 0 | 0 | 0 | 0 | 4860 | no |  | 0 | 24300 | no | 17036.1825 | 0 | no | no | 0 | 0 | 0 | 0 | 0 |  | 0 | 0 | 0 | 0 | 0 | 17036.1825 | 15550.0112 | 13805.6584 | 0 | yes | Deficit |  |  | 0 | 0 | 0 | 0 | 0 |  | 0 | 0 | 0 | 0 | 3139.7649 | yes |  | 0 | 0 | 0 | 3139.7649 | 0 | no | 0 | 0 | 0 | 3139.7649 | 0
| 13486.9802 | 0 | no | Surplus | yes |  | 0 | 0 | 0 | 3549.2022 | 0 | no | 0 | 0 | 0 | 3549.2022 | 4860 | no | 13486.9802 | 0 | 24300 |  |  | 0 |  |  | 0 | 0 | 0 | 0 | 0 |  | 0 | 0 | 0 | 0 | 0 | 13486.9802 | 15525.8505 | 10929.4816 | 0 | yes | Deficit |  |  | 0 | 0 | 0 | 0 | 0 |  | 0 | 0 | 0 | 0 | 1720.1921 | yes |  | 0 | 0 | 0 | 1720.1921 | 0 | no | 0 | 0 | 0 | 1720.1921 | 0
| 13424.1849 | 0 | no | Surplus | yes |  | 0 | 0 | 0 | 62.7953 | 0 | no | 0 | 0 | 0 | 62.7953 | 4860 | no | 13424.1849 | 0 | 24300 |  |  | 0 |  |  | 0 | 0 | 0 | 0 | 0 |  | 0 | 0 | 0 | 0 | 0 | 13424.1849 | 14955.3818 | 10878.5939 | 0 | yes | Deficit |  |  | 0 | 0 | 0 | 0 | 0 |  | 0 | 0 | 0 | 0 | 4025.9002 | yes |  | 0 | 0 | 0 | 4025.9002 | 0 | no | 0 | 0 | 0 | 4025.9002 | 0
| 11738.524 | 0 | no | Surplus | yes |  | 0 | 0 | 0 | 1685.6609 | 0 | no | 0 | 0 | 0 | 1685.6609 | 4860 | no | 11738.524 | 0 | 24300 |  |  | 0 |  |  | 0 | 0 | 0 | 0 | 0 |  | 0 | 0 | 0 | 0 | 0 | 11738.524 | 13278.4441 | 9512.5802 | 0 | yes | Deficit |  |  | 0 | 0 | 0 | 0 | 0 |  | 0 | 0 | 0 | 0 | 2399.8502 | yes |  | 0 | 0 | 0 | 2399.8502 | 0 | no | 0 | 0 | 0 | 2399.8502 | 0
| 11900.7414 | 0 | yes | Deficit |  |  | 0 | 0 | 0 | 0 | 0 |  | 0 | 0 | 0 | 0 | 4860 | no |  | 0 | 23477.048 | no | 11900.7414 | 0 | no | no | 0 | 0 | 0 | 0 | 0 |  | 0 | 0 | 0 | 0 | 0 | 11900.7414 | 14529.7844 | 9644.0368 | 0 | yes | Deficit |  |  | 0 | 0 | 0 | 0 | 0 |  | 0 | 0 | 0 | 0 | 5017.2042 | yes |  | 0 | 0 | 0 | 5017.2042 | 0 | no | 0 | 0 | 0 | 5017.2042 | 0
| 13263.0204 | 0 | yes | Deficit |  |  | 0 | 0 | 0 | 0 | 0 |  | 0 | 0 | 0 | 0 | 4860 | no |  | 0 | 23801.4828 | no | 13263.0204 | 0 | no | no | 0 | 0 | 0 | 0 | 0 |  | 0 | 0 | 0 | 0 | 0 | 13263.0204 | 16790.9253 | 10747.9906 | 0 | yes | Deficit |  |  | 0 | 0 | 0 | 0 | 0 |  | 0 | 0 | 0 | 0 | 7146.8885 | yes |  | 0 | 0 | 0 | 7146.8885 | 0 | no | 0 | 0 | 0 | 7146.8885 | 0
| 13520.2214 | 0 | yes | Deficit |  |  | 0 | 0 | 0 | 0 | 0 |  | 0 | 0 | 0 | 0 | 4860 | no |  | 0 | 24300 | no | 13520.2214 | 0 | no | no | 0 | 0 | 0 | 0 | 0 |  | 0 | 0 | 0 | 0 | 0 | 13520.2214 | 15787.0876 | 10956.4193 | 0 | yes | Deficit |  |  | 0 | 0 | 0 | 0 | 0 |  | 0 | 0 | 0 | 0 | 5039.097 | yes |  | 0 | 0 | 0 | 5039.097 | 0 | no | 0 | 0 | 0 | 5039.097 | 0
| 13285.6952 | 0 | no | Surplus | yes |  | 0 | 0 | 0 | 234.5262 | 0 | no | 0 | 0 | 0 | 234.5262 | 4860 | no | 13285.6952 | 0 | 24300 |  |  | 0 |  |  | 0 | 0 | 0 | 0 | 0 |  | 0 | 0 | 0 | 0 | 0 | 13285.6952 | 14739.5076 | 10766.3657 | 0 | yes | Deficit |  |  | 0 | 0 | 0 | 0 | 0 |  | 0 | 0 | 0 | 0 | 3783.0882 | yes |  | 0 | 0 | 0 | 3783.0882 | 0 | no | 0 | 0 | 0 | 3783.0882 | 0
| 13498.7275 | 0 | yes | Deficit |  |  | 0 | 0 | 0 | 0 | 0 |  | 0 | 0 | 0 | 0 | 4860 | no |  | 0 | 24300 | no | 13498.7275 | 0 | no | no | 0 | 0 | 0 | 0 | 0 |  | 0 | 0 | 0 | 0 | 0 | 13498.7275 | 14755.8011 | 10939.0012 | 0 | yes | Deficit |  |  | 0 | 0 | 0 | 0 | 0 |  | 0 | 0 | 0 | 0 | 3989.4354 | yes |  | 0 | 0 | 0 | 3989.4354 | 0 | no | 0 | 0 | 0 | 3989.4354 | 0
| 13270.6663 | 0 | no | Surplus | yes |  | 0 | 0 | 0 | 228.0612 | 0 | no | 0 | 0 | 0 | 228.0612 | 4860 | no | 13270.6663 | 0 | 24300 |  |  | 0 |  |  | 0 | 0 | 0 | 0 | 0 |  | 0 | 0 | 0 | 0 | 0 | 13270.6663 | 14308.6525 | 10754.1867 | 0 | yes | Deficit |  |  | 0 | 0 | 0 | 0 | 0 |  | 0 | 0 | 0 | 0 | 3369.6512 | yes |  | 0 | 0 | 0 | 3369.6512 | 0 | no | 0 | 0 | 0 | 3369.6512 | 0
| 14700.2786 | 0 | yes | Deficit |  |  | 0 | 0 | 0 | 0 | 0 |  | 0 | 0 | 0 | 0 | 4860 | no |  | 0 | 24300 | no | 14700.2786 | 0 | no | no | 0 | 0 | 0 | 0 | 0 |  | 0 | 0 | 0 | 0 | 0 | 14700.2786 | 15862.1456 | 11912.7055 | 0 | yes | Deficit |  |  | 0 | 0 | 0 | 0 | 0 |  | 0 | 0 | 0 | 0 | 5107.9589 | yes |  | 0 | 0 | 0 | 5107.9589 | 0 | no | 0 | 0 | 0 | 5107.9589 | 0
| 13187.8709 | 0 | no | Surplus | yes |  | 0 | 0 | 0 | 1512.4077 | 0 | no | 0 | 0 | 0 | 1512.4077 | 4860 | no | 13187.8709 | 0 | 24300 |  |  | 0 |  |  | 0 | 0 | 0 | 0 | 0 |  | 0 | 0 | 0 | 0 | 0 | 13187.8709 | 15877.5165 | 10687.0915 | 0 | yes | Deficit |  |  | 0 | 0 | 0 | 0 | 0 |  | 0 | 0 | 0 | 0 | 3964.811 | yes |  | 0 | 0 | 0 | 3964.811 | 0 | no | 0 | 0 | 0 | 3964.811 | 0
| 12544.4604 | 0 | no | Surplus | yes |  | 0 | 0 | 0 | 643.4105 | 0 | no | 0 | 0 | 0 | 643.4105 | 4860 | no | 12544.4604 | 0 | 24300 |  |  | 0 |  |  | 0 | 0 | 0 | 0 | 0 |  | 0 | 0 | 0 | 0 | 0 | 12544.4604 | 15716.3647 | 10165.6892 | 0 | yes | Deficit |  |  | 0 | 0 | 0 | 0 | 0 |  | 0 | 0 | 0 | 0 | 5029.2732 | yes |  | 0 | 0 | 0 | 5029.2732 | 0 | no | 0 | 0 | 0 | 5029.2732 | 0
| 13157.9886 | 0 | yes | Deficit |  |  | 0 | 0 | 0 | 0 | 0 |  | 0 | 0 | 0 | 0 | 4860 | no |  | 0 | 24300 | no | 13157.9886 | 0 | no | no | 0 | 0 | 0 | 0 | 0 |  | 0 | 0 | 0 | 0 | 0 | 13157.9886 | 15963.2177 | 10662.8757 | 0 | yes | Deficit |  |  | 0 | 0 | 0 | 0 | 0 |  | 0 | 0 | 0 | 0 | 5797.5285 | yes |  | 0 | 0 | 0 | 5797.5285 | 0 | no | 0 | 0 | 0 | 5797.5285 | 0
| 14985.9783 | 0 | yes | Deficit |  |  | 0 | 0 | 0 | 0 | 0 |  | 0 | 0 | 0 | 0 | 4860 | no |  | 0 | 24300 | no | 14985.9783 | 0 | no | no | 0 | 0 | 0 | 0 | 0 |  | 0 | 0 | 0 | 0 | 0 | 14985.9783 | 16147.7766 | 12144.2288 | 0 | yes | Deficit |  |  | 0 | 0 | 0 | 0 | 0 |  | 0 | 0 | 0 | 0 | 5484.9009 | yes |  | 0 | 0 | 0 | 5484.9009 | 0 | no | 0 | 0 | 0 | 5484.9009 | 0
| 14101.4927 | 0 | no | Surplus | yes |  | 0 | 0 | 0 | 884.4856 | 0 | no | 0 | 0 | 0 | 884.4856 | 4860 | no | 14101.4927 | 0 | 24300 |  |  | 0 |  |  | 0 | 0 | 0 | 0 | 0 |  | 0 | 0 | 0 | 0 | 0 | 14101.4927 | 16059.3231 | 11427.4657 | 0 | yes | Deficit |  |  | 0 | 0 | 0 | 0 | 0 |  | 0 | 0 | 0 | 0 | 3915.0943 | yes |  | 0 | 0 | 0 | 3915.0943 | 0 | no | 0 | 0 | 0 | 3915.0943 | 0
| 14099.6289 | 0 | no | Surplus | yes |  | 0 | 0 | 0 | 1.8638 | 0 | no | 0 | 0 | 0 | 1.8638 | 4860 | no | 14099.6289 | 0 | 24300 |  |  | 0 |  |  | 0 | 0 | 0 | 0 | 0 |  | 0 | 0 | 0 | 0 | 0 | 14099.6289 | 15691.8881 | 11425.9553 | 0 | yes | Deficit |  |  | 0 | 0 | 0 | 0 | 0 |  | 0 | 0 | 0 | 0 | 4264.4224 | yes |  | 0 | 0 | 0 | 4264.4224 | 0 | no | 0 | 0 | 0 | 4264.4224 | 0
| 13726.1311 | 0 | no | Surplus | yes |  | 0 | 0 | 0 | 373.4977 | 0 | no | 0 | 0 | 0 | 373.4977 | 4860 | no | 13726.1311 | 0 | 24300 |  |  | 0 |  |  | 0 | 0 | 0 | 0 | 0 |  | 0 | 0 | 0 | 0 | 0 | 13726.1311 | 16485.2215 | 11123.2829 | 0 | yes | Deficit |  |  | 0 | 0 | 0 | 0 | 0 |  | 0 | 0 | 0 | 0 | 5059.2662 | yes |  | 0 | 0 | 0 | 5059.2662 | 0 | no | 0 | 0 | 0 | 5059.2662 | 0
| 12862.8954 | 0 | no | Surplus | yes |  | 0 | 0 | 0 | 863.2357 | 0 | no | 0 | 0 | 0 | 863.2357 | 4860 | no | 12862.8954 | 0 | 24300 |  |  | 0 |  |  | 0 | 0 | 0 | 0 | 0 |  | 0 | 0 | 0 | 0 | 0 | 12862.8954 | 16802.5869 | 10423.7402 | 0 | yes | Deficit |  |  | 0 | 0 | 0 | 0 | 0 |  | 0 | 0 | 0 | 0 | 5679.304 | yes |  | 0 | 0 | 0 | 5679.304 | 0 | no | 0 | 0 | 0 | 5679.304 | 0
| 14837.6276 | 0 | yes | Deficit |  |  | 0 | 0 | 0 | 0 | 0 |  | 0 | 0 | 0 | 0 | 4860 | no |  | 0 | 24300 | no | 14837.6276 | 0 | no | no | 0 | 0 | 0 | 0 | 0 |  | 0 | 0 | 0 | 0 | 0 | 14837.6276 | 16738.2574 | 12024.0094 | 0 | yes | Deficit |  |  | 0 | 0 | 0 | 0 | 0 |  | 0 | 0 | 0 | 0 | 6314.5172 | yes |  | 0 | 0 | 0 | 6314.5172 | 0 | no | 0 | 0 | 0 | 6314.5172 | 0
| 12571.3991 | 0 | no | Surplus | yes |  | 0 | 0 | 0 | 2266.2284 | 0 | no | 0 | 0 | 0 | 2266.2284 | 4860 | no | 12571.3991 | 0 | 24300 |  |  | 0 |  |  | 0 | 0 | 0 | 0 | 0 |  | 0 | 0 | 0 | 0 | 0 | 12571.3991 | 16429.3698 | 10187.5196 | 0 | yes | Deficit |  |  | 0 | 0 | 0 | 0 | 0 |  | 0 | 0 | 0 | 0 | 4405.3605 | yes |  | 0 | 0 | 0 | 4405.3605 | 0 | no | 0 | 0 | 0 | 4405.3605 | 0
| 16885.3909 | 0 | yes | Deficit |  |  | 0 | 0 | 0 | 0 | 0 |  | 0 | 0 | 0 | 0 | 4860 | no |  | 0 | 24300 | no | 16885.3909 | 0 | no | no | 0 | 0 | 0 | 0 | 0 |  | 0 | 0 | 0 | 0 | 0 | 16885.3909 | 15865.2068 | 13683.461 | 0 | yes | Deficit |  |  | 0 | 0 | 0 | 0 | 0 |  | 0 | 0 | 0 | 0 | 5677.6872 | yes |  | 0 | 0 | 0 | 5677.6872 | 0 | no | 0 | 0 | 0 | 5677.6872 | 0
| 18204.2636 | 0 | yes | Deficit |  |  | 0 | 0 | 0 | 0 | 0 |  | 0 | 0 | 0 | 0 | 4860 | no |  | 0 | 24300 | no | 18204.2636 | 0 | no | no | 0 | 0 | 0 | 0 | 0 |  | 0 | 0 | 0 | 0 | 0 | 18204.2636 | 15966.876 | 14752.2396 | 0 | yes | Deficit |  |  | 0 | 0 | 0 | 0 | 0 |  | 0 | 0 | 0 | 0 | 2283.415 | yes |  | 0 | 0 | 0 | 2283.415 | 0 | no | 0 | 0 | 0 | 2283.415 | 0
| 16795.0813 | 0 | no | Surplus | yes |  | 0 | 0 | 0 | 1409.1823 | 0 | no | 0 | 0 | 0 | 1409.1823 | 4860 | no | 16795.0813 | 0 | 24300 |  |  | 0 |  |  | 0 | 0 | 0 | 0 | 0 |  | 0 | 0 | 0 | 0 | 0 | 16795.0813 | 17264.7722 | 13610.2766 | 0 | yes | Deficit |  |  | 0 | 0 | 0 | 0 | 0 |  | 0 | 0 | 0 | 0 | 2512.5326 | yes |  | 0 | 0 | 0 | 2512.5326 | 0 | no | 0 | 0 | 0 | 2512.5326 | 0
| 16960.465 | 0 | yes | Deficit |  |  | 0 | 0 | 0 | 0 | 0 |  | 0 | 0 | 0 | 0 | 4860 | no |  | 0 | 24300 | no | 16960.465 | 0 | no | no | 0 | 0 | 0 | 0 | 0 |  | 0 | 0 | 0 | 0 | 0 | 16960.465 | 17777.4801 | 13744.2991 | 0 | yes | Deficit |  |  | 0 | 0 | 0 | 0 | 0 |  | 0 | 0 | 0 | 0 | 4167.2035 | yes |  | 0 | 0 | 0 | 4167.2035 | 0 | no | 0 | 0 | 0 | 4167.2035 | 0
| 17746.6176 | 0 | yes | Deficit |  |  | 0 | 0 | 0 | 0 | 0 |  | 0 | 0 | 0 | 0 | 4860 | no |  | 0 | 24300 | no | 17746.6176 | 0 | no | no | 0 | 0 | 0 | 0 | 0 |  | 0 | 0 | 0 | 0 | 0 | 17746.6176 | 17101.9209 | 14381.3757 | 0 | yes | Deficit |  |  | 0 | 0 | 0 | 0 | 0 |  | 0 | 0 | 0 | 0 | 3357.6218 | yes |  | 0 | 0 | 0 | 3357.6218 | 0 | no | 0 | 0 | 0 | 3357.6218 | 0
| 16863.9562 | 0 | no | Surplus | yes |  | 0 | 0 | 0 | 882.6615 | 0 | no | 0 | 0 | 0 | 882.6615 | 4860 | no | 16863.9562 | 0 | 24300 |  |  | 0 |  |  | 0 | 0 | 0 | 0 | 0 |  | 0 | 0 | 0 | 0 | 0 | 16863.9562 | 17147.2865 | 13666.0909 | 0 | yes | Deficit |  |  | 0 | 0 | 0 | 0 | 0 |  | 0 | 0 | 0 | 0 | 2765.9108 | yes |  | 0 | 0 | 0 | 2765.9108 | 0 | no | 0 | 0 | 0 | 2765.9108 | 0
| 18613.9132 | 0 | yes | Deficit |  |  | 0 | 0 | 0 | 0 | 0 |  | 0 | 0 | 0 | 0 | 4860 | no |  | 0 | 24300 | no | 18613.9132 | 0 | no | no | 0 | 0 | 0 | 0 | 0 |  | 0 | 0 | 0 | 0 | 0 | 18613.9132 | 17168.9831 | 15084.2084 | 0 | yes | Deficit |  |  | 0 | 0 | 0 | 0 | 0 |  | 0 | 0 | 0 | 0 | 3502.8922 | yes |  | 0 | 0 | 0 | 3502.8922 | 0 | no | 0 | 0 | 0 | 3502.8922 | 0
| 17391.5511 | 0 | no | Surplus | yes |  | 0 | 0 | 0 | 1222.3621 | 0 | no | 0 | 0 | 0 | 1222.3621 | 4860 | no | 17391.5511 | 0 | 24300 |  |  | 0 |  |  | 0 | 0 | 0 | 0 | 0 |  | 0 | 0 | 0 | 0 | 0 | 17391.5511 | 17371.0955 | 14093.6395 | 0 | yes | Deficit |  |  | 0 | 0 | 0 | 0 | 0 |  | 0 | 0 | 0 | 0 | 2286.8871 | yes |  | 0 | 0 | 0 | 2286.8871 | 0 | no | 0 | 0 | 0 | 2286.8871 | 0
| 18344.9725 | 0 | yes | Deficit |  |  | 0 | 0 | 0 | 0 | 0 |  | 0 | 0 | 0 | 0 | 4860 | no |  | 0 | 24300 | no | 18344.9725 | 0 | no | no | 0 | 0 | 0 | 0 | 0 |  | 0 | 0 | 0 | 0 | 0 | 18344.9725 | 17536.9181 | 14866.2662 | 0 | yes | Deficit |  |  | 0 | 0 | 0 | 0 | 0 |  | 0 | 0 | 0 | 0 | 3443.2786 | yes |  | 0 | 0 | 0 | 3443.2786 | 0 | no | 0 | 0 | 0 | 3443.2786 | 0
| 22392.8928 | 0 | yes | Deficit |  |  | 0 | 0 | 0 | 0 | 0 |  | 0 | 0 | 0 | 0 | 4860 | no |  | 0 | 24300 | no | 22392.8928 | 0 | no | no | 0 | 0 | 0 | 0 | 0 |  | 0 | 0 | 0 | 0 | 0 | 22392.8928 | 16580.3342 | 18146.5906 | 0 | yes | Deficit |  |  | 0 | 0 | 0 | 0 | 0 |  | 0 | 0 | 0 | 0 | 1714.068 | yes |  | 0 | 0 | 0 | 1714.068 | 0 | no | 0 | 0 | 0 | 1714.068 | 0
| 18847.4249 | 0 | no | Surplus | yes |  | 0 | 0 | 0 | 3545.4679 | 0 | no | 0 | 0 | 0 | 3545.4679 | 4860 | no | 18847.4249 | 0 | 24300 |  |  | 0 |  |  | 0 | 0 | 0 | 0 | 0 |  | 0 | 0 | 0 | 0 | 0 | 18847.4249 | 15629.5592 | 15273.4399 | 0 | no | Surplus | yes |  | 0 | 0 | 0 | 2517.0314 | 0 | no | 0 | 0 | 0 | 2517.0314 | 0 |  |  | 0 | 0 | 0 | 0 | 0 |  | 0 | 0 | 0 | 0 | 0
| 19095.9315 | 0 | yes | Deficit |  |  | 0 | 0 | 0 | 0 | 0 |  | 0 | 0 | 0 | 0 | 4860 | no |  | 0 | 24300 | no | 19095.9315 | 0 | no | no | 0 | 0 | 0 | 0 | 0 |  | 0 | 0 | 0 | 0 | 0 | 19095.9315 | 15321.432 | 15474.823 | 0 | yes | Deficit |  |  | 0 | 0 | 0 | 0 | 0 |  | 0 | 0 | 0 | 0 | 47.992 | yes |  | 0 | 0 | 0 | 47.992 | 0 | no | 0 | 0 | 0 | 47.992 | 0
| 17669.0668 | 0 | no | Surplus | yes |  | 0 | 0 | 0 | 1426.8647 | 0 | no | 0 | 0 | 0 | 1426.8647 | 4860 | no | 17669.0668 | 0 | 24300 |  |  | 0 |  |  | 0 | 0 | 0 | 0 | 0 |  | 0 | 0 | 0 | 0 | 0 | 17669.0668 | 14813.6019 | 14318.5307 | 0 | no | Surplus | yes |  | 0 | 0 | 0 | 661.2211 | 0 | no | 0 | 0 | 0 | 661.2211 | 0 |  |  | 0 | 0 | 0 | 0 | 0 |  | 0 | 0 | 0 | 0 | 0
| 17667.3361 | 0 | no | Surplus | yes |  | 0 | 0 | 0 | 1.7308 | 0 | no | 0 | 0 | 0 | 1.7308 | 4860 | no | 17667.3361 | 0 | 24300 |  |  | 0 |  |  | 0 | 0 | 0 | 0 | 0 |  | 0 | 0 | 0 | 0 | 0 | 17667.3361 | 14828.3758 | 14317.1281 | 0 | yes | Deficit |  |  | 0 | 0 | 0 | 0 | 0 |  | 0 | 0 | 0 | 0 | 509.8452 | yes |  | 0 | 0 | 0 | 509.8452 | 0 | no | 0 | 0 | 0 | 509.8452 | 0
| 19521.3154 | 0 | yes | Deficit |  |  | 0 | 0 | 0 | 0 | 0 |  | 0 | 0 | 0 | 0 | 4860 | no |  | 0 | 24300 | no | 19521.3154 | 0 | no | no | 0 | 0 | 0 | 0 | 0 |  | 0 | 0 | 0 | 0 | 0 | 19521.3154 | 16022.2901 | 15819.5424 | 0 | yes | Deficit |  |  | 0 | 0 | 0 | 0 | 0 |  | 0 | 0 | 0 | 0 | 1705.162 | yes |  | 0 | 0 | 0 | 1705.162 | 0 | no | 0 | 0 | 0 | 1705.162 | 0
| 20449.0578 | 0 | yes | Deficit |  |  | 0 | 0 | 0 | 0 | 0 |  | 0 | 0 | 0 | 0 | 4860 | no |  | 0 | 24300 | no | 20449.0578 | 0 | no | no | 0 | 0 | 0 | 0 | 0 |  | 0 | 0 | 0 | 0 | 0 | 20449.0578 | 14573.34 | 16571.3596 | 0 | no | Surplus | yes |  | 0 | 0 | 0 | 1246.2025 | 0 | no | 0 | 0 | 0 | 1246.2025 | 0 |  |  | 0 | 0 | 0 | 0 | 0 |  | 0 | 0 | 0 | 0 | 0
| 19046.7855 | 0 | no | Surplus | yes |  | 0 | 0 | 0 | 1402.2723 | 0 | no | 0 | 0 | 0 | 1402.2723 | 4860 | no | 19046.7855 | 0 | 24300 |  |  | 0 |  |  | 0 | 0 | 0 | 0 | 0 |  | 0 | 0 | 0 | 0 | 0 | 19046.7855 | 15055.8709 | 15434.9964 | 0 | no | Surplus | yes |  | 0 | 0 | 0 | 1515.4887 | 0 | no | 0 | 0 | 0 | 1515.4887 | 0 |  |  | 0 | 0 | 0 | 0 | 0 |  | 0 | 0 | 0 | 0 | 0
| 20868.8113 | 0 | yes | Deficit |  |  | 0 | 0 | 0 | 0 | 0 |  | 0 | 0 | 0 | 0 | 4860 | no |  | 0 | 24300 | no | 20868.8113 | 0 | no | no | 0 | 0 | 0 | 0 | 0 |  | 0 | 0 | 0 | 0 | 0 | 20868.8113 | 15323.4716 | 16911.5165 | 0 | no | Surplus | yes |  | 0 | 0 | 0 | 111.5247 | 0 | no | 0 | 0 | 0 | 111.5247 | 0 |  |  | 0 | 0 | 0 | 0 | 0 |  | 0 | 0 | 0 | 0 | 0
| 18036.7355 | 0 | no | Surplus | yes |  | 0 | 0 | 0 | 2832.0758 | 0 | no | 0 | 0 | 0 | 2832.0758 | 4860 | no | 18036.7355 | 0 | 24300 |  |  | 0 |  |  | 0 | 0 | 0 | 0 | 0 |  | 0 | 0 | 0 | 0 | 0 | 18036.7355 | 16035.1544 | 14616.4793 | 0 | no | Surplus | yes |  | 0 | 0 | 0 | 876.362 | 0 | no | 0 | 0 | 0 | 876.362 | 0 |  |  | 0 | 0 | 0 | 0 | 0 |  | 0 | 0 | 0 | 0 | 0
| 17325.9607 | 0 | no | Surplus | yes |  | 0 | 0 | 0 | 710.7748 | 0 | no | 0 | 0 | 0 | 710.7748 | 4860 | no | 17325.9607 | 0 | 24300 |  |  | 0 |  |  | 0 | 0 | 0 | 0 | 0 |  | 0 | 0 | 0 | 0 | 0 | 17325.9607 | 17084.1502 | 14040.4868 | 0 | yes | Deficit |  |  | 0 | 0 | 0 | 0 | 0 |  | 0 | 0 | 0 | 0 | 2467.6709 | yes |  | 0 | 0 | 0 | 2467.6709 | 0 | no | 0 | 0 | 0 | 2467.6709 | 0
| 17975.9716 | 0 | yes | Deficit |  |  | 0 | 0 | 0 | 0 | 0 |  | 0 | 0 | 0 | 0 | 4860 | no |  | 0 | 24300 | no | 17975.9716 | 0 | no | no | 0 | 0 | 0 | 0 | 0 |  | 0 | 0 | 0 | 0 | 0 | 17975.9716 | 17461.6646 | 14567.2379 | 0 | yes | Deficit |  |  | 0 | 0 | 0 | 0 | 0 |  | 0 | 0 | 0 | 0 | 3421.1778 | yes |  | 0 | 0 | 0 | 3421.1778 | 0 | no | 0 | 0 | 0 | 3421.1778 | 0
| 21157.479 | 0 | yes | Deficit |  |  | 0 | 0 | 0 | 0 | 0 |  | 0 | 0 | 0 | 0 | 4860 | no |  | 0 | 24300 | no | 21157.479 | 0 | no | no | 0 | 0 | 0 | 0 | 0 |  | 0 | 0 | 0 | 0 | 0 | 21157.479 | 16929.3886 | 17145.4449 | 0 | yes | Deficit |  |  | 0 | 0 | 0 | 0 | 0 |  | 0 | 0 | 0 | 0 | 2362.1507 | yes |  | 0 | 0 | 0 | 2362.1507 | 0 | no | 0 | 0 | 0 | 2362.1507 | 0
| 21187.9955 | 0 | yes | Deficit |  |  | 0 | 0 | 0 | 0 | 0 |  | 0 | 0 | 0 | 0 | 4860 | no |  | 0 | 24300 | no | 21187.9955 | 0 | no | no | 0 | 0 | 0 | 0 | 0 |  | 0 | 0 | 0 | 0 | 0 | 21187.9955 | 17670.0333 | 17170.1746 | 0 | yes | Deficit |  |  | 0 | 0 | 0 | 0 | 0 |  | 0 | 0 | 0 | 0 | 524.5884 | yes |  | 0 | 0 | 0 | 524.5884 | 0 | no | 0 | 0 | 0 | 524.5884 | 0
| 19853.0926 | 0 | no | Surplus | yes |  | 0 | 0 | 0 | 1334.9029 | 0 | no | 0 | 0 | 0 | 1334.9029 | 4860 | no | 19853.0926 | 0 | 24300 |  |  | 0 |  |  | 0 | 0 | 0 | 0 | 0 |  | 0 | 0 | 0 | 0 | 0 | 19853.0926 | 17509.9425 | 16088.4056 | 0 | yes | Deficit |  |  | 0 | 0 | 0 | 0 | 0 |  | 0 | 0 | 0 | 0 | 339.7678 | yes |  | 0 | 0 | 0 | 339.7678 | 0 | no | 0 | 0 | 0 | 339.7678 | 0
| 20433.7524 | 0 | yes | Deficit |  |  | 0 | 0 | 0 | 0 | 0 |  | 0 | 0 | 0 | 0 | 4860 | no |  | 0 | 24300 | no | 20433.7524 | 0 | no | no | 0 | 0 | 0 | 0 | 0 |  | 0 | 0 | 0 | 0 | 0 | 20433.7524 | 16603.3398 | 16558.9566 | 0 | yes | Deficit |  |  | 0 | 0 | 0 | 0 | 0 |  | 0 | 0 | 0 | 0 | 514.9342 | yes |  | 0 | 0 | 0 | 514.9342 | 0 | no | 0 | 0 | 0 | 514.9342 | 0
| 20079.0464 | 0 | no | Surplus | yes |  | 0 | 0 | 0 | 354.706 | 0 | no | 0 | 0 | 0 | 354.706 | 4860 | no | 20079.0464 | 0 | 24300 |  |  | 0 |  |  | 0 | 0 | 0 | 0 | 0 |  | 0 | 0 | 0 | 0 | 0 | 20079.0464 | 16595.2404 | 16271.5125 | 0 | yes | Deficit |  |  | 0 | 0 | 0 | 0 | 0 |  | 0 | 0 | 0 | 0 | 36.2838 | yes |  | 0 | 0 | 0 | 36.2838 | 0 | no | 0 | 0 | 0 | 36.2838 | 0
| 18972.9604 | 0 | no | Surplus | yes |  | 0 | 0 | 0 | 1106.086 | 0 | no | 0 | 0 | 0 | 1106.086 | 4860 | no | 18972.9604 | 0 | 24300 |  |  | 0 |  |  | 0 | 0 | 0 | 0 | 0 |  | 0 | 0 | 0 | 0 | 0 | 18972.9604 | 15473.2907 | 15375.1705 | 0 | no | Surplus | yes |  | 0 | 0 | 0 | 798.2218 | 0 | no | 0 | 0 | 0 | 798.2218 | 0 |  |  | 0 | 0 | 0 | 0 | 0 |  | 0 | 0 | 0 | 0 | 0
| 21292.4084 | 0 | yes | Deficit |  |  | 0 | 0 | 0 | 0 | 0 |  | 0 | 0 | 0 | 0 | 4860 | no |  | 0 | 24300 | no | 21292.4084 | 0 | no | no | 0 | 0 | 0 | 0 | 0 |  | 0 | 0 | 0 | 0 | 0 | 21292.4084 | 13902.633 | 17254.788 | 0 | no | Surplus | yes |  | 0 | 0 | 0 | 1472.5375 | 0 | no | 0 | 0 | 0 | 1472.5375 | 0 |  |  | 0 | 0 | 0 | 0 | 0 |  | 0 | 0 | 0 | 0 | 0
| 20995.745 | 0 | no | Surplus | yes |  | 0 | 0 | 0 | 296.6633 | 0 | no | 0 | 0 | 0 | 296.6633 | 4860 | no | 20995.745 | 0 | 24300 |  |  | 0 |  |  | 0 | 0 | 0 | 0 | 0 |  | 0 | 0 | 0 | 0 | 0 | 20995.745 | 14741.1907 | 17014.3801 | 0 | no | Surplus | yes |  | 0 | 0 | 0 | 2513.5973 | 0 | no | 0 | 0 | 0 | 2513.5973 | 0 |  |  | 0 | 0 | 0 | 0 | 0 |  | 0 | 0 | 0 | 0 | 0
| 20348.2553 | 0 | no | Surplus | yes |  | 0 | 0 | 0 | 647.4897 | 0 | no | 0 | 0 | 0 | 647.4897 | 4860 | no | 20348.2553 | 0 | 24300 |  |  | 0 |  |  | 0 | 0 | 0 | 0 | 0 |  | 0 | 0 | 0 | 0 | 0 | 20348.2553 | 15109.5928 | 16489.6721 | 0 | no | Surplus | yes |  | 0 | 0 | 0 | 1904.7873 | 0 | no | 0 | 0 | 0 | 1904.7873 | 0 |  |  | 0 | 0 | 0 | 0 | 0 |  | 0 | 0 | 0 | 0 | 0
| 18902.9623 | 0 | no | Surplus | yes |  | 0 | 0 | 0 | 1445.293 | 0 | no | 0 | 0 | 0 | 1445.293 | 4860 | no | 18902.9623 | 0 | 24300 |  |  | 0 |  |  | 0 | 0 | 0 | 0 | 0 |  | 0 | 0 | 0 | 0 | 0 | 18902.9623 | 16091.3188 | 15318.4459 | 0 | no | Surplus | yes |  | 0 | 0 | 0 | 398.3532 | 0 | no | 0 | 0 | 0 | 398.3532 | 0 |  |  | 0 | 0 | 0 | 0 | 0 |  | 0 | 0 | 0 | 0 | 0
| 18292.1512 | 0 | no | Surplus | yes |  | 0 | 0 | 0 | 610.8111 | 0 | no | 0 | 0 | 0 | 610.8111 | 4860 | no | 18292.1512 | 0 | 24300 |  |  | 0 |  |  | 0 | 0 | 0 | 0 | 0 |  | 0 | 0 | 0 | 0 | 0 | 18292.1512 | 16922.2851 | 14823.4613 | 0 | yes | Deficit |  |  | 0 | 0 | 0 | 0 | 0 |  | 0 | 0 | 0 | 0 | 1603.8391 | yes |  | 0 | 0 | 0 | 1603.8391 | 0 | no | 0 | 0 | 0 | 1603.8391 | 0
| 18791.8101 | 0 | yes | Deficit |  |  | 0 | 0 | 0 | 0 | 0 |  | 0 | 0 | 0 | 0 | 4860 | no |  | 0 | 24300 | no | 18791.8101 | 0 | no | no | 0 | 0 | 0 | 0 | 0 |  | 0 | 0 | 0 | 0 | 0 | 18791.8101 | 14296.7912 | 15228.3712 | 0 | no | Surplus | yes |  | 0 | 0 | 0 | 526.6701 | 0 | no | 0 | 0 | 0 | 526.6701 | 0 |  |  | 0 | 0 | 0 | 0 | 0 |  | 0 | 0 | 0 | 0 | 0
| 17955.7643 | 0 | no | Surplus | yes |  | 0 | 0 | 0 | 836.0458 | 0 | no | 0 | 0 | 0 | 836.0458 | 4860 | no | 17955.7643 | 0 | 24300 |  |  | 0 |  |  | 0 | 0 | 0 | 0 | 0 |  | 0 | 0 | 0 | 0 | 0 | 17955.7643 | 12563.802 | 14550.8625 | 0 | no | Surplus | yes |  | 0 | 0 | 0 | 2664.5692 | 0 | no | 0 | 0 | 0 | 2664.5692 | 0 |  |  | 0 | 0 | 0 | 0 | 0 |  | 0 | 0 | 0 | 0 | 0
| 20553.1752 | 0 | yes | Deficit |  |  | 0 | 0 | 0 | 0 | 0 |  | 0 | 0 | 0 | 0 | 4860 | no |  | 0 | 24300 | no | 20553.1752 | 0 | no | no | 0 | 0 | 0 | 0 | 0 |  | 0 | 0 | 0 | 0 | 0 | 20553.1752 | 12401.6535 | 16655.7335 | 0 | no | Surplus | yes |  | 0 | 0 | 0 | 2149.209 | 0 | no | 0 | 0 | 0 | 2149.209 | 0 |  |  | 0 | 0 | 0 | 0 | 0 |  | 0 | 0 | 0 | 0 | 0
| 15330.6415 | 0 | no | Surplus | yes |  | 0 | 0 | 0 | 5222.5337 | 0 | no | 0 | 0 | 0 | 5222.5337 | 4860 | no | 15330.6415 | 0 | 24300 |  |  | 0 |  |  | 0 | 0 | 0 | 0 | 0 |  | 0 | 0 | 0 | 0 | 0 | 15330.6415 | 13265.3519 | 12423.5344 | 0 | no | Surplus | yes |  | 0 | 0 | 0 | 3390.3816 | 0 | no | 0 | 0 | 0 | 3390.3816 | 0 |  |  | 0 | 0 | 0 | 0 | 0 |  | 0 | 0 | 0 | 0 | 0
| 16050.1081 | 0 | yes | Deficit |  |  | 0 | 0 | 0 | 0 | 0 |  | 0 | 0 | 0 | 0 | 4860 | no |  | 0 | 24300 | no | 16050.1081 | 0 | no | no | 0 | 0 | 0 | 0 | 0 |  | 0 | 0 | 0 | 0 | 0 | 16050.1081 | 13793.261 | 13006.5705 | 0 | yes | Deficit |  |  | 0 | 0 | 0 | 0 | 0 |  | 0 | 0 | 0 | 0 | 1369.7266 | yes |  | 0 | 0 | 0 | 1369.7266 | 0 | no | 0 | 0 | 0 | 1369.7266 | 0
| 15983.8059 | 0 | no | Surplus | yes |  | 0 | 0 | 0 | 66.3021 | 0 | no | 0 | 0 | 0 | 66.3021 | 4860 | no | 15983.8059 | 0 | 24300 |  |  | 0 |  |  | 0 | 0 | 0 | 0 | 0 |  | 0 | 0 | 0 | 0 | 0 | 15983.8059 | 13338.8393 | 12952.8411 | 0 | yes | Deficit |  |  | 0 | 0 | 0 | 0 | 0 |  | 0 | 0 | 0 | 0 | 332.2688 | yes |  | 0 | 0 | 0 | 332.2688 | 0 | no | 0 | 0 | 0 | 332.2688 | 0
| 14788.8967 | 0 | no | Surplus | yes |  | 0 | 0 | 0 | 1194.9093 | 0 | no | 0 | 0 | 0 | 1194.9093 | 4860 | no | 14788.8967 | 0 | 24300 |  |  | 0 |  |  | 0 | 0 | 0 | 0 | 0 |  | 0 | 0 | 0 | 0 | 0 | 14788.8967 | 12703.9691 | 11984.5192 | 0 | no | Surplus | yes |  | 0 | 0 | 0 | 248.872 | 0 | no | 0 | 0 | 0 | 248.872 | 0 |  |  | 0 | 0 | 0 | 0 | 0 |  | 0 | 0 | 0 | 0 | 0
| 14966.5608 | 0 | yes | Deficit |  |  | 0 | 0 | 0 | 0 | 0 |  | 0 | 0 | 0 | 0 | 4860 | no |  | 0 | 24300 | no | 14966.5608 | 0 | no | no | 0 | 0 | 0 | 0 | 0 |  | 0 | 0 | 0 | 0 | 0 | 14966.5608 | 12878.2387 | 12128.4933 | 0 | yes | Deficit |  |  | 0 | 0 | 0 | 0 | 0 |  | 0 | 0 | 0 | 0 | 893.7195 | yes |  | 0 | 0 | 0 | 893.7195 | 0 | no | 0 | 0 | 0 | 893.7195 | 0
| 16539.1432 | 0 | yes | Deficit |  |  | 0 | 0 | 0 | 0 | 0 |  | 0 | 0 | 0 | 0 | 4860 | no |  | 0 | 24300 | no | 16539.1432 | 0 | no | no | 0 | 0 | 0 | 0 | 0 |  | 0 | 0 | 0 | 0 | 0 | 16539.1432 | 11709.7178 | 13402.8713 | 0 | no | Surplus | yes |  | 0 | 0 | 0 | 418.7756 | 0 | no | 0 | 0 | 0 | 418.7756 | 0 |  |  | 0 | 0 | 0 | 0 | 0 |  | 0 | 0 | 0 | 0 | 0
| 16834.9963 | 0 | yes | Deficit |  |  | 0 | 0 | 0 | 0 | 0 |  | 0 | 0 | 0 | 0 | 4860 | no |  | 0 | 24300 | no | 16834.9963 | 0 | no | no | 0 | 0 | 0 | 0 | 0 |  | 0 | 0 | 0 | 0 | 0 | 16834.9963 | 13503.1221 | 13642.6226 | 0 | yes | Deficit |  |  | 0 | 0 | 0 | 0 | 0 |  | 0 | 0 | 0 | 0 | 100.2507 | yes |  | 0 | 0 | 0 | 100.2507 | 0 | no | 0 | 0 | 0 | 100.2507 | 0
| 14963.8249 | 0 | no | Surplus | yes |  | 0 | 0 | 0 | 1871.1714 | 0 | no | 0 | 0 | 0 | 1871.1714 | 4860 | no | 14963.8249 | 0 | 24300 |  |  | 0 |  |  | 0 | 0 | 0 | 0 | 0 |  | 0 | 0 | 0 | 0 | 0 | 14963.8249 | 13840.1927 | 12126.2762 | 0 | yes | Deficit |  |  | 0 | 0 | 0 | 0 | 0 |  | 0 | 0 | 0 | 0 | 197.5701 | yes |  | 0 | 0 | 0 | 197.5701 | 0 | no | 0 | 0 | 0 | 197.5701 | 0
| 14015.1207 | 0 | no | Surplus | yes |  | 0 | 0 | 0 | 948.7042 | 0 | no | 0 | 0 | 0 | 948.7042 | 4860 | no | 14015.1207 | 0 | 24300 |  |  | 0 |  |  | 0 | 0 | 0 | 0 | 0 |  | 0 | 0 | 0 | 0 | 0 | 14015.1207 | 13393.2688 | 11357.4722 | 0 | yes | Deficit |  |  | 0 | 0 | 0 | 0 | 0 |  | 0 | 0 | 0 | 0 | 1266.9925 | yes |  | 0 | 0 | 0 | 1266.9925 | 0 | no | 0 | 0 | 0 | 1266.9925 | 0
| 14998.5314 | 0 | yes | Deficit |  |  | 0 | 0 | 0 | 0 | 0 |  | 0 | 0 | 0 | 0 | 4860 | no |  | 0 | 24300 | no | 14998.5314 | 0 | no | no | 0 | 0 | 0 | 0 | 0 |  | 0 | 0 | 0 | 0 | 0 | 14998.5314 | 13658.6426 | 12154.4015 | 0 | yes | Deficit |  |  | 0 | 0 | 0 | 0 | 0 |  | 0 | 0 | 0 | 0 | 2301.1704 | yes |  | 0 | 0 | 0 | 2301.1704 | 0 | no | 0 | 0 | 0 | 2301.1704 | 0
| 14281.802 | 0 | no | Surplus | yes |  | 0 | 0 | 0 | 716.7294 | 0 | no | 0 | 0 | 0 | 716.7294 | 4860 | no | 14281.802 | 0 | 24300 |  |  | 0 |  |  | 0 | 0 | 0 | 0 | 0 |  | 0 | 0 | 0 | 0 | 0 | 14281.802 | 13068.0315 | 11573.5835 | 0 | yes | Deficit |  |  | 0 | 0 | 0 | 0 | 0 |  | 0 | 0 | 0 | 0 | 913.63 | yes |  | 0 | 0 | 0 | 913.63 | 0 | no | 0 | 0 | 0 | 913.63 | 0
| 14152.616 | 0 | no | Surplus | yes |  | 0 | 0 | 0 | 129.186 | 0 | no | 0 | 0 | 0 | 129.186 | 4860 | no | 14152.616 | 0 | 24300 |  |  | 0 |  |  | 0 | 0 | 0 | 0 | 0 |  | 0 | 0 | 0 | 0 | 0 | 14152.616 | 13115.2522 | 11468.8946 | 0 | yes | Deficit |  |  | 0 | 0 | 0 | 0 | 0 |  | 0 | 0 | 0 | 0 | 1541.6687 | yes |  | 0 | 0 | 0 | 1541.6687 | 0 | no | 0 | 0 | 0 | 1541.6687 | 0
| 16118.9397 | 0 | yes | Deficit |  |  | 0 | 0 | 0 | 0 | 0 |  | 0 | 0 | 0 | 0 | 4860 | no |  | 0 | 24300 | no | 16118.9397 | 0 | no | no | 0 | 0 | 0 | 0 | 0 |  | 0 | 0 | 0 | 0 | 0 | 16118.9397 | 13547.1144 | 13062.3498 | 0 | yes | Deficit |  |  | 0 | 0 | 0 | 0 | 0 |  | 0 | 0 | 0 | 0 | 2078.2198 | yes |  | 0 | 0 | 0 | 2078.2198 | 0 | no | 0 | 0 | 0 | 2078.2198 | 0
| 14830.5841 | 0 | no | Surplus | yes |  | 0 | 0 | 0 | 1288.3556 | 0 | no | 0 | 0 | 0 | 1288.3556 | 4860 | no | 14830.5841 | 0 | 24300 |  |  | 0 |  |  | 0 | 0 | 0 | 0 | 0 |  | 0 | 0 | 0 | 0 | 0 | 14830.5841 | 12416.1656 | 12018.3016 | 0 | no | Surplus | yes |  | 0 | 0 | 0 | 646.1843 | 0 | no | 0 | 0 | 0 | 646.1843 | 0 |  |  | 0 | 0 | 0 | 0 | 0 |  | 0 | 0 | 0 | 0 | 0
| 15213.7719 | 0 | yes | Deficit |  |  | 0 | 0 | 0 | 0 | 0 |  | 0 | 0 | 0 | 0 | 4860 | no |  | 0 | 24300 | no | 15213.7719 | 0 | no | no | 0 | 0 | 0 | 0 | 0 |  | 0 | 0 | 0 | 0 | 0 | 15213.7719 | 12941.4927 | 12328.8265 | 0 | yes | Deficit |  |  | 0 | 0 | 0 | 0 | 0 |  | 0 | 0 | 0 | 0 | 923.1911 | yes |  | 0 | 0 | 0 | 923.1911 | 0 | no | 0 | 0 | 0 | 923.1911 | 0
| 13662.0291 | 0 | no | Surplus | yes |  | 0 | 0 | 0 | 1551.7428 | 0 | no | 0 | 0 | 0 | 1551.7428 | 4860 | no | 13662.0291 | 0 | 24300 |  |  | 0 |  |  | 0 | 0 | 0 | 0 | 0 |  | 0 | 0 | 0 | 0 | 0 | 13662.0291 | 12339.7184 | 11071.3364 | 0 | yes | Deficit |  |  | 0 | 0 | 0 | 0 | 0 |  | 0 | 0 | 0 | 0 | 10.8919 | yes |  | 0 | 0 | 0 | 10.8919 | 0 | no | 0 | 0 | 0 | 10.8919 | 0
| 13030.1027 | 0 | no | Surplus | yes |  | 0 | 0 | 0 | 631.9265 | 0 | no | 0 | 0 | 0 | 631.9265 | 4860 | no | 13030.1027 | 0 | 24300 |  |  | 0 |  |  | 0 | 0 | 0 | 0 | 0 |  | 0 | 0 | 0 | 0 | 0 | 13030.1027 | 10412.5874 | 10559.2404 | 0 | no | Surplus | yes |  | 0 | 0 | 0 | 658.749 | 0 | no | 0 | 0 | 0 | 658.749 | 0 |  |  | 0 | 0 | 0 | 0 | 0 |  | 0 | 0 | 0 | 0 | 0
| 13165.8295 | 0 | yes | Deficit |  |  | 0 | 0 | 0 | 0 | 0 |  | 0 | 0 | 0 | 0 | 4860 | no |  | 0 | 24300 | no | 13165.8295 | 0 | no | no | 0 | 0 | 0 | 0 | 0 |  | 0 | 0 | 0 | 0 | 0 | 13165.8295 | 12082.4728 | 10669.2297 | 0 | yes | Deficit |  |  | 0 | 0 | 0 | 0 | 0 |  | 0 | 0 | 0 | 0 | 1523.2324 | yes |  | 0 | 0 | 0 | 1523.2324 | 0 | no | 0 | 0 | 0 | 1523.2324 | 0
| 13778.2754 | 0 | yes | Deficit |  |  | 0 | 0 | 0 | 0 | 0 |  | 0 | 0 | 0 | 0 | 4860 | no |  | 0 | 24300 | no | 13778.2754 | 0 | no | no | 0 | 0 | 0 | 0 | 0 |  | 0 | 0 | 0 | 0 | 0 | 13778.2754 | 12248.2642 | 11165.5393 | 0 | yes | Deficit |  |  | 0 | 0 | 0 | 0 | 0 |  | 0 | 0 | 0 | 0 | 1579.0345 | yes |  | 0 | 0 | 0 | 1579.0345 | 0 | no | 0 | 0 | 0 | 1579.0345 | 0
| 13820.3435 | 0 | yes | Deficit |  |  | 0 | 0 | 0 | 0 | 0 |  | 0 | 0 | 0 | 0 | 4860 | no |  | 0 | 24300 | no | 13820.3435 | 0 | no | no | 0 | 0 | 0 | 0 | 0 |  | 0 | 0 | 0 | 0 | 0 | 13820.3435 | 10684.5116 | 11199.63 | 0 | no | Surplus | yes |  | 0 | 0 | 0 | 481.0276 | 0 | no | 0 | 0 | 0 | 481.0276 | 0 |  |  | 0 | 0 | 0 | 0 | 0 |  | 0 | 0 | 0 | 0 | 0
| 13650.6819 | 0 | no | Surplus | yes |  | 0 | 0 | 0 | 169.6616 | 0 | no | 0 | 0 | 0 | 169.6616 | 4860 | no | 13650.6819 | 0 | 24300 |  |  | 0 |  |  | 0 | 0 | 0 | 0 | 0 |  | 0 | 0 | 0 | 0 | 0 | 13650.6819 | 10521.4121 | 11062.1409 | 0 | no | Surplus | yes |  | 0 | 0 | 0 | 678.218 | 0 | no | 0 | 0 | 0 | 678.218 | 0 |  |  | 0 | 0 | 0 | 0 | 0 |  | 0 | 0 | 0 | 0 | 0
| 16940.2992 | 0 | yes | Deficit |  |  | 0 | 0 | 0 | 0 | 0 |  | 0 | 0 | 0 | 0 | 4860 | no |  | 0 | 24300 | no | 16940.2992 | 0 | no | no | 0 | 0 | 0 | 0 | 0 |  | 0 | 0 | 0 | 0 | 0 | 16940.2992 | 11963.9057 | 13727.9572 | 0 | yes | Deficit |  |  | 0 | 0 | 0 | 0 | 0 |  | 0 | 0 | 0 | 0 | 901.7648 | yes |  | 0 | 0 | 0 | 901.7648 | 0 | no | 0 | 0 | 0 | 901.7648 | 0
| 14882.5299 | 0 | no | Surplus | yes |  | 0 | 0 | 0 | 2057.7693 | 0 | no | 0 | 0 | 0 | 2057.7693 | 4860 | no | 14882.5299 | 0 | 24300 |  |  | 0 |  |  | 0 | 0 | 0 | 0 | 0 |  | 0 | 0 | 0 | 0 | 0 | 14882.5299 | 11703.3824 | 12060.397 | 0 | no | Surplus | yes |  | 0 | 0 | 0 | 2024.5748 | 0 | no | 0 | 0 | 0 | 2024.5748 | 0 |  |  | 0 | 0 | 0 | 0 | 0 |  | 0 | 0 | 0 | 0 | 0
| 14736.8911 | 0 | no | Surplus | yes |  | 0 | 0 | 0 | 145.6388 | 0 | no | 0 | 0 | 0 | 145.6388 | 4860 | no | 14736.8911 | 0 | 24300 |  |  | 0 |  |  | 0 | 0 | 0 | 0 | 0 |  | 0 | 0 | 0 | 0 | 0 | 14736.8911 | 10070.3172 | 11942.3753 | 0 | no | Surplus | yes |  | 0 | 0 | 0 | 1990.0798 | 0 | no | 0 | 0 | 0 | 1990.0798 | 0 |  |  | 0 | 0 | 0 | 0 | 0 |  | 0 | 0 | 0 | 0 | 0
| 12625.9282 | 0 | no | Surplus | yes |  | 0 | 0 | 0 | 2110.9629 | 0 | no | 0 | 0 | 0 | 2110.9629 | 4860 | no | 12625.9282 | 0 | 24300 |  |  | 0 |  |  | 0 | 0 | 0 | 0 | 0 |  | 0 | 0 | 0 | 0 | 0 | 12625.9282 | 11793.4497 | 10231.7085 | 0 | no | Surplus | yes |  | 0 | 0 | 0 | 148.9256 | 0 | no | 0 | 0 | 0 | 148.9256 | 0 |  |  | 0 | 0 | 0 | 0 | 0 |  | 0 | 0 | 0 | 0 | 0
| 10727.7442 | 0 | no | Surplus | yes |  | 0 | 0 | 0 | 1898.184 | 0 | no | 0 | 0 | 0 | 1898.184 | 4860 | no | 10727.7442 | 0 | 24300 |  |  | 0 |  |  | 0 | 0 | 0 | 0 | 0 |  | 0 | 0 | 0 | 0 | 0 | 10727.7442 | 11184.5235 | 8693.4718 | 0 | yes | Deficit |  |  | 0 | 0 | 0 | 0 | 0 |  | 0 | 0 | 0 | 0 | 952.8151 | yes |  | 0 | 0 | 0 | 952.8151 | 0 | no | 0 | 0 | 0 | 952.8151 | 0
| 11376.6259 | 0 | yes | Deficit |  |  | 0 | 0 | 0 | 0 | 0 |  | 0 | 0 | 0 | 0 | 4860 | no |  | 0 | 21455.4885 | no | 11376.6259 | 0 | no | no | 0 | 0 | 0 | 0 | 0 |  | 0 | 0 | 0 | 0 | 0 | 11376.6259 | 10324.117 | 9219.3079 | 0 | yes | Deficit |  |  | 0 | 0 | 0 | 0 | 0 |  | 0 | 0 | 0 | 0 | 1630.6452 | yes |  | 0 | 0 | 0 | 1630.6452 | 0 | no | 0 | 0 | 0 | 1630.6452 | 0
| 11721.9706 | 0 | yes | Deficit |  |  | 0 | 0 | 0 | 0 | 0 |  | 0 | 0 | 0 | 0 | 4860 | no |  | 0 | 22753.2519 | no | 11721.9706 | 0 | no | no | 0 | 0 | 0 | 0 | 0 |  | 0 | 0 | 0 | 0 | 0 | 11721.9706 | 8806.417 | 9499.1658 | 0 | no | Surplus | yes |  | 0 | 0 | 0 | 412.8909 | 0 | no | 0 | 0 | 0 | 412.8909 | 0 |  |  | 0 | 0 | 0 | 0 | 0 |  | 0 | 0 | 0 | 0 | 0
| 11999.7461 | 0 | yes | Deficit |  |  | 0 | 0 | 0 | 0 | 0 |  | 0 | 0 | 0 | 0 | 4860 | no |  | 0 | 23443.9412 | no | 11999.7461 | 0 | no | no | 0 | 0 | 0 | 0 | 0 |  | 0 | 0 | 0 | 0 | 0 | 11999.7461 | 9929.2551 | 9724.2675 | 0 | yes | Deficit |  |  | 0 | 0 | 0 | 0 | 0 |  | 0 | 0 | 0 | 0 | 430.0893 | yes |  | 0 | 0 | 0 | 430.0893 | 0 | no | 0 | 0 | 0 | 430.0893 | 0
| 16521.2113 | 0 | yes | Deficit |  |  | 0 | 0 | 0 | 0 | 0 |  | 0 | 0 | 0 | 0 | 4860 | no |  | 0 | 23999.4921 | no | 16521.2113 | 0 | no | no | 0 | 0 | 0 | 0 | 0 |  | 0 | 0 | 0 | 0 | 0 | 16521.2113 | 9070.2277 | 13388.3398 | 0 | no | Surplus | yes |  | 0 | 0 | 0 | 654.0398 | 0 | no | 0 | 0 | 0 | 654.0398 | 0 |  |  | 0 | 0 | 0 | 0 | 0 |  | 0 | 0 | 0 | 0 | 0
| 13852.9654 | 0 | no | Surplus | yes |  | 0 | 0 | 0 | 2668.246 | 0 | no | 0 | 0 | 0 | 2668.246 | 4860 | no | 13852.9654 | 0 | 24300 |  |  | 0 |  |  | 0 | 0 | 0 | 0 | 0 |  | 0 | 0 | 0 | 0 | 0 | 13852.9654 | 9358.7729 | 11226.0659 | 0 | no | Surplus | yes |  | 0 | 0 | 0 | 4029.5669 | 0 | no | 0 | 0 | 0 | 4029.5669 | 0 |  |  | 0 | 0 | 0 | 0 | 0 |  | 0 | 0 | 0 | 0 | 0
| 13804.5725 | 0 | no | Surplus | yes |  | 0 | 0 | 0 | 48.3929 | 0 | no | 0 | 0 | 0 | 48.3929 | 4860 | no | 13804.5725 | 0 | 24300 |  |  | 0 |  |  | 0 | 0 | 0 | 0 | 0 |  | 0 | 0 | 0 | 0 | 0 | 13804.5725 | 12660.5042 | 11186.8497 | 0 | yes | Deficit |  |  | 0 | 0 | 0 | 0 | 0 |  | 0 | 0 | 0 | 0 | 1434.4382 | yes |  | 0 | 0 | 0 | 1434.4382 | 0 | no | 0 | 0 | 0 | 1434.4382 | 0
| 13220.5 | 0 | no | Surplus | yes |  | 0 | 0 | 0 | 584.0725 | 0 | no | 0 | 0 | 0 | 584.0725 | 4860 | no | 13220.5 | 0 | 24300 |  |  | 0 |  |  | 0 | 0 | 0 | 0 | 0 |  | 0 | 0 | 0 | 0 | 0 | 13220.5 | 12475.4169 | 10713.5332 | 0 | yes | Deficit |  |  | 0 | 0 | 0 | 0 | 0 |  | 0 | 0 | 0 | 0 | 1288.5672 | yes |  | 0 | 0 | 0 | 1288.5672 | 0 | no | 0 | 0 | 0 | 1288.5672 | 0
| 13929.4546 | 0 | yes | Deficit |  |  | 0 | 0 | 0 | 0 | 0 |  | 0 | 0 | 0 | 0 | 4860 | no |  | 0 | 24300 | no | 13929.4546 | 0 | no | no | 0 | 0 | 0 | 0 | 0 |  | 0 | 0 | 0 | 0 | 0 | 13929.4546 | 11915.8135 | 11288.0507 | 0 | yes | Deficit |  |  | 0 | 0 | 0 | 0 | 0 |  | 0 | 0 | 0 | 0 | 1202.2803 | yes |  | 0 | 0 | 0 | 1202.2803 | 0 | no | 0 | 0 | 0 | 1202.2803 | 0
| 14111.7881 | 0 | yes | Deficit |  |  | 0 | 0 | 0 | 0 | 0 |  | 0 | 0 | 0 | 0 | 4860 | no |  | 0 | 24300 | no | 14111.7881 | 0 | no | no | 0 | 0 | 0 | 0 | 0 |  | 0 | 0 | 0 | 0 | 0 | 14111.7881 | 11689.7438 | 11435.8088 | 0 | yes | Deficit |  |  | 0 | 0 | 0 | 0 | 0 |  | 0 | 0 | 0 | 0 | 401.6931 | yes |  | 0 | 0 | 0 | 401.6931 | 0 | no | 0 | 0 | 0 | 401.6931 | 0
| 16911.2215 | 0 | yes | Deficit |  |  | 0 | 0 | 0 | 0 | 0 |  | 0 | 0 | 0 | 0 | 4860 | no |  | 0 | 24300 | no | 16911.2215 | 0 | no | no | 0 | 0 | 0 | 0 | 0 |  | 0 | 0 | 0 | 0 | 0 | 16911.2215 | 11298.4108 | 13704.3934 | 0 | no | Surplus | yes |  | 0 | 0 | 0 | 137.398 | 0 | no | 0 | 0 | 0 | 137.398 | 0 |  |  | 0 | 0 | 0 | 0 | 0 |  | 0 | 0 | 0 | 0 | 0
| 15423.2425 | 0 | no | Surplus | yes |  | 0 | 0 | 0 | 1487.9789 | 0 | no | 0 | 0 | 0 | 1487.9789 | 4860 | no | 15423.2425 | 0 | 24300 |  |  | 0 |  |  | 0 | 0 | 0 | 0 | 0 |  | 0 | 0 | 0 | 0 | 0 | 15423.2425 | 11185.1193 | 12498.5758 | 0 | no | Surplus | yes |  | 0 | 0 | 0 | 2519.2741 | 0 | no | 0 | 0 | 0 | 2519.2741 | 0 |  |  | 0 | 0 | 0 | 0 | 0 |  | 0 | 0 | 0 | 0 | 0
| 19102.4882 | 0 | yes | Deficit |  |  | 0 | 0 | 0 | 0 | 0 |  | 0 | 0 | 0 | 0 | 4860 | no |  | 0 | 24300 | no | 19102.4882 | 0 | no | no | 0 | 0 | 0 | 0 | 0 |  | 0 | 0 | 0 | 0 | 0 | 19102.4882 | 10547.1884 | 15480.1363 | 0 | no | Surplus | yes |  | 0 | 0 | 0 | 1951.3874 | 0 | no | 0 | 0 | 0 | 1951.3874 | 0 |  |  | 0 | 0 | 0 | 0 | 0 |  | 0 | 0 | 0 | 0 | 0
| 16759.3588 | 0 | no | Surplus | yes |  | 0 | 0 | 0 | 2343.1295 | 0 | no | 0 | 0 | 0 | 2343.1295 | 4860 | no | 16759.3588 | 0 | 24300 |  |  | 0 |  |  | 0 | 0 | 0 | 0 | 0 |  | 0 | 0 | 0 | 0 | 0 | 16759.3588 | 10847.689 | 13581.328 | 0 | no | Surplus | yes |  | 0 | 0 | 0 | 4632.4474 | 0 | no | 0 | 0 | 0 | 4632.4474 | 0 |  |  | 0 | 0 | 0 | 0 | 0 |  | 0 | 0 | 0 | 0 | 0
| 15979.6652 | 0 | no | Surplus | yes |  | 0 | 0 | 0 | 779.6936 | 0 | no | 0 | 0 | 0 | 779.6936 | 4860 | no | 15979.6652 | 0 | 24300 |  |  | 0 |  |  | 0 | 0 | 0 | 0 | 0 |  | 0 | 0 | 0 | 0 | 0 | 15979.6652 | 11279.9406 | 12949.4855 | 0 | no | Surplus | yes |  | 0 | 0 | 0 | 2301.3874 | 0 | no | 0 | 0 | 0 | 2301.3874 | 0 |  |  | 0 | 0 | 0 | 0 | 0 |  | 0 | 0 | 0 | 0 | 0
| 13734.0523 | 0 | no | Surplus | yes |  | 0 | 0 | 0 | 2245.6129 | 0 | no | 0 | 0 | 0 | 2245.6129 | 4860 | no | 13734.0523 | 0 | 24300 |  |  | 0 |  |  | 0 | 0 | 0 | 0 | 0 |  | 0 | 0 | 0 | 0 | 0 | 13734.0523 | 10050.9305 | 11129.702 | 0 | no | Surplus | yes |  | 0 | 0 | 0 | 2898.555 | 0 | no | 0 | 0 | 0 | 2898.555 | 0 |  |  | 0 | 0 | 0 | 0 | 0 |  | 0 | 0 | 0 | 0 | 0
| 15869.775 | 0 | yes | Deficit |  |  | 0 | 0 | 0 | 0 | 0 |  | 0 | 0 | 0 | 0 | 4860 | no |  | 0 | 24300 | no | 15869.775 | 0 | no | no | 0 | 0 | 0 | 0 | 0 |  | 0 | 0 | 0 | 0 | 0 | 15869.775 | 11465.2379 | 12860.4335 | 0 | yes | Deficit |  |  | 0 | 0 | 0 | 0 | 0 |  | 0 | 0 | 0 | 0 | 335.5359 | yes |  | 0 | 0 | 0 | 335.5359 | 0 | no | 0 | 0 | 0 | 335.5359 | 0
| 15822.3916 | 0 | no | Surplus | yes |  | 0 | 0 | 0 | 47.3834 | 0 | no | 0 | 0 | 0 | 47.3834 | 4860 | no | 15822.3916 | 0 | 24300 |  |  | 0 |  |  | 0 | 0 | 0 | 0 | 0 |  | 0 | 0 | 0 | 0 | 0 | 15822.3916 | 9546.3177 | 12822.0353 | 0 | no | Surplus | yes |  | 0 | 0 | 0 | 3314.1158 | 0 | no | 0 | 0 | 0 | 3314.1158 | 0 |  |  | 0 | 0 | 0 | 0 | 0 |  | 0 | 0 | 0 | 0 | 0
| 14845.2427 | 0 | no | Surplus | yes |  | 0 | 0 | 0 | 977.1488 | 0 | no | 0 | 0 | 0 | 977.1488 | 4860 | no | 14845.2427 | 0 | 24300 |  |  | 0 |  |  | 0 | 0 | 0 | 0 | 0 |  | 0 | 0 | 0 | 0 | 0 | 14845.2427 | 10032.0879 | 12030.1805 | 0 | no | Surplus | yes |  | 0 | 0 | 0 | 2789.9474 | 0 | no | 0 | 0 | 0 | 2789.9474 | 0 |  |  | 0 | 0 | 0 | 0 | 0 |  | 0 | 0 | 0 | 0 | 0
| 15893.6204 | 0 | yes | Deficit |  |  | 0 | 0 | 0 | 0 | 0 |  | 0 | 0 | 0 | 0 | 4860 | no |  | 0 | 24300 | no | 15893.6204 | 0 | no | no | 0 | 0 | 0 | 0 | 0 |  | 0 | 0 | 0 | 0 | 0 | 15893.6204 | 9261.7396 | 12879.7572 | 0 | no | Surplus | yes |  | 0 | 0 | 0 | 2768.4409 | 0 | no | 0 | 0 | 0 | 2768.4409 | 0 |  |  | 0 | 0 | 0 | 0 | 0 |  | 0 | 0 | 0 | 0 | 0
| 16181.6877 | 0 | yes | Deficit |  |  | 0 | 0 | 0 | 0 | 0 |  | 0 | 0 | 0 | 0 | 4860 | no |  | 0 | 24300 | no | 16181.6877 | 0 | no | no | 0 | 0 | 0 | 0 | 0 |  | 0 | 0 | 0 | 0 | 0 | 16181.6877 | 9047.4345 | 13113.1991 | 0 | no | Surplus | yes |  | 0 | 0 | 0 | 3832.3227 | 0 | no | 0 | 0 | 0 | 3832.3227 | 0 |  |  | 0 | 0 | 0 | 0 | 0 |  | 0 | 0 | 0 | 0 | 0
| 15355.164 | 0 | no | Surplus | yes |  | 0 | 0 | 0 | 826.5237 | 0 | no | 0 | 0 | 0 | 826.5237 | 4860 | no | 15355.164 | 0 | 24300 |  |  | 0 |  |  | 0 | 0 | 0 | 0 | 0 |  | 0 | 0 | 0 | 0 | 0 | 15355.164 | 9652.4753 | 12443.4068 | 0 | no | Surplus | yes |  | 0 | 0 | 0 | 3460.7238 | 0 | no | 0 | 0 | 0 | 3460.7238 | 0 |  |  | 0 | 0 | 0 | 0 | 0 |  | 0 | 0 | 0 | 0 | 0
| 19307.1348 | 0 | yes | Deficit |  |  | 0 | 0 | 0 | 0 | 0 |  | 0 | 0 | 0 | 0 | 4860 | no |  | 0 | 24300 | no | 19307.1348 | 0 | no | no | 0 | 0 | 0 | 0 | 0 |  | 0 | 0 | 0 | 0 | 0 | 19307.1348 | 9617.6857 | 15645.9764 | 0 | no | Surplus | yes |  | 0 | 0 | 0 | 2825.7211 | 0 | no | 0 | 0 | 0 | 2825.7211 | 0 |  |  | 0 | 0 | 0 | 0 | 0 |  | 0 | 0 | 0 | 0 | 0
| 15212.7295 | 0 | no | Surplus | yes |  | 0 | 0 | 0 | 4094.4053 | 0 | no | 0 | 0 | 0 | 4094.4053 | 4860 | no | 15212.7295 | 0 | 24300 |  |  | 0 |  |  | 0 | 0 | 0 | 0 | 0 |  | 0 | 0 | 0 | 0 | 0 | 15212.7295 | 10680.6567 | 12327.9818 | 0 | no | Surplus | yes |  | 0 | 0 | 0 | 4965.3197 | 0 | no | 0 | 0 | 0 | 4965.3197 | 0 |  |  | 0 | 0 | 0 | 0 | 0 |  | 0 | 0 | 0 | 0 | 0
| 15046.977 | 0 | no | Surplus | yes |  | 0 | 0 | 0 | 165.7525 | 0 | no | 0 | 0 | 0 | 165.7525 | 4860 | no | 15046.977 | 0 | 24300 |  |  | 0 |  |  | 0 | 0 | 0 | 0 | 0 |  | 0 | 0 | 0 | 0 | 0 | 15046.977 | 9424.9832 | 12193.6605 | 0 | no | Surplus | yes |  | 0 | 0 | 0 | 2902.9986 | 0 | no | 0 | 0 | 0 | 2902.9986 | 0 |  |  | 0 | 0 | 0 | 0 | 0 |  | 0 | 0 | 0 | 0 | 0
| 16022.089 | 0 | yes | Deficit |  |  | 0 | 0 | 0 | 0 | 0 |  | 0 | 0 | 0 | 0 | 4860 | no |  | 0 | 24300 | no | 16022.089 | 0 | no | no | 0 | 0 | 0 | 0 | 0 |  | 0 | 0 | 0 | 0 | 0 | 16022.089 | 9328.3591 | 12983.8647 | 0 | no | Surplus | yes |  | 0 | 0 | 0 | 2865.3014 | 0 | no | 0 | 0 | 0 | 2865.3014 | 0 |  |  | 0 | 0 | 0 | 0 | 0 |  | 0 | 0 | 0 | 0 | 0
| 16997.1021 | 0 | yes | Deficit |  |  | 0 | 0 | 0 | 0 | 0 |  | 0 | 0 | 0 | 0 | 4860 | no |  | 0 | 24300 | no | 16997.1021 | 0 | no | no | 0 | 0 | 0 | 0 | 0 |  | 0 | 0 | 0 | 0 | 0 | 16997.1021 | 11661.4933 | 13773.9887 | 0 | no | Surplus | yes |  | 0 | 0 | 0 | 1322.3714 | 0 | no | 0 | 0 | 0 | 1322.3714 | 0 |  |  | 0 | 0 | 0 | 0 | 0 |  | 0 | 0 | 0 | 0 | 0
| 15811.7184 | 0 | no | Surplus | yes |  | 0 | 0 | 0 | 1185.3837 | 0 | no | 0 | 0 | 0 | 1185.3837 | 4860 | no | 15811.7184 | 0 | 24300 |  |  | 0 |  |  | 0 | 0 | 0 | 0 | 0 |  | 0 | 0 | 0 | 0 | 0 | 15811.7184 | 9244.8394 | 12813.3861 | 0 | no | Surplus | yes |  | 0 | 0 | 0 | 4529.1493 | 0 | no | 0 | 0 | 0 | 4529.1493 | 0 |  |  | 0 | 0 | 0 | 0 | 0 |  | 0 | 0 | 0 | 0 | 0
| 15722.8359 | 0 | no | Surplus | yes |  | 0 | 0 | 0 | 88.8825 | 0 | no | 0 | 0 | 0 | 88.8825 | 4860 | no | 15722.8359 | 0 | 24300 |  |  | 0 |  |  | 0 | 0 | 0 | 0 | 0 |  | 0 | 0 | 0 | 0 | 0 | 15722.8359 | 12742.1967 | 12741.3581 | 0 | no | Surplus | yes |  | 0 | 0 | 0 | 71.1894 | 0 | no | 0 | 0 | 0 | 71.1894 | 0 |  |  | 0 | 0 | 0 | 0 | 0 |  | 0 | 0 | 0 | 0 | 0
| 16660.7762 | 0 | yes | Deficit |  |  | 0 | 0 | 0 | 0 | 0 |  | 0 | 0 | 0 | 0 | 4860 | no |  | 0 | 24300 | no | 16660.7762 | 0 | no | no | 0 | 0 | 0 | 0 | 0 |  | 0 | 0 | 0 | 0 | 0 | 16660.7762 | 12341.018 | 13501.4394 | 0 | no | Surplus | yes |  | 0 | 0 | 0 | 400.3401 | 0 | no | 0 | 0 | 0 | 400.3401 | 0 |  |  | 0 | 0 | 0 | 0 | 0 |  | 0 | 0 | 0 | 0 | 0
| 18750.7583 | 0 | yes | Deficit |  |  | 0 | 0 | 0 | 0 | 0 |  | 0 | 0 | 0 | 0 | 4860 | no |  | 0 | 24300 | no | 18750.7583 | 0 | no | no | 0 | 0 | 0 | 0 | 0 |  | 0 | 0 | 0 | 0 | 0 | 18750.7583 | 11181.6314 | 15195.104 | 0 | no | Surplus | yes |  | 0 | 0 | 0 | 2319.808 | 0 | no | 0 | 0 | 0 | 2319.808 | 0 |  |  | 0 | 0 | 0 | 0 | 0 |  | 0 | 0 | 0 | 0 | 0
| 14949.0264 | 0 | no | Surplus | yes |  | 0 | 0 | 0 | 3801.7319 | 0 | no | 0 | 0 | 0 | 3801.7319 | 4860 | no | 14949.0264 | 0 | 24300 |  |  | 0 |  |  | 0 | 0 | 0 | 0 | 0 |  | 0 | 0 | 0 | 0 | 0 | 14949.0264 | 11587.9123 | 12114.284 | 0 | no | Surplus | yes |  | 0 | 0 | 0 | 3607.1917 | 0 | no | 0 | 0 | 0 | 3607.1917 | 0 |  |  | 0 | 0 | 0 | 0 | 0 |  | 0 | 0 | 0 | 0 | 0
| 15038.2735 | 0 | yes | Deficit |  |  | 0 | 0 | 0 | 0 | 0 |  | 0 | 0 | 0 | 0 | 4860 | no |  | 0 | 24300 | no | 15038.2735 | 0 | no | no | 0 | 0 | 0 | 0 | 0 |  | 0 | 0 | 0 | 0 | 0 | 15038.2735 | 11881.2629 | 12186.6073 | 0 | no | Surplus | yes |  | 0 | 0 | 0 | 233.0211 | 0 | no | 0 | 0 | 0 | 233.0211 | 0 |  |  | 0 | 0 | 0 | 0 | 0 |  | 0 | 0 | 0 | 0 | 0
| 17231.2288 | 0 | yes | Deficit |  |  | 0 | 0 | 0 | 0 | 0 |  | 0 | 0 | 0 | 0 | 4860 | no |  | 0 | 24300 | no | 17231.2288 | 0 | no | no | 0 | 0 | 0 | 0 | 0 |  | 0 | 0 | 0 | 0 | 0 | 17231.2288 | 12425.8028 | 13963.7186 | 0 | yes | Deficit |  |  | 0 | 0 | 0 | 0 | 0 |  | 0 | 0 | 0 | 0 | 239.1954 | yes |  | 0 | 0 | 0 | 239.1954 | 0 | no | 0 | 0 | 0 | 239.1954 | 0
| 21291.4693 | 0 | yes | Deficit |  |  | 0 | 0 | 0 | 0 | 0 |  | 0 | 0 | 0 | 0 | 4860 | no |  | 0 | 24300 | no | 21291.4693 | 0 | no | no | 0 | 0 | 0 | 0 | 0 |  | 0 | 0 | 0 | 0 | 0 | 21291.4693 | 11406.0646 | 17254.027 | 0 | no | Surplus | yes |  | 0 | 0 | 0 | 2557.654 | 0 | no | 0 | 0 | 0 | 2557.654 | 0 |  |  | 0 | 0 | 0 | 0 | 0 |  | 0 | 0 | 0 | 0 | 0
| 19159.7416 | 0 | no | Surplus | yes |  | 0 | 0 | 0 | 2131.7277 | 0 | no | 0 | 0 | 0 | 2131.7277 | 4860 | no | 19159.7416 | 0 | 24300 |  |  | 0 |  |  | 0 | 0 | 0 | 0 | 0 |  | 0 | 0 | 0 | 0 | 0 | 19159.7416 | 11295.6365 | 15526.5329 | 0 | no | Surplus | yes |  | 0 | 0 | 0 | 5958.3905 | 0 | no | 0 | 0 | 0 | 5958.3905 | 0 |  |  | 0 | 0 | 0 | 0 | 0 |  | 0 | 0 | 0 | 0 | 0
| 18707.6029 | 0 | no | Surplus | yes |  | 0 | 0 | 0 | 452.1386 | 0 | no | 0 | 0 | 0 | 452.1386 | 4860 | no | 18707.6029 | 0 | 24300 |  |  | 0 |  |  | 0 | 0 | 0 | 0 | 0 |  | 0 | 0 | 0 | 0 | 0 | 18707.6029 | 12719.1241 | 15160.132 | 0 | no | Surplus | yes |  | 0 | 0 | 0 | 2807.4087 | 0 | no | 0 | 0 | 0 | 2807.4087 | 0 |  |  | 0 | 0 | 0 | 0 | 0 |  | 0 | 0 | 0 | 0 | 0
| 18425.8115 | 0 | no | Surplus | yes |  | 0 | 0 | 0 | 281.7915 | 0 | no | 0 | 0 | 0 | 281.7915 | 4860 | no | 18425.8115 | 0 | 24300 |  |  | 0 |  |  | 0 | 0 | 0 | 0 | 0 |  | 0 | 0 | 0 | 0 | 0 | 18425.8115 | 12109.565 | 14931.7759 | 0 | no | Surplus | yes |  | 0 | 0 | 0 | 3050.567 | 0 | no | 0 | 0 | 0 | 3050.567 | 0 |  |  | 0 | 0 | 0 | 0 | 0 |  | 0 | 0 | 0 | 0 | 0
| 19203.4325 | 0 | yes | Deficit |  |  | 0 | 0 | 0 | 0 | 0 |  | 0 | 0 | 0 | 0 | 4860 | no |  | 0 | 24300 | no | 19203.4325 | 0 | no | no | 0 | 0 | 0 | 0 | 0 |  | 0 | 0 | 0 | 0 | 0 | 19203.4325 | 13772.6231 | 15561.9388 | 0 | no | Surplus | yes |  | 0 | 0 | 0 | 1159.1528 | 0 | no | 0 | 0 | 0 | 1159.1528 | 0 |  |  | 0 | 0 | 0 | 0 | 0 |  | 0 | 0 | 0 | 0 | 0
| 18276.7331 | 0 | no | Surplus | yes |  | 0 | 0 | 0 | 926.6994 | 0 | no | 0 | 0 | 0 | 926.6994 | 4860 | no | 18276.7331 | 0 | 24300 |  |  | 0 |  |  | 0 | 0 | 0 | 0 | 0 |  | 0 | 0 | 0 | 0 | 0 | 18276.7331 | 12385.4981 | 14810.9668 | 0 | no | Surplus | yes |  | 0 | 0 | 0 | 3176.4407 | 0 | no | 0 | 0 | 0 | 3176.4407 | 0 |  |  | 0 | 0 | 0 | 0 | 0 |  | 0 | 0 | 0 | 0 | 0
| 17680.4494 | 0 | no | Surplus | yes |  | 0 | 0 | 0 | 596.2836 | 0 | no | 0 | 0 | 0 | 596.2836 | 4860 | no | 17680.4494 | 0 | 24300 |  |  | 0 |  |  | 0 | 0 | 0 | 0 | 0 |  | 0 | 0 | 0 | 0 | 0 | 17680.4494 | 11219.9563 | 14327.7548 | 0 | no | Surplus | yes |  | 0 | 0 | 0 | 3591.0105 | 0 | no | 0 | 0 | 0 | 3591.0105 | 0 |  |  | 0 | 0 | 0 | 0 | 0 |  | 0 | 0 | 0 | 0 | 0
| 18029.9707 | 0 | yes | Deficit |  |  | 0 | 0 | 0 | 0 | 0 |  | 0 | 0 | 0 | 0 | 4860 | no |  | 0 | 24300 | no | 18029.9707 | 0 | no | no | 0 | 0 | 0 | 0 | 0 |  | 0 | 0 | 0 | 0 | 0 | 18029.9707 | 14195.2907 | 14610.9973 | 0 | no | Surplus | yes |  | 0 | 0 | 0 | 132.4641 | 0 | no | 0 | 0 | 0 | 132.4641 | 0 |  |  | 0 | 0 | 0 | 0 | 0 |  | 0 | 0 | 0 | 0 | 0
| 19888.0825 | 0 | yes | Deficit |  |  | 0 | 0 | 0 | 0 | 0 |  | 0 | 0 | 0 | 0 | 4860 | no |  | 0 | 24300 | no | 19888.0825 | 0 | no | no | 0 | 0 | 0 | 0 | 0 |  | 0 | 0 | 0 | 0 | 0 | 19888.0825 | 14025.8523 | 16116.7605 | 0 | no | Surplus | yes |  | 0 | 0 | 0 | 585.145 | 0 | no | 0 | 0 | 0 | 585.145 | 0 |  |  | 0 | 0 | 0 | 0 | 0 |  | 0 | 0 | 0 | 0 | 0
| 20422.2357 | 0 | yes | Deficit |  |  | 0 | 0 | 0 | 0 | 0 |  | 0 | 0 | 0 | 0 | 4860 | no |  | 0 | 24300 | no | 20422.2357 | 0 | no | no | 0 | 0 | 0 | 0 | 0 |  | 0 | 0 | 0 | 0 | 0 | 20422.2357 | 14580.2686 | 16549.6238 | 0 | no | Surplus | yes |  | 0 | 0 | 0 | 1536.4919 | 0 | no | 0 | 0 | 0 | 1536.4919 | 0 |  |  | 0 | 0 | 0 | 0 | 0 |  | 0 | 0 | 0 | 0 | 0
| 23544.1305 | 0 | yes | Deficit |  |  | 0 | 0 | 0 | 0 | 0 |  | 0 | 0 | 0 | 0 | 4860 | no |  | 0 | 24300 | no | 23544.1305 | 0 | no | no | 0 | 0 | 0 | 0 | 0 |  | 0 | 0 | 0 | 0 | 0 | 23544.1305 | 13149.2275 | 19079.5223 | 0 | no | Surplus | yes |  | 0 | 0 | 0 | 3400.3963 | 0 | no | 0 | 0 | 0 | 3400.3963 | 0 |  |  | 0 | 0 | 0 | 0 | 0 |  | 0 | 0 | 0 | 0 | 0
| 19744.2634 | 0 | no | Surplus | yes |  | 0 | 0 | 0 | 3799.8672 | 0 | no | 0 | 0 | 0 | 3799.8672 | 4860 | no | 19744.2634 | 0 | 24300 |  |  | 0 |  |  | 0 | 0 | 0 | 0 | 0 |  | 0 | 0 | 0 | 0 | 0 | 19744.2634 | 14864.6918 | 16000.2134 | 0 | no | Surplus | yes |  | 0 | 0 | 0 | 4214.8305 | 0 | no | 0 | 0 | 0 | 4214.8305 | 0 |  |  | 0 | 0 | 0 | 0 | 0 |  | 0 | 0 | 0 | 0 | 0
| 19471.98 | 0 | no | Surplus | yes |  | 0 | 0 | 0 | 272.2834 | 0 | no | 0 | 0 | 0 | 272.2834 | 4860 | no | 19471.98 | 0 | 24300 |  |  | 0 |  |  | 0 | 0 | 0 | 0 | 0 |  | 0 | 0 | 0 | 0 | 0 | 19471.98 | 14188.4521 | 15779.5624 | 0 | no | Surplus | yes |  | 0 | 0 | 0 | 1811.7613 | 0 | no | 0 | 0 | 0 | 1811.7613 | 0 |  |  | 0 | 0 | 0 | 0 | 0 |  | 0 | 0 | 0 | 0 | 0
| 20656.0377 | 0 | yes | Deficit |  |  | 0 | 0 | 0 | 0 | 0 |  | 0 | 0 | 0 | 0 | 4860 | no |  | 0 | 24300 | no | 20656.0377 | 0 | no | no | 0 | 0 | 0 | 0 | 0 |  | 0 | 0 | 0 | 0 | 0 | 20656.0377 | 13467.1058 | 16739.0905 | 0 | no | Surplus | yes |  | 0 | 0 | 0 | 2312.4566 | 0 | no | 0 | 0 | 0 | 2312.4566 | 0 |  |  | 0 | 0 | 0 | 0 | 0 |  | 0 | 0 | 0 | 0 | 0
| 19955.31 | 0 | no | Surplus | yes |  | 0 | 0 | 0 | 700.7278 | 0 | no | 0 | 0 | 0 | 700.7278 | 4860 | no | 19955.31 | 0 | 24300 |  |  | 0 |  |  | 0 | 0 | 0 | 0 | 0 |  | 0 | 0 | 0 | 0 | 0 | 19955.31 | 13329.6918 | 16171.2398 | 0 | no | Surplus | yes |  | 0 | 0 | 0 | 3409.3987 | 0 | no | 0 | 0 | 0 | 3409.3987 | 0 |  |  | 0 | 0 | 0 | 0 | 0 |  | 0 | 0 | 0 | 0 | 0
| 20764.082 | 0 | yes | Deficit |  |  | 0 | 0 | 0 | 0 | 0 |  | 0 | 0 | 0 | 0 | 4860 | no |  | 0 | 24300 | no | 20764.082 | 0 | no | no | 0 | 0 | 0 | 0 | 0 |  | 0 | 0 | 0 | 0 | 0 | 20764.082 | 12924.1548 | 16826.6467 | 0 | no | Surplus | yes |  | 0 | 0 | 0 | 3247.0851 | 0 | no | 0 | 0 | 0 | 3247.0851 | 0 |  |  | 0 | 0 | 0 | 0 | 0 |  | 0 | 0 | 0 | 0 | 0
| 22285.7865 | 0 | yes | Deficit |  |  | 0 | 0 | 0 | 0 | 0 |  | 0 | 0 | 0 | 0 | 4860 | no |  | 0 | 24300 | no | 22285.7865 | 0 | no | no | 0 | 0 | 0 | 0 | 0 |  | 0 | 0 | 0 | 0 | 0 | 22285.7865 | 12862.6429 | 18059.7946 | 0 | no | Surplus | yes |  | 0 | 0 | 0 | 3964.0037 | 0 | no | 0 | 0 | 0 | 3964.0037 | 0 |  |  | 0 | 0 | 0 | 0 | 0 |  | 0 | 0 | 0 | 0 | 0
| 21533.2455 | 0 | no | Surplus | yes |  | 0 | 0 | 0 | 752.541 | 0 | no | 0 | 0 | 0 | 752.541 | 4860 | no | 21533.2455 | 0 | 24300 |  |  | 0 |  |  | 0 | 0 | 0 | 0 | 0 |  | 0 | 0 | 0 | 0 | 0 | 21533.2455 | 12175.1213 | 17449.9558 | 0 | no | Surplus | yes |  | 0 | 0 | 0 | 5884.6733 | 0 | no | 0 | 0 | 0 | 5884.6733 | 0 |  |  | 0 | 0 | 0 | 0 | 0 |  | 0 | 0 | 0 | 0 | 0
| 20700.0132 | 0 | no | Surplus | yes |  | 0 | 0 | 0 | 833.2323 | 0 | no | 0 | 0 | 0 | 833.2323 | 4860 | no | 20700.0132 | 0 | 24300 |  |  | 0 |  |  | 0 | 0 | 0 | 0 | 0 |  | 0 | 0 | 0 | 0 | 0 | 20700.0132 | 13025.2386 | 16774.727 | 0 | no | Surplus | yes |  | 0 | 0 | 0 | 4424.7172 | 0 | no | 0 | 0 | 0 | 4424.7172 | 0 |  |  | 0 | 0 | 0 | 0 | 0 |  | 0 | 0 | 0 | 0 | 0
| 18781.7024 | 0 | no | Surplus | yes |  | 0 | 0 | 0 | 1918.3107 | 0 | no | 0 | 0 | 0 | 1918.3107 | 4860 | no | 18781.7024 | 0 | 24300 |  |  | 0 |  |  | 0 | 0 | 0 | 0 | 0 |  | 0 | 0 | 0 | 0 | 0 | 18781.7024 | 12769.0127 | 15220.1802 | 0 | no | Surplus | yes |  | 0 | 0 | 0 | 4005.7144 | 0 | no | 0 | 0 | 0 | 4005.7144 | 0 |  |  | 0 | 0 | 0 | 0 | 0 |  | 0 | 0 | 0 | 0 | 0
| 17327.7618 | 0 | no | Surplus | yes |  | 0 | 0 | 0 | 1453.9406 | 0 | no | 0 | 0 | 0 | 1453.9406 | 4860 | no | 17327.7618 | 0 | 24300 |  |  | 0 |  |  | 0 | 0 | 0 | 0 | 0 |  | 0 | 0 | 0 | 0 | 0 | 17327.7618 | 12387.3315 | 14041.9464 | 0 | no | Surplus | yes |  | 0 | 0 | 0 | 2832.8487 | 0 | no | 0 | 0 | 0 | 2832.8487 | 0 |  |  | 0 | 0 | 0 | 0 | 0 |  | 0 | 0 | 0 | 0 | 0
| 16024.1262 | 0 | no | Surplus | yes |  | 0 | 0 | 0 | 1303.6356 | 0 | no | 0 | 0 | 0 | 1303.6356 | 4860 | no | 16024.1262 | 0 | 24300 |  |  | 0 |  |  | 0 | 0 | 0 | 0 | 0 |  | 0 | 0 | 0 | 0 | 0 | 16024.1262 | 10198.4309 | 12985.5155 | 0 | no | Surplus | yes |  | 0 | 0 | 0 | 3843.5155 | 0 | no | 0 | 0 | 0 | 3843.5155 | 0 |  |  | 0 | 0 | 0 | 0 | 0 |  | 0 | 0 | 0 | 0 | 0
| 14746.0027 | 0 | no | Surplus | yes |  | 0 | 0 | 0 | 1278.1235 | 0 | no | 0 | 0 | 0 | 1278.1235 | 4860 | no | 14746.0027 | 0 | 24300 |  |  | 0 |  |  | 0 | 0 | 0 | 0 | 0 |  | 0 | 0 | 0 | 0 | 0 | 14746.0027 | 12792.6844 | 11949.7591 | 0 | no | Surplus | yes |  | 0 | 0 | 0 | 192.8311 | 0 | no | 0 | 0 | 0 | 192.8311 | 0 |  |  | 0 | 0 | 0 | 0 | 0 |  | 0 | 0 | 0 | 0 | 0
| 14622.6637 | 0 | no | Surplus | yes |  | 0 | 0 | 0 | 123.339 | 0 | no | 0 | 0 | 0 | 123.339 | 4860 | no | 14622.6637 | 0 | 24300 |  |  | 0 |  |  | 0 | 0 | 0 | 0 | 0 |  | 0 | 0 | 0 | 0 | 0 | 14622.6637 | 11603.3725 | 11849.8085 | 0 | no | Surplus | yes |  | 0 | 0 | 0 | 346.3866 | 0 | no | 0 | 0 | 0 | 346.3866 | 0 |  |  | 0 | 0 | 0 | 0 | 0 |  | 0 | 0 | 0 | 0 | 0
| 15972.7891 | 0 | yes | Deficit |  |  | 0 | 0 | 0 | 0 | 0 |  | 0 | 0 | 0 | 0 | 4860 | no |  | 0 | 24300 | no | 15972.7891 | 0 | no | no | 0 | 0 | 0 | 0 | 0 |  | 0 | 0 | 0 | 0 | 0 | 15972.7891 | 10599.3933 | 12943.9134 | 0 | no | Surplus | yes |  | 0 | 0 | 0 | 1250.4152 | 0 | no | 0 | 0 | 0 | 1250.4152 | 0 |  |  | 0 | 0 | 0 | 0 | 0 |  | 0 | 0 | 0 | 0 | 0
| 15720.2081 | 0 | no | Surplus | yes |  | 0 | 0 | 0 | 252.581 | 0 | no | 0 | 0 | 0 | 252.581 | 4860 | no | 15720.2081 | 0 | 24300 |  |  | 0 |  |  | 0 | 0 | 0 | 0 | 0 |  | 0 | 0 | 0 | 0 | 0 | 15720.2081 | 13391.8363 | 12739.2286 | 0 | yes | Deficit |  |  | 0 | 0 | 0 | 0 | 0 |  | 0 | 0 | 0 | 0 | 447.9229 | yes |  | 0 | 0 | 0 | 447.9229 | 0 | no | 0 | 0 | 0 | 447.9229 | 0
| 11772.541 | 0 | no | Surplus | yes |  | 0 | 0 | 0 | 3947.6671 | 0 | no | 0 | 0 | 0 | 3947.6671 | 4860 | no | 11772.541 | 0 | 24300 |  |  | 0 |  |  | 0 | 0 | 0 | 0 | 0 |  | 0 | 0 | 0 | 0 | 0 | 11772.541 | 12081.1986 | 9540.1467 | 0 | no | Surplus | yes |  | 0 | 0 | 0 | 658.03 | 0 | no | 0 | 0 | 0 | 658.03 | 0 |  |  | 0 | 0 | 0 | 0 | 0 |  | 0 | 0 | 0 | 0 | 0
| 14443.9395 | 0 | yes | Deficit |  |  | 0 | 0 | 0 | 0 | 0 |  | 0 | 0 | 0 | 0 | 4860 | no |  | 0 | 23545.082 | no | 14443.9395 | 0 | no | no | 0 | 0 | 0 | 0 | 0 |  | 0 | 0 | 0 | 0 | 0 | 14443.9395 | 13041.5084 | 11704.9753 | 0 | yes | Deficit |  |  | 0 | 0 | 0 | 0 | 0 |  | 0 | 0 | 0 | 0 | 3501.3618 | yes |  | 0 | 0 | 0 | 3501.3618 | 0 | no | 0 | 0 | 0 | 3501.3618 | 0
| 11456.617 | 0 | no | Surplus | yes |  | 0 | 0 | 0 | 2987.3225 | 0 | no | 0 | 0 | 0 | 2987.3225 | 4860 | no | 11456.617 | 0 | 24300 |  |  | 0 |  |  | 0 | 0 | 0 | 0 | 0 |  | 0 | 0 | 0 | 0 | 0 | 11456.617 | 14319.165 | 9284.1305 | 0 | yes | Deficit |  |  | 0 | 0 | 0 | 0 | 0 |  | 0 | 0 | 0 | 0 | 2614.1897 | yes |  | 0 | 0 | 0 | 2614.1897 | 0 | no | 0 | 0 | 0 | 2614.1897 | 0
| 11374.7799 | 0 | no | Surplus | yes |  | 0 | 0 | 0 | 81.8371 | 0 | no | 0 | 0 | 0 | 81.8371 | 4860 | no | 11374.7799 | 0 | 22913.234 |  |  | 0 |  |  | 0 | 0 | 0 | 0 | 0 |  | 0 | 0 | 0 | 0 | 0 | 11374.7799 | 14952.3626 | 9217.8119 | 0 | yes | Deficit |  |  | 0 | 0 | 0 | 0 | 0 |  | 0 | 0 | 0 | 0 | 5668.2321 | yes |  | 0 | 0 | 0 | 5668.2321 | 0 | no | 0 | 0 | 0 | 5668.2321 | 0
| 11421.9561 | 0 | yes | Deficit |  |  | 0 | 0 | 0 | 0 | 0 |  | 0 | 0 | 0 | 0 | 4860 | no |  | 0 | 22749.5598 | no | 11421.9561 | 0 | no | no | 0 | 0 | 0 | 0 | 0 |  | 0 | 0 | 0 | 0 | 0 | 11421.9561 | 14779.6867 | 9256.0422 | 0 | yes | Deficit |  |  | 0 | 0 | 0 | 0 | 0 |  | 0 | 0 | 0 | 0 | 5561.8748 | yes |  | 0 | 0 | 0 | 5561.8748 | 0 | no | 0 | 0 | 0 | 5561.8748 | 0
| 13126.4078 | 0 | yes | Deficit |  |  | 0 | 0 | 0 | 0 | 0 |  | 0 | 0 | 0 | 0 | 4860 | no |  | 0 | 22843.9123 | no | 13126.4078 | 0 | no | no | 0 | 0 | 0 | 0 | 0 |  | 0 | 0 | 0 | 0 | 0 | 13126.4078 | 13621.7971 | 10637.2835 | 0 | yes | Deficit |  |  | 0 | 0 | 0 | 0 | 0 |  | 0 | 0 | 0 | 0 | 4365.7549 | yes |  | 0 | 0 | 0 | 4365.7549 | 0 | no | 0 | 0 | 0 | 4365.7549 | 0
| 12590.1611 | 0 | no | Surplus | yes |  | 0 | 0 | 0 | 536.2468 | 0 | no | 0 | 0 | 0 | 536.2468 | 4860 | no | 12590.1611 | 0 | 24300 |  |  | 0 |  |  | 0 | 0 | 0 | 0 | 0 |  | 0 | 0 | 0 | 0 | 0 | 12590.1611 | 15001.6028 | 10202.7237 | 0 | yes | Deficit |  |  | 0 | 0 | 0 | 0 | 0 |  | 0 | 0 | 0 | 0 | 4364.3193 | yes |  | 0 | 0 | 0 | 4364.3193 | 0 | no | 0 | 0 | 0 | 4364.3193 | 0
| 10480.3837 | 0 | no | Surplus | yes |  | 0 | 0 | 0 | 2109.7774 | 0 | no | 0 | 0 | 0 | 2109.7774 | 4860 | no | 10480.3837 | 0 | 24300 |  |  | 0 |  |  | 0 | 0 | 0 | 0 | 0 |  | 0 | 0 | 0 | 0 | 0 | 10480.3837 | 14330.7935 | 8493.0176 | 0 | yes | Deficit |  |  | 0 | 0 | 0 | 0 | 0 |  | 0 | 0 | 0 | 0 | 4128.0698 | yes |  | 0 | 0 | 0 | 4128.0698 | 0 | no | 0 | 0 | 0 | 4128.0698 | 0
| 9747.0436 | 0 | no | Surplus | yes |  | 0 | 0 | 0 | 733.3401 | 0 | no | 0 | 0 | 0 | 733.3401 | 4860 | no | 9747.0436 | 0 | 20960.7673 |  |  | 0 |  |  | 0 | 0 | 0 | 0 | 0 |  | 0 | 0 | 0 | 0 | 0 | 9747.0436 | 14350.2144 | 7898.7387 | 0 | yes | Deficit |  |  | 0 | 0 | 0 | 0 | 0 |  | 0 | 0 | 0 | 0 | 5857.1969 | yes |  | 0 | 0 | 0 | 5857.1969 | 0 | no | 0 | 0 | 0 | 5857.1969 | 0
| 7302.2469 | 0 | no | Surplus | yes |  | 0 | 0 | 0 | 2444.7967 | 0 | no | 0 | 0 | 0 | 2444.7967 | 4860 | no | 7302.2469 | 0 | 19494.0871 |  |  | 0 |  |  | 0 | 0 | 0 | 0 | 0 |  | 0 | 0 | 0 | 0 | 0 | 7302.2469 | 13834.8097 | 5917.542 | 0 | yes | Deficit |  |  | 0 | 0 | 0 | 0 | 0 |  | 0 | 0 | 0 | 0 | 5936.071 | yes |  | 0 | 0 | 0 | 5936.071 | 0 | no | 0 | 0 | 0 | 5936.071 | 0
| 9976.2489 | 0 | yes | Deficit |  |  | 0 | 0 | 0 | 0 | 0 |  | 0 | 0 | 0 | 0 | 4860 | no |  | 0 | 14604.4938 | no | 9976.2489 | 0 | no | no | 0 | 0 | 0 | 0 | 0 |  | 0 | 0 | 0 | 0 | 0 | 9976.2489 | 13340.3804 | 8084.4805 | 0 | yes | Deficit |  |  | 0 | 0 | 0 | 0 | 0 |  | 0 | 0 | 0 | 0 | 7422.8384 | yes |  | 0 | 0 | 0 | 7422.8384 | 0 | no | 0 | 0 | 0 | 7422.8384 | 0
| 9575.3342 | 0 | no | Surplus | yes |  | 0 | 0 | 0 | 400.9147 | 0 | no | 0 | 0 | 0 | 400.9147 | 4860 | no | 9575.3342 | 0 | 19952.4978 |  |  | 0 |  |  | 0 | 0 | 0 | 0 | 0 |  | 0 | 0 | 0 | 0 | 0 | 9575.3342 | 12034.6423 | 7759.5901 | 0 | yes | Deficit |  |  | 0 | 0 | 0 | 0 | 0 |  | 0 | 0 | 0 | 0 | 3950.1618 | yes |  | 0 | 0 | 0 | 3950.1618 | 0 | no | 0 | 0 | 0 | 3950.1618 | 0
| 11493.0379 | 0 | yes | Deficit |  |  | 0 | 0 | 0 | 0 | 0 |  | 0 | 0 | 0 | 0 | 4860 | no |  | 0 | 19150.6683 | no | 11493.0379 | 0 | no | no | 0 | 0 | 0 | 0 | 0 |  | 0 | 0 | 0 | 0 | 0 | 11493.0379 | 14465.5708 | 9313.645 | 0 | yes | Deficit |  |  | 0 | 0 | 0 | 0 | 0 |  | 0 | 0 | 0 | 0 | 6705.9807 | yes |  | 0 | 0 | 0 | 6705.9807 | 0 | no | 0 | 0 | 0 | 6705.9807 | 0
| 14002.1242 | 0 | yes | Deficit |  |  | 0 | 0 | 0 | 0 | 0 |  | 0 | 0 | 0 | 0 | 4860 | no |  | 0 | 22986.0759 | no | 14002.1242 | 0 | no | no | 0 | 0 | 0 | 0 | 0 |  | 0 | 0 | 0 | 0 | 0 | 14002.1242 | 14790.8275 | 11346.9402 | 0 | yes | Deficit |  |  | 0 | 0 | 0 | 0 | 0 |  | 0 | 0 | 0 | 0 | 5477.1824 | yes |  | 0 | 0 | 0 | 5477.1824 | 0 | no | 0 | 0 | 0 | 5477.1824 | 0
| 10331.6517 | 0 | no | Surplus | yes |  | 0 | 0 | 0 | 3670.4725 | 0 | no | 0 | 0 | 0 | 3670.4725 | 4860 | no | 10331.6517 | 0 | 24300 |  |  | 0 |  |  | 0 | 0 | 0 | 0 | 0 |  | 0 | 0 | 0 | 0 | 0 | 10331.6517 | 14879.1279 | 8372.4893 | 0 | yes | Deficit |  |  | 0 | 0 | 0 | 0 | 0 |  | 0 | 0 | 0 | 0 | 3532.1877 | yes |  | 0 | 0 | 0 | 3532.1877 | 0 | no | 0 | 0 | 0 | 3532.1877 | 0
| 12939.3356 | 0 | yes | Deficit |  |  | 0 | 0 | 0 | 0 | 0 |  | 0 | 0 | 0 | 0 | 4860 | no |  | 0 | 20663.3035 | no | 12939.3356 | 0 | no | no | 0 | 0 | 0 | 0 | 0 |  | 0 | 0 | 0 | 0 | 0 | 12939.3356 | 15095.147 | 10485.6853 | 0 | yes | Deficit |  |  | 0 | 0 | 0 | 0 | 0 |  | 0 | 0 | 0 | 0 | 6722.6578 | yes |  | 0 | 0 | 0 | 6722.6578 | 0 | no | 0 | 0 | 0 | 6722.6578 | 0
| 14433.4851 | 0 | yes | Deficit |  |  | 0 | 0 | 0 | 0 | 0 |  | 0 | 0 | 0 | 0 | 4860 | no |  | 0 | 24300 | no | 14433.4851 | 0 | no | no | 0 | 0 | 0 | 0 | 0 |  | 0 | 0 | 0 | 0 | 0 | 14433.4851 | 16333.1274 | 11696.5033 | 0 | yes | Deficit |  |  | 0 | 0 | 0 | 0 | 0 |  | 0 | 0 | 0 | 0 | 5847.4421 | yes |  | 0 | 0 | 0 | 5847.4421 | 0 | no | 0 | 0 | 0 | 5847.4421 | 0
| 16139.7972 | 0 | yes | Deficit |  |  | 0 | 0 | 0 | 0 | 0 |  | 0 | 0 | 0 | 0 | 4860 | no |  | 0 | 24300 | no | 16139.7972 | 0 | no | no | 0 | 0 | 0 | 0 | 0 |  | 0 | 0 | 0 | 0 | 0 | 16139.7972 | 14975.4285 | 13079.2522 | 0 | yes | Deficit |  |  | 0 | 0 | 0 | 0 | 0 |  | 0 | 0 | 0 | 0 | 3278.9252 | yes |  | 0 | 0 | 0 | 3278.9252 | 0 | no | 0 | 0 | 0 | 3278.9252 | 0
| 16751.6343 | 0 | yes | Deficit |  |  | 0 | 0 | 0 | 0 | 0 |  | 0 | 0 | 0 | 0 | 4860 | no |  | 0 | 24300 | no | 16751.6343 | 0 | no | no | 0 | 0 | 0 | 0 | 0 |  | 0 | 0 | 0 | 0 | 0 | 16751.6343 | 13303.972 | 13575.0683 | 0 | yes | Deficit |  |  | 0 | 0 | 0 | 0 | 0 |  | 0 | 0 | 0 | 0 | 224.7198 | yes |  | 0 | 0 | 0 | 224.7198 | 0 | no | 0 | 0 | 0 | 224.7198 | 0
| 19155.9261 | 0 | yes | Deficit |  |  | 0 | 0 | 0 | 0 | 0 |  | 0 | 0 | 0 | 0 | 4860 | no |  | 0 | 24300 | no | 19155.9261 | 0 | no | no | 0 | 0 | 0 | 0 | 0 |  | 0 | 0 | 0 | 0 | 0 | 19155.9261 | 13559.0261 | 15523.4409 | 0 | no | Surplus | yes |  | 0 | 0 | 0 | 16.0422 | 0 | no | 0 | 0 | 0 | 16.0422 | 0 |  |  | 0 | 0 | 0 | 0 | 0 |  | 0 | 0 | 0 | 0 | 0
| 19409.5303 | 0 | yes | Deficit |  |  | 0 | 0 | 0 | 0 | 0 |  | 0 | 0 | 0 | 0 | 4860 | no |  | 0 | 24300 | no | 19409.5303 | 0 | no | no | 0 | 0 | 0 | 0 | 0 |  | 0 | 0 | 0 | 0 | 0 | 19409.5303 | 13870.3274 | 15728.9548 | 0 | no | Surplus | yes |  | 0 | 0 | 0 | 1653.1135 | 0 | no | 0 | 0 | 0 | 1653.1135 | 0 |  |  | 0 | 0 | 0 | 0 | 0 |  | 0 | 0 | 0 | 0 | 0
| 17683.1558 | 0 | no | Surplus | yes |  | 0 | 0 | 0 | 1726.3744 | 0 | no | 0 | 0 | 0 | 1726.3744 | 4860 | no | 17683.1558 | 0 | 24300 |  |  | 0 |  |  | 0 | 0 | 0 | 0 | 0 |  | 0 | 0 | 0 | 0 | 0 | 17683.1558 | 13582.5355 | 14329.948 | 0 | no | Surplus | yes |  | 0 | 0 | 0 | 2146.4193 | 0 | no | 0 | 0 | 0 | 2146.4193 | 0 |  |  | 0 | 0 | 0 | 0 | 0 |  | 0 | 0 | 0 | 0 | 0
| 18041.3145 | 0 | yes | Deficit |  |  | 0 | 0 | 0 | 0 | 0 |  | 0 | 0 | 0 | 0 | 4860 | no |  | 0 | 24300 | no | 18041.3145 | 0 | no | no | 0 | 0 | 0 | 0 | 0 |  | 0 | 0 | 0 | 0 | 0 | 18041.3145 | 14072.1179 | 14620.1901 | 0 | no | Surplus | yes |  | 0 | 0 | 0 | 257.8301 | 0 | no | 0 | 0 | 0 | 257.8301 | 0 |  |  | 0 | 0 | 0 | 0 | 0 |  | 0 | 0 | 0 | 0 | 0
| 19414.6833 | 0 | yes | Deficit |  |  | 0 | 0 | 0 | 0 | 0 |  | 0 | 0 | 0 | 0 | 4860 | no |  | 0 | 24300 | no | 19414.6833 | 0 | no | no | 0 | 0 | 0 | 0 | 0 |  | 0 | 0 | 0 | 0 | 0 | 19414.6833 | 15059.6433 | 15733.1307 | 0 | yes | Deficit |  |  | 0 | 0 | 0 | 0 | 0 |  | 0 | 0 | 0 | 0 | 439.4532 | yes |  | 0 | 0 | 0 | 439.4532 | 0 | no | 0 | 0 | 0 | 439.4532 | 0
| 19609.0338 | 0 | yes | Deficit |  |  | 0 | 0 | 0 | 0 | 0 |  | 0 | 0 | 0 | 0 | 4860 | no |  | 0 | 24300 | no | 19609.0338 | 0 | no | no | 0 | 0 | 0 | 0 | 0 |  | 0 | 0 | 0 | 0 | 0 | 19609.0338 | 14667.4233 | 15890.627 | 0 | no | Surplus | yes |  | 0 | 0 | 0 | 1065.7074 | 0 | no | 0 | 0 | 0 | 1065.7074 | 0 |  |  | 0 | 0 | 0 | 0 | 0 |  | 0 | 0 | 0 | 0 | 0
| 22821.1894 | 0 | yes | Deficit |  |  | 0 | 0 | 0 | 0 | 0 |  | 0 | 0 | 0 | 0 | 4860 | no |  | 0 | 24300 | no | 22821.1894 | 0 | no | no | 0 | 0 | 0 | 0 | 0 |  | 0 | 0 | 0 | 0 | 0 | 22821.1894 | 15519.872 | 18493.6705 | 0 | no | Surplus | yes |  | 0 | 0 | 0 | 370.7551 | 0 | no | 0 | 0 | 0 | 370.7551 | 0 |  |  | 0 | 0 | 0 | 0 | 0 |  | 0 | 0 | 0 | 0 | 0
| 19998.2037 | 0 | no | Surplus | yes |  | 0 | 0 | 0 | 2822.9858 | 0 | no | 0 | 0 | 0 | 2822.9858 | 4860 | no | 19998.2037 | 0 | 24300 |  |  | 0 |  |  | 0 | 0 | 0 | 0 | 0 |  | 0 | 0 | 0 | 0 | 0 | 19998.2037 | 15756.1178 | 16205.9997 | 0 | no | Surplus | yes |  | 0 | 0 | 0 | 2737.5528 | 0 | no | 0 | 0 | 0 | 2737.5528 | 0 |  |  | 0 | 0 | 0 | 0 | 0 |  | 0 | 0 | 0 | 0 | 0
| 19651.1148 | 0 | no | Surplus | yes |  | 0 | 0 | 0 | 347.0889 | 0 | no | 0 | 0 | 0 | 347.0889 | 4860 | no | 19651.1148 | 0 | 24300 |  |  | 0 |  |  | 0 | 0 | 0 | 0 | 0 |  | 0 | 0 | 0 | 0 | 0 | 19651.1148 | 17212.9477 | 15924.7283 | 0 | yes | Deficit |  |  | 0 | 0 | 0 | 0 | 0 |  | 0 | 0 | 0 | 0 | 1006.9479 | yes |  | 0 | 0 | 0 | 1006.9479 | 0 | no | 0 | 0 | 0 | 1006.9479 | 0
| 19970.1363 | 0 | yes | Deficit |  |  | 0 | 0 | 0 | 0 | 0 |  | 0 | 0 | 0 | 0 | 4860 | no |  | 0 | 24300 | no | 19970.1363 | 0 | no | no | 0 | 0 | 0 | 0 | 0 |  | 0 | 0 | 0 | 0 | 0 | 19970.1363 | 16523.3059 | 16183.2547 | 0 | yes | Deficit |  |  | 0 | 0 | 0 | 0 | 0 |  | 0 | 0 | 0 | 0 | 598.5776 | yes |  | 0 | 0 | 0 | 598.5776 | 0 | no | 0 | 0 | 0 | 598.5776 | 0
| 20072.9363 | 0 | yes | Deficit |  |  | 0 | 0 | 0 | 0 | 0 |  | 0 | 0 | 0 | 0 | 4860 | no |  | 0 | 24300 | no | 20072.9363 | 0 | no | no | 0 | 0 | 0 | 0 | 0 |  | 0 | 0 | 0 | 0 | 0 | 20072.9363 | 15461.8273 | 16266.561 | 0 | no | Surplus | yes |  | 0 | 0 | 0 | 721.4274 | 0 | no | 0 | 0 | 0 | 721.4274 | 0 |  |  | 0 | 0 | 0 | 0 | 0 |  | 0 | 0 | 0 | 0 | 0
| 22820.3529 | 0 | yes | Deficit |  |  | 0 | 0 | 0 | 0 | 0 |  | 0 | 0 | 0 | 0 | 4860 | no |  | 0 | 24300 | no | 22820.3529 | 0 | no | no | 0 | 0 | 0 | 0 | 0 |  | 0 | 0 | 0 | 0 | 0 | 22820.3529 | 15996.9155 | 18492.9926 | 0 | no | Surplus | yes |  | 0 | 0 | 0 | 269.6456 | 0 | no | 0 | 0 | 0 | 269.6456 | 0 |  |  | 0 | 0 | 0 | 0 | 0 |  | 0 | 0 | 0 | 0 | 0
| 22806.8855 | 0 | no | Surplus | yes |  | 0 | 0 | 0 | 13.4673 | 0 | no | 0 | 0 | 0 | 13.4673 | 4860 | no | 22806.8855 | 0 | 24300 |  |  | 0 |  |  | 0 | 0 | 0 | 0 | 0 |  | 0 | 0 | 0 | 0 | 0 | 22806.8855 | 16889.4001 | 18482.079 | 0 | no | Surplus | yes |  | 0 | 0 | 0 | 1603.5925 | 0 | no | 0 | 0 | 0 | 1603.5925 | 0 |  |  | 0 | 0 | 0 | 0 | 0 |  | 0 | 0 | 0 | 0 | 0
| 20617.8932 | 0 | no | Surplus | yes |  | 0 | 0 | 0 | 2188.9924 | 0 | no | 0 | 0 | 0 | 2188.9924 | 4860 | no | 20617.8932 | 0 | 24300 |  |  | 0 |  |  | 0 | 0 | 0 | 0 | 0 |  | 0 | 0 | 0 | 0 | 0 | 20617.8932 | 16565.8278 | 16708.1792 | 0 | no | Surplus | yes |  | 0 | 0 | 0 | 1916.2513 | 0 | no | 0 | 0 | 0 | 1916.2513 | 0 |  |  | 0 | 0 | 0 | 0 | 0 |  | 0 | 0 | 0 | 0 | 0
| 20199.6779 | 0 | no | Surplus | yes |  | 0 | 0 | 0 | 418.2152 | 0 | no | 0 | 0 | 0 | 418.2152 | 4860 | no | 20199.6779 | 0 | 24300 |  |  | 0 |  |  | 0 | 0 | 0 | 0 | 0 |  | 0 | 0 | 0 | 0 | 0 | 20199.6779 | 17897.617 | 16369.269 | 0 | yes | Deficit |  |  | 0 | 0 | 0 | 0 | 0 |  | 0 | 0 | 0 | 0 | 1189.4377 | yes |  | 0 | 0 | 0 | 1189.4377 | 0 | no | 0 | 0 | 0 | 1189.4377 | 0
| 20314.9733 | 0 | yes | Deficit |  |  | 0 | 0 | 0 | 0 | 0 |  | 0 | 0 | 0 | 0 | 4860 | no |  | 0 | 24300 | no | 20314.9733 | 0 | no | no | 0 | 0 | 0 | 0 | 0 |  | 0 | 0 | 0 | 0 | 0 | 20314.9733 | 14419.9029 | 16462.7012 | 0 | no | Surplus | yes |  | 0 | 0 | 0 | 1949.366 | 0 | no | 0 | 0 | 0 | 1949.366 | 0 |  |  | 0 | 0 | 0 | 0 | 0 |  | 0 | 0 | 0 | 0 | 0
| 21965.9667 | 0 | yes | Deficit |  |  | 0 | 0 | 0 | 0 | 0 |  | 0 | 0 | 0 | 0 | 4860 | no |  | 0 | 24300 | no | 21965.9667 | 0 | no | no | 0 | 0 | 0 | 0 | 0 |  | 0 | 0 | 0 | 0 | 0 | 21965.9667 | 13545.9228 | 17800.6214 | 0 | no | Surplus | yes |  | 0 | 0 | 0 | 2916.7783 | 0 | no | 0 | 0 | 0 | 2916.7783 | 0 |  |  | 0 | 0 | 0 | 0 | 0 |  | 0 | 0 | 0 | 0 | 0
| 21007.2813 | 0 | no | Surplus | yes |  | 0 | 0 | 0 | 958.6855 | 0 | no | 0 | 0 | 0 | 958.6855 | 4860 | no | 21007.2813 | 0 | 24300 |  |  | 0 |  |  | 0 | 0 | 0 | 0 | 0 |  | 0 | 0 | 0 | 0 | 0 | 21007.2813 | 13192.1334 | 17023.7287 | 0 | no | Surplus | yes |  | 0 | 0 | 0 | 4608.488 | 0 | no | 0 | 0 | 0 | 4608.488 | 0 |  |  | 0 | 0 | 0 | 0 | 0 |  | 0 | 0 | 0 | 0 | 0
| 21045.912 | 0 | yes | Deficit |  |  | 0 | 0 | 0 | 0 | 0 |  | 0 | 0 | 0 | 0 | 4860 | no |  | 0 | 24300 | no | 21045.912 | 0 | no | no | 0 | 0 | 0 | 0 | 0 |  | 0 | 0 | 0 | 0 | 0 | 21045.912 | 14379.9123 | 17055.034 | 0 | no | Surplus | yes |  | 0 | 0 | 0 | 2643.8164 | 0 | no | 0 | 0 | 0 | 2643.8164 | 0 |  |  | 0 | 0 | 0 | 0 | 0 |  | 0 | 0 | 0 | 0 | 0
| 20434.7312 | 0 | no | Surplus | yes |  | 0 | 0 | 0 | 611.1808 | 0 | no | 0 | 0 | 0 | 611.1808 | 4860 | no | 20434.7312 | 0 | 24300 |  |  | 0 |  |  | 0 | 0 | 0 | 0 | 0 |  | 0 | 0 | 0 | 0 | 0 | 20434.7312 | 15728.04 | 16559.7498 | 0 | no | Surplus | yes |  | 0 | 0 | 0 | 1326.994 | 0 | no | 0 | 0 | 0 | 1326.994 | 0 |  |  | 0 | 0 | 0 | 0 | 0 |  | 0 | 0 | 0 | 0 | 0
| 19056.9496 | 0 | no | Surplus | yes |  | 0 | 0 | 0 | 1377.7816 | 0 | no | 0 | 0 | 0 | 1377.7816 | 4860 | no | 19056.9496 | 0 | 24300 |  |  | 0 |  |  | 0 | 0 | 0 | 0 | 0 |  | 0 | 0 | 0 | 0 | 0 | 19056.9496 | 15431.7916 | 15443.2331 | 0 | no | Surplus | yes |  | 0 | 0 | 0 | 1127.9581 | 0 | no | 0 | 0 | 0 | 1127.9581 | 0 |  |  | 0 | 0 | 0 | 0 | 0 |  | 0 | 0 | 0 | 0 | 0
| 17434.9326 | 0 | no | Surplus | yes |  | 0 | 0 | 0 | 1622.017 | 0 | no | 0 | 0 | 0 | 1622.017 | 4860 | no | 17434.9326 | 0 | 24300 |  |  | 0 |  |  | 0 | 0 | 0 | 0 | 0 |  | 0 | 0 | 0 | 0 | 0 | 17434.9326 | 15574.2916 | 14128.7946 | 0 | yes | Deficit |  |  | 0 | 0 | 0 | 0 | 0 |  | 0 | 0 | 0 | 0 | 131.0586 | yes |  | 0 | 0 | 0 | 131.0586 | 0 | no | 0 | 0 | 0 | 131.0586 | 0
| 19445.7211 | 0 | yes | Deficit |  |  | 0 | 0 | 0 | 0 | 0 |  | 0 | 0 | 0 | 0 | 4860 | no |  | 0 | 24300 | no | 19445.7211 | 0 | no | no | 0 | 0 | 0 | 0 | 0 |  | 0 | 0 | 0 | 0 | 0 | 19445.7211 | 15365.5889 | 15758.2829 | 0 | yes | Deficit |  |  | 0 | 0 | 0 | 0 | 0 |  | 0 | 0 | 0 | 0 | 1236.7943 | yes |  | 0 | 0 | 0 | 1236.7943 | 0 | no | 0 | 0 | 0 | 1236.7943 | 0
| 18533.2116 | 0 | no | Surplus | yes |  | 0 | 0 | 0 | 912.5095 | 0 | no | 0 | 0 | 0 | 912.5095 | 4860 | no | 18533.2116 | 0 | 24300 |  |  | 0 |  |  | 0 | 0 | 0 | 0 | 0 |  | 0 | 0 | 0 | 0 | 0 | 18533.2116 | 15070.8297 | 15018.8101 | 0 | no | Surplus | yes |  | 0 | 0 | 0 | 687.4533 | 0 | no | 0 | 0 | 0 | 687.4533 | 0 |  |  | 0 | 0 | 0 | 0 | 0 |  | 0 | 0 | 0 | 0 | 0
| 18457.0816 | 0 | no | Surplus | yes |  | 0 | 0 | 0 | 76.1301 | 0 | no | 0 | 0 | 0 | 76.1301 | 4860 | no | 18457.0816 | 0 | 24300 |  |  | 0 |  |  | 0 | 0 | 0 | 0 | 0 |  | 0 | 0 | 0 | 0 | 0 | 18457.0816 | 15416.7313 | 14957.1163 | 0 | yes | Deficit |  |  | 0 | 0 | 0 | 0 | 0 |  | 0 | 0 | 0 | 0 | 397.9212 | yes |  | 0 | 0 | 0 | 397.9212 | 0 | no | 0 | 0 | 0 | 397.9212 | 0
| 18162.1937 | 0 | no | Surplus | yes |  | 0 | 0 | 0 | 294.8878 | 0 | no | 0 | 0 | 0 | 294.8878 | 4860 | no | 18162.1937 | 0 | 24300 |  |  | 0 |  |  | 0 | 0 | 0 | 0 | 0 |  | 0 | 0 | 0 | 0 | 0 | 18162.1937 | 15527.3717 | 14718.1473 | 0 | yes | Deficit |  |  | 0 | 0 | 0 | 0 | 0 |  | 0 | 0 | 0 | 0 | 570.2553 | yes |  | 0 | 0 | 0 | 570.2553 | 0 | no | 0 | 0 | 0 | 570.2553 | 0
| 19540.6511 | 0 | yes | Deficit |  |  | 0 | 0 | 0 | 0 | 0 |  | 0 | 0 | 0 | 0 | 4860 | no |  | 0 | 24300 | no | 19540.6511 | 0 | no | no | 0 | 0 | 0 | 0 | 0 |  | 0 | 0 | 0 | 0 | 0 | 19540.6511 | 16218.1549 | 15835.2116 | 0 | yes | Deficit |  |  | 0 | 0 | 0 | 0 | 0 |  | 0 | 0 | 0 | 0 | 1500.0077 | yes |  | 0 | 0 | 0 | 1500.0077 | 0 | no | 0 | 0 | 0 | 1500.0077 | 0
| 18839.4343 | 0 | no | Surplus | yes |  | 0 | 0 | 0 | 701.2168 | 0 | no | 0 | 0 | 0 | 701.2168 | 4860 | no | 18839.4343 | 0 | 24300 |  |  | 0 |  |  | 0 | 0 | 0 | 0 | 0 |  | 0 | 0 | 0 | 0 | 0 | 18839.4343 | 16118.1771 | 15266.9646 | 0 | yes | Deficit |  |  | 0 | 0 | 0 | 0 | 0 |  | 0 | 0 | 0 | 0 | 282.9655 | yes |  | 0 | 0 | 0 | 282.9655 | 0 | no | 0 | 0 | 0 | 282.9655 | 0
| 19524.0997 | 0 | yes | Deficit |  |  | 0 | 0 | 0 | 0 | 0 |  | 0 | 0 | 0 | 0 | 4860 | no |  | 0 | 24300 | no | 19524.0997 | 0 | no | no | 0 | 0 | 0 | 0 | 0 |  | 0 | 0 | 0 | 0 | 0 | 19524.0997 | 16920.9211 | 15821.7988 | 0 | yes | Deficit |  |  | 0 | 0 | 0 | 0 | 0 |  | 0 | 0 | 0 | 0 | 1653.9565 | yes |  | 0 | 0 | 0 | 1653.9565 | 0 | no | 0 | 0 | 0 | 1653.9565 | 0
| 22310.086 | 0 | yes | Deficit |  |  | 0 | 0 | 0 | 0 | 0 |  | 0 | 0 | 0 | 0 | 4860 | no |  | 0 | 24300 | no | 22310.086 | 0 | no | no | 0 | 0 | 0 | 0 | 0 |  | 0 | 0 | 0 | 0 | 0 | 22310.086 | 16350.872 | 18079.4862 | 0 | yes | Deficit |  |  | 0 | 0 | 0 | 0 | 0 |  | 0 | 0 | 0 | 0 | 529.0731 | yes |  | 0 | 0 | 0 | 529.0731 | 0 | no | 0 | 0 | 0 | 529.0731 | 0
| 21092.3249 | 0 | no | Surplus | yes |  | 0 | 0 | 0 | 1217.7611 | 0 | no | 0 | 0 | 0 | 1217.7611 | 4860 | no | 21092.3249 | 0 | 24300 |  |  | 0 |  |  | 0 | 0 | 0 | 0 | 0 |  | 0 | 0 | 0 | 0 | 0 | 21092.3249 | 15481.4469 | 17092.6458 | 0 | no | Surplus | yes |  | 0 | 0 | 0 | 2598.0393 | 0 | no | 0 | 0 | 0 | 2598.0393 | 0 |  |  | 0 | 0 | 0 | 0 | 0 |  | 0 | 0 | 0 | 0 | 0
| 19600.3518 | 0 | no | Surplus | yes |  | 0 | 0 | 0 | 1491.9731 | 0 | no | 0 | 0 | 0 | 1491.9731 | 4860 | no | 19600.3518 | 0 | 24300 |  |  | 0 |  |  | 0 | 0 | 0 | 0 | 0 |  | 0 | 0 | 0 | 0 | 0 | 19600.3518 | 17263.483 | 15883.5914 | 0 | yes | Deficit |  |  | 0 | 0 | 0 | 0 | 0 |  | 0 | 0 | 0 | 0 | 170.8372 | yes |  | 0 | 0 | 0 | 170.8372 | 0 | no | 0 | 0 | 0 | 170.8372 | 0
| 18984.8757 | 0 | no | Surplus | yes |  | 0 | 0 | 0 | 615.4761 | 0 | no | 0 | 0 | 0 | 615.4761 | 4860 | no | 18984.8757 | 0 | 24300 |  |  | 0 |  |  | 0 | 0 | 0 | 0 | 0 |  | 0 | 0 | 0 | 0 | 0 | 18984.8757 | 17447.6342 | 15384.8263 | 0 | yes | Deficit |  |  | 0 | 0 | 0 | 0 | 0 |  | 0 | 0 | 0 | 0 | 1564.0428 | yes |  | 0 | 0 | 0 | 1564.0428 | 0 | no | 0 | 0 | 0 | 1564.0428 | 0
| 20384.7938 | 0 | yes | Deficit |  |  | 0 | 0 | 0 | 0 | 0 |  | 0 | 0 | 0 | 0 | 4860 | no |  | 0 | 24300 | no | 20384.7938 | 0 | no | no | 0 | 0 | 0 | 0 | 0 |  | 0 | 0 | 0 | 0 | 0 | 20384.7938 | 16840.1004 | 16519.2818 | 0 | yes | Deficit |  |  | 0 | 0 | 0 | 0 | 0 |  | 0 | 0 | 0 | 0 | 1455.274 | yes |  | 0 | 0 | 0 | 1455.274 | 0 | no | 0 | 0 | 0 | 1455.274 | 0
| 20497.0399 | 0 | yes | Deficit |  |  | 0 | 0 | 0 | 0 | 0 |  | 0 | 0 | 0 | 0 | 4860 | no |  | 0 | 24300 | no | 20497.0399 | 0 | no | no | 0 | 0 | 0 | 0 | 0 |  | 0 | 0 | 0 | 0 | 0 | 20497.0399 | 16372.93 | 16610.243 | 0 | no | Surplus | yes |  | 0 | 0 | 0 | 146.3518 | 0 | no | 0 | 0 | 0 | 146.3518 | 0 |  |  | 0 | 0 | 0 | 0 | 0 |  | 0 | 0 | 0 | 0 | 0
| 19911.368 | 0 | no | Surplus | yes |  | 0 | 0 | 0 | 585.6718 | 0 | no | 0 | 0 | 0 | 585.6718 | 4860 | no | 19911.368 | 0 | 24300 |  |  | 0 |  |  | 0 | 0 | 0 | 0 | 0 |  | 0 | 0 | 0 | 0 | 0 | 19911.368 | 16129.8706 | 16135.6305 | 0 | no | Surplus | yes |  | 0 | 0 | 0 | 480.3724 | 0 | no | 0 | 0 | 0 | 480.3724 | 0 |  |  | 0 | 0 | 0 | 0 | 0 |  | 0 | 0 | 0 | 0 | 0
| 19975.7478 | 0 | yes | Deficit |  |  | 0 | 0 | 0 | 0 | 0 |  | 0 | 0 | 0 | 0 | 4860 | no |  | 0 | 24300 | no | 19975.7478 | 0 | no | no | 0 | 0 | 0 | 0 | 0 |  | 0 | 0 | 0 | 0 | 0 | 19975.7478 | 12822.4975 | 16187.8021 | 0 | no | Surplus | yes |  | 0 | 0 | 0 | 3313.133 | 0 | no | 0 | 0 | 0 | 3313.133 | 0 |  |  | 0 | 0 | 0 | 0 | 0 |  | 0 | 0 | 0 | 0 | 0
| 20269.7334 | 0 | yes | Deficit |  |  | 0 | 0 | 0 | 0 | 0 |  | 0 | 0 | 0 | 0 | 4860 | no |  | 0 | 24300 | no | 20269.7334 | 0 | no | no | 0 | 0 | 0 | 0 | 0 |  | 0 | 0 | 0 | 0 | 0 | 20269.7334 | 15448.4854 | 16426.04 | 0 | no | Surplus | yes |  | 0 | 0 | 0 | 739.3166 | 0 | no | 0 | 0 | 0 | 739.3166 | 0 |  |  | 0 | 0 | 0 | 0 | 0 |  | 0 | 0 | 0 | 0 | 0
| 22821.4755 | 0 | yes | Deficit |  |  | 0 | 0 | 0 | 0 | 0 |  | 0 | 0 | 0 | 0 | 4860 | no |  | 0 | 24300 | no | 22821.4755 | 0 | no | no | 0 | 0 | 0 | 0 | 0 |  | 0 | 0 | 0 | 0 | 0 | 22821.4755 | 14755.8212 | 18493.9023 | 0 | no | Surplus | yes |  | 0 | 0 | 0 | 1670.2189 | 0 | no | 0 | 0 | 0 | 1670.2189 | 0 |  |  | 0 | 0 | 0 | 0 | 0 |  | 0 | 0 | 0 | 0 | 0
| 21325.0448 | 0 | no | Surplus | yes |  | 0 | 0 | 0 | 1496.4307 | 0 | no | 0 | 0 | 0 | 1496.4307 | 4860 | no | 21325.0448 | 0 | 24300 |  |  | 0 |  |  | 0 | 0 | 0 | 0 | 0 |  | 0 | 0 | 0 | 0 | 0 | 21325.0448 | 14789.8793 | 17281.2356 | 0 | no | Surplus | yes |  | 0 | 0 | 0 | 3704.023 | 0 | no | 0 | 0 | 0 | 3704.023 | 0 |  |  | 0 | 0 | 0 | 0 | 0 |  | 0 | 0 | 0 | 0 | 0
| 21555.3941 | 0 | yes | Deficit |  |  | 0 | 0 | 0 | 0 | 0 |  | 0 | 0 | 0 | 0 | 4860 | no |  | 0 | 24300 | no | 21555.3941 | 0 | no | no | 0 | 0 | 0 | 0 | 0 |  | 0 | 0 | 0 | 0 | 0 | 21555.3941 | 14995.5783 | 17467.9044 | 0 | no | Surplus | yes |  | 0 | 0 | 0 | 2285.6573 | 0 | no | 0 | 0 | 0 | 2285.6573 | 0 |  |  | 0 | 0 | 0 | 0 | 0 |  | 0 | 0 | 0 | 0 | 0
| 20688.2999 | 0 | no | Surplus | yes |  | 0 | 0 | 0 | 867.0942 | 0 | no | 0 | 0 | 0 | 867.0942 | 4860 | no | 20688.2999 | 0 | 24300 |  |  | 0 |  |  | 0 | 0 | 0 | 0 | 0 |  | 0 | 0 | 0 | 0 | 0 | 20688.2999 | 15175.9247 | 16765.2349 | 0 | no | Surplus | yes |  | 0 | 0 | 0 | 2291.9797 | 0 | no | 0 | 0 | 0 | 2291.9797 | 0 |  |  | 0 | 0 | 0 | 0 | 0 |  | 0 | 0 | 0 | 0 | 0
| 21880.2807 | 0 | yes | Deficit |  |  | 0 | 0 | 0 | 0 | 0 |  | 0 | 0 | 0 | 0 | 4860 | no |  | 0 | 24300 | no | 21880.2807 | 0 | no | no | 0 | 0 | 0 | 0 | 0 |  | 0 | 0 | 0 | 0 | 0 | 21880.2807 | 14986.308 | 17731.1837 | 0 | no | Surplus | yes |  | 0 | 0 | 0 | 1778.927 | 0 | no | 0 | 0 | 0 | 1778.927 | 0 |  |  | 0 | 0 | 0 | 0 | 0 |  | 0 | 0 | 0 | 0 | 0
| 23976.3973 | 0 | yes | Deficit |  |  | 0 | 0 | 0 | 0 | 0 |  | 0 | 0 | 0 | 0 | 4860 | no |  | 0 | 24300 | no | 23976.3973 | 0 | no | no | 0 | 0 | 0 | 0 | 0 |  | 0 | 0 | 0 | 0 | 0 | 23976.3973 | 15421.1218 | 19429.8195 | 0 | no | Surplus | yes |  | 0 | 0 | 0 | 2310.0619 | 0 | no | 0 | 0 | 0 | 2310.0619 | 0 |  |  | 0 | 0 | 0 | 0 | 0 |  | 0 | 0 | 0 | 0 | 0
| 24001.8258 | 0 | yes | Deficit |  |  | 0 | 0 | 0 | 0 | 0 |  | 0 | 0 | 0 | 0 | 4860 | no |  | 0 | 24300 | no | 24001.8258 | 0 | no | no | 0 | 0 | 0 | 0 | 0 |  | 0 | 0 | 0 | 0 | 0 | 24001.8258 | 16632.7494 | 19450.4261 | 0 | no | Surplus | yes |  | 0 | 0 | 0 | 2797.0701 | 0 | no | 0 | 0 | 0 | 2797.0701 | 0 |  |  | 0 | 0 | 0 | 0 | 0 |  | 0 | 0 | 0 | 0 | 0
| 22670.4544 | 0 | no | Surplus | yes |  | 0 | 0 | 0 | 1331.3714 | 0 | no | 0 | 0 | 0 | 1331.3714 | 4860 | no | 22670.4544 | 0 | 24300 |  |  | 0 |  |  | 0 | 0 | 0 | 0 | 0 |  | 0 | 0 | 0 | 0 | 0 | 22670.4544 | 15597.8131 | 18371.519 | 0 | no | Surplus | yes |  | 0 | 0 | 0 | 3852.613 | 0 | no | 0 | 0 | 0 | 3852.613 | 0 |  |  | 0 | 0 | 0 | 0 | 0 |  | 0 | 0 | 0 | 0 | 0
| 20187.6467 | 0 | no | Surplus | yes |  | 0 | 0 | 0 | 2482.8077 | 0 | no | 0 | 0 | 0 | 2482.8077 | 4860 | no | 20187.6467 | 0 | 24300 |  |  | 0 |  |  | 0 | 0 | 0 | 0 | 0 |  | 0 | 0 | 0 | 0 | 0 | 20187.6467 | 15433.0331 | 16359.5192 | 0 | no | Surplus | yes |  | 0 | 0 | 0 | 2938.4858 | 0 | no | 0 | 0 | 0 | 2938.4858 | 0 |  |  | 0 | 0 | 0 | 0 | 0 |  | 0 | 0 | 0 | 0 | 0
| 18879.1803 | 0 | no | Surplus | yes |  | 0 | 0 | 0 | 1308.4663 | 0 | no | 0 | 0 | 0 | 1308.4663 | 4860 | no | 18879.1803 | 0 | 24300 |  |  | 0 |  |  | 0 | 0 | 0 | 0 | 0 |  | 0 | 0 | 0 | 0 | 0 | 18879.1803 | 15460.6253 | 15299.1737 | 0 | no | Surplus | yes |  | 0 | 0 | 0 | 898.8939 | 0 | no | 0 | 0 | 0 | 898.8939 | 0 |  |  | 0 | 0 | 0 | 0 | 0 |  | 0 | 0 | 0 | 0 | 0
| 19889.6503 | 0 | yes | Deficit |  |  | 0 | 0 | 0 | 0 | 0 |  | 0 | 0 | 0 | 0 | 4860 | no |  | 0 | 24300 | no | 19889.6503 | 0 | no | no | 0 | 0 | 0 | 0 | 0 |  | 0 | 0 | 0 | 0 | 0 | 19889.6503 | 15822.1536 | 16118.0311 | 0 | yes | Deficit |  |  | 0 | 0 | 0 | 0 | 0 |  | 0 | 0 | 0 | 0 | 522.9799 | yes |  | 0 | 0 | 0 | 522.9799 | 0 | no | 0 | 0 | 0 | 522.9799 | 0
| 21345.8562 | 0 | yes | Deficit |  |  | 0 | 0 | 0 | 0 | 0 |  | 0 | 0 | 0 | 0 | 4860 | no |  | 0 | 24300 | no | 21345.8562 | 0 | no | no | 0 | 0 | 0 | 0 | 0 |  | 0 | 0 | 0 | 0 | 0 | 21345.8562 | 15687.9542 | 17298.1007 | 0 | no | Surplus | yes |  | 0 | 0 | 0 | 430.0769 | 0 | no | 0 | 0 | 0 | 430.0769 | 0 |  |  | 0 | 0 | 0 | 0 | 0 |  | 0 | 0 | 0 | 0 | 0
| 23144.7971 | 0 | yes | Deficit |  |  | 0 | 0 | 0 | 0 | 0 |  | 0 | 0 | 0 | 0 | 4860 | no |  | 0 | 24300 | no | 23144.7971 | 0 | no | no | 0 | 0 | 0 | 0 | 0 |  | 0 | 0 | 0 | 0 | 0 | 23144.7971 | 15806.0767 | 18755.9133 | 0 | no | Surplus | yes |  | 0 | 0 | 0 | 1492.024 | 0 | no | 0 | 0 | 0 | 1492.024 | 0 |  |  | 0 | 0 | 0 | 0 | 0 |  | 0 | 0 | 0 | 0 | 0
| 24401.325 | 0 | yes | Deficit |  |  | 0 | 0 | 0 | 0 | 0 |  | 0 | 0 | 0 | 0 | 4860 | no |  | 0 | 24300 | yes | 24300 | 101.325 | yes |  | 0 | 0 | 0 | 101.325 | 0 | no | 0 | 0 | 0 | 101.325 | 0 | 24300 | 16358.0233 | 19692.0583 | 0 | no | Surplus | yes |  | 0 | 0 | 0 | 2397.8901 | 0 | no | 0 | 0 | 0 | 2397.8901 | 0 |  |  | 0 | 0 | 0 | 0 | 0 |  | 0 | 0 | 0 | 0 | 0
| 23206.2271 | 0 | no | Surplus | yes |  | 0 | 0 | 0 | 1093.7729 | 0 | no | 0 | 0 | 0 | 1093.7729 | 4860 | no | 23206.2271 | 0 | 24300 |  |  | 0 |  |  | 0 | 0 | 0 | 0 | 0 |  | 0 | 0 | 0 | 0 | 0 | 23206.2271 | 16147.4627 | 18805.6945 | 0 | no | Surplus | yes |  | 0 | 0 | 0 | 3544.5957 | 0 | no | 0 | 0 | 0 | 3544.5957 | 0 |  |  | 0 | 0 | 0 | 0 | 0 |  | 0 | 0 | 0 | 0 | 0
| 19707.1117 | 0 | no | Surplus | yes |  | 0 | 0 | 0 | 3499.1154 | 0 | no | 0 | 0 | 0 | 3499.1154 | 4860 | no | 19707.1117 | 0 | 24300 |  |  | 0 |  |  | 0 | 0 | 0 | 0 | 0 |  | 0 | 0 | 0 | 0 | 0 | 19707.1117 | 14487.1455 | 15970.1067 | 0 | no | Surplus | yes |  | 0 | 0 | 0 | 4318.5491 | 0 | no | 0 | 0 | 0 | 4318.5491 | 0 |  |  | 0 | 0 | 0 | 0 | 0 |  | 0 | 0 | 0 | 0 | 0
| 21385.4472 | 0 | yes | Deficit |  |  | 0 | 0 | 0 | 0 | 0 |  | 0 | 0 | 0 | 0 | 4860 | no |  | 0 | 24300 | no | 21385.4472 | 0 | no | no | 0 | 0 | 0 | 0 | 0 |  | 0 | 0 | 0 | 0 | 0 | 21385.4472 | 13594.2153 | 17330.1841 | 0 | no | Surplus | yes |  | 0 | 0 | 0 | 2375.8914 | 0 | no | 0 | 0 | 0 | 2375.8914 | 0 |  |  | 0 | 0 | 0 | 0 | 0 |  | 0 | 0 | 0 | 0 | 0
| 20166.1043 | 0 | no | Surplus | yes |  | 0 | 0 | 0 | 1219.3429 | 0 | no | 0 | 0 | 0 | 1219.3429 | 4860 | no | 20166.1043 | 0 | 24300 |  |  | 0 |  |  | 0 | 0 | 0 | 0 | 0 |  | 0 | 0 | 0 | 0 | 0 | 20166.1043 | 11838.6565 | 16342.0619 | 0 | no | Surplus | yes |  | 0 | 0 | 0 | 5491.5276 | 0 | no | 0 | 0 | 0 | 5491.5276 | 0 |  |  | 0 | 0 | 0 | 0 | 0 |  | 0 | 0 | 0 | 0 | 0
| 19037.158 | 0 | no | Surplus | yes |  | 0 | 0 | 0 | 1128.9464 | 0 | no | 0 | 0 | 0 | 1128.9464 | 4860 | no | 19037.158 | 0 | 24300 |  |  | 0 |  |  | 0 | 0 | 0 | 0 | 0 |  | 0 | 0 | 0 | 0 | 0 | 19037.158 | 11500.612 | 15427.1945 | 0 | no | Surplus | yes |  | 0 | 0 | 0 | 4841.4498 | 0 | no | 0 | 0 | 0 | 4841.4498 | 0 |  |  | 0 | 0 | 0 | 0 | 0 |  | 0 | 0 | 0 | 0 | 0
| 19560.0792 | 0 | yes | Deficit |  |  | 0 | 0 | 0 | 0 | 0 |  | 0 | 0 | 0 | 0 | 4860 | no |  | 0 | 24300 | no | 19560.0792 | 0 | no | no | 0 | 0 | 0 | 0 | 0 |  | 0 | 0 | 0 | 0 | 0 | 19560.0792 | 11216.9784 | 15850.9556 | 0 | no | Surplus | yes |  | 0 | 0 | 0 | 4210.2161 | 0 | no | 0 | 0 | 0 | 4210.2161 | 0 |  |  | 0 | 0 | 0 | 0 | 0 |  | 0 | 0 | 0 | 0 | 0
| 18736.1078 | 0 | no | Surplus | yes |  | 0 | 0 | 0 | 823.9714 | 0 | no | 0 | 0 | 0 | 823.9714 | 4860 | no | 18736.1078 | 0 | 24300 |  |  | 0 |  |  | 0 | 0 | 0 | 0 | 0 |  | 0 | 0 | 0 | 0 | 0 | 18736.1078 | 10711.0154 | 15183.2316 | 0 | no | Surplus | yes |  | 0 | 0 | 0 | 5139.9403 | 0 | no | 0 | 0 | 0 | 5139.9403 | 0 |  |  | 0 | 0 | 0 | 0 | 0 |  | 0 | 0 | 0 | 0 | 0
| 18920.9689 | 0 | yes | Deficit |  |  | 0 | 0 | 0 | 0 | 0 |  | 0 | 0 | 0 | 0 | 4860 | no |  | 0 | 24300 | no | 18920.9689 | 0 | no | no | 0 | 0 | 0 | 0 | 0 |  | 0 | 0 | 0 | 0 | 0 | 18920.9689 | 12187.7202 | 15333.038 | 0 | no | Surplus | yes |  | 0 | 0 | 0 | 2995.5115 | 0 | no | 0 | 0 | 0 | 2995.5115 | 0 |  |  | 0 | 0 | 0 | 0 | 0 |  | 0 | 0 | 0 | 0 | 0
| 21736.1536 | 0 | yes | Deficit |  |  | 0 | 0 | 0 | 0 | 0 |  | 0 | 0 | 0 | 0 | 4860 | no |  | 0 | 24300 | no | 21736.1536 | 0 | no | no | 0 | 0 | 0 | 0 | 0 |  | 0 | 0 | 0 | 0 | 0 | 21736.1536 | 14432.7032 | 17614.3871 | 0 | no | Surplus | yes |  | 0 | 0 | 0 | 900.3348 | 0 | no | 0 | 0 | 0 | 900.3348 | 0 |  |  | 0 | 0 | 0 | 0 | 0 |  | 0 | 0 | 0 | 0 | 0
| 19403.4631 | 0 | no | Surplus | yes |  | 0 | 0 | 0 | 2332.6906 | 0 | no | 0 | 0 | 0 | 2332.6906 | 4860 | no | 19403.4631 | 0 | 24300 |  |  | 0 |  |  | 0 | 0 | 0 | 0 | 0 |  | 0 | 0 | 0 | 0 | 0 | 19403.4631 | 11725.1995 | 15724.0382 | 0 | no | Surplus | yes |  | 0 | 0 | 0 | 5889.1876 | 0 | no | 0 | 0 | 0 | 5889.1876 | 0 |  |  | 0 | 0 | 0 | 0 | 0 |  | 0 | 0 | 0 | 0 | 0
| 18899.4962 | 0 | no | Surplus | yes |  | 0 | 0 | 0 | 503.9669 | 0 | no | 0 | 0 | 0 | 503.9669 | 4860 | no | 18899.4962 | 0 | 24300 |  |  | 0 |  |  | 0 | 0 | 0 | 0 | 0 |  | 0 | 0 | 0 | 0 | 0 | 18899.4962 | 12727.1521 | 15315.6371 | 0 | no | Surplus | yes |  | 0 | 0 | 0 | 2996.8861 | 0 | no | 0 | 0 | 0 | 2996.8861 | 0 |  |  | 0 | 0 | 0 | 0 | 0 |  | 0 | 0 | 0 | 0 | 0
| 18182.9062 | 0 | no | Surplus | yes |  | 0 | 0 | 0 | 716.59 | 0 | no | 0 | 0 | 0 | 716.59 | 4860 | no | 18182.9062 | 0 | 24300 |  |  | 0 |  |  | 0 | 0 | 0 | 0 | 0 |  | 0 | 0 | 0 | 0 | 0 | 18182.9062 | 12546.291 | 14734.9321 | 0 | no | Surplus | yes |  | 0 | 0 | 0 | 2769.3461 | 0 | no | 0 | 0 | 0 | 2769.3461 | 0 |  |  | 0 | 0 | 0 | 0 | 0 |  | 0 | 0 | 0 | 0 | 0
| 18431.4863 | 0 | yes | Deficit |  |  | 0 | 0 | 0 | 0 | 0 |  | 0 | 0 | 0 | 0 | 4860 | no |  | 0 | 24300 | no | 18431.4863 | 0 | no | no | 0 | 0 | 0 | 0 | 0 |  | 0 | 0 | 0 | 0 | 0 | 18431.4863 | 13031.8607 | 14936.3746 | 0 | no | Surplus | yes |  | 0 | 0 | 0 | 1703.0715 | 0 | no | 0 | 0 | 0 | 1703.0715 | 0 |  |  | 0 | 0 | 0 | 0 | 0 |  | 0 | 0 | 0 | 0 | 0
| 18545.2149 | 0 | yes | Deficit |  |  | 0 | 0 | 0 | 0 | 0 |  | 0 | 0 | 0 | 0 | 4860 | no |  | 0 | 24300 | no | 18545.2149 | 0 | no | no | 0 | 0 | 0 | 0 | 0 |  | 0 | 0 | 0 | 0 | 0 | 18545.2149 | 13002.4469 | 15028.5372 | 0 | no | Surplus | yes |  | 0 | 0 | 0 | 1933.9277 | 0 | no | 0 | 0 | 0 | 1933.9277 | 0 |  |  | 0 | 0 | 0 | 0 | 0 |  | 0 | 0 | 0 | 0 | 0
| 18808.2909 | 0 | yes | Deficit |  |  | 0 | 0 | 0 | 0 | 0 |  | 0 | 0 | 0 | 0 | 4860 | no |  | 0 | 24300 | no | 18808.2909 | 0 | no | no | 0 | 0 | 0 | 0 | 0 |  | 0 | 0 | 0 | 0 | 0 | 18808.2909 | 15171.9941 | 15241.7269 | 0 | yes | Deficit |  |  | 0 | 0 | 0 | 0 | 0 |  | 0 | 0 | 0 | 0 | 143.4569 | yes |  | 0 | 0 | 0 | 143.4569 | 0 | no | 0 | 0 | 0 | 143.4569 | 0
| 21712.0357 | 0 | yes | Deficit |  |  | 0 | 0 | 0 | 0 | 0 |  | 0 | 0 | 0 | 0 | 4860 | no |  | 0 | 24300 | no | 21712.0357 | 0 | no | no | 0 | 0 | 0 | 0 | 0 |  | 0 | 0 | 0 | 0 | 0 | 21712.0357 | 14448.1627 | 17594.8426 | 0 | no | Surplus | yes |  | 0 | 0 | 0 | 793.5641 | 0 | no | 0 | 0 | 0 | 793.5641 | 0 |  |  | 0 | 0 | 0 | 0 | 0 |  | 0 | 0 | 0 | 0 | 0
| 19830.5844 | 0 | no | Surplus | yes |  | 0 | 0 | 0 | 1881.4513 | 0 | no | 0 | 0 | 0 | 1881.4513 | 4860 | no | 19830.5844 | 0 | 24300 |  |  | 0 |  |  | 0 | 0 | 0 | 0 | 0 |  | 0 | 0 | 0 | 0 | 0 | 19830.5844 | 14304.4196 | 16070.1656 | 0 | no | Surplus | yes |  | 0 | 0 | 0 | 3290.423 | 0 | no | 0 | 0 | 0 | 3290.423 | 0 |  |  | 0 | 0 | 0 | 0 | 0 |  | 0 | 0 | 0 | 0 | 0
| 19327.0602 | 0 | no | Surplus | yes |  | 0 | 0 | 0 | 503.5242 | 0 | no | 0 | 0 | 0 | 503.5242 | 4860 | no | 19327.0602 | 0 | 24300 |  |  | 0 |  |  | 0 | 0 | 0 | 0 | 0 |  | 0 | 0 | 0 | 0 | 0 | 19327.0602 | 14646.1229 | 15662.1233 | 0 | no | Surplus | yes |  | 0 | 0 | 0 | 1424.0427 | 0 | no | 0 | 0 | 0 | 1424.0427 | 0 |  |  | 0 | 0 | 0 | 0 | 0 |  | 0 | 0 | 0 | 0 | 0
| 19297.5096 | 0 | no | Surplus | yes |  | 0 | 0 | 0 | 29.5506 | 0 | no | 0 | 0 | 0 | 29.5506 | 4860 | no | 19297.5096 | 0 | 24300 |  |  | 0 |  |  | 0 | 0 | 0 | 0 | 0 |  | 0 | 0 | 0 | 0 | 0 | 19297.5096 | 15539.684 | 15638.1763 | 0 | no | Surplus | yes |  | 0 | 0 | 0 | 122.4393 | 0 | no | 0 | 0 | 0 | 122.4393 | 0 |  |  | 0 | 0 | 0 | 0 | 0 |  | 0 | 0 | 0 | 0 | 0
| 19332.988 | 0 | yes | Deficit |  |  | 0 | 0 | 0 | 0 | 0 |  | 0 | 0 | 0 | 0 | 4860 | no |  | 0 | 24300 | no | 19332.988 | 0 | no | no | 0 | 0 | 0 | 0 | 0 |  | 0 | 0 | 0 | 0 | 0 | 19332.988 | 14453.0938 | 15666.9271 | 0 | no | Surplus | yes |  | 0 | 0 | 0 | 1185.0825 | 0 | no | 0 | 0 | 0 | 1185.0825 | 0 |  |  | 0 | 0 | 0 | 0 | 0 |  | 0 | 0 | 0 | 0 | 0
| 19208.89 | 0 | no | Surplus | yes |  | 0 | 0 | 0 | 124.098 | 0 | no | 0 | 0 | 0 | 124.098 | 4860 | no | 19208.89 | 0 | 24300 |  |  | 0 |  |  | 0 | 0 | 0 | 0 | 0 |  | 0 | 0 | 0 | 0 | 0 | 19208.89 | 14722.3674 | 15566.3614 | 0 | no | Surplus | yes |  | 0 | 0 | 0 | 944.5597 | 0 | no | 0 | 0 | 0 | 944.5597 | 0 |  |  | 0 | 0 | 0 | 0 | 0 |  | 0 | 0 | 0 | 0 | 0
| 20143.6133 | 0 | yes | Deficit |  |  | 0 | 0 | 0 | 0 | 0 |  | 0 | 0 | 0 | 0 | 4860 | no |  | 0 | 24300 | no | 20143.6133 | 0 | no | no | 0 | 0 | 0 | 0 | 0 |  | 0 | 0 | 0 | 0 | 0 | 20143.6133 | 15131.5214 | 16323.8357 | 0 | no | Surplus | yes |  | 0 | 0 | 0 | 434.8401 | 0 | no | 0 | 0 | 0 | 434.8401 | 0 |  |  | 0 | 0 | 0 | 0 | 0 |  | 0 | 0 | 0 | 0 | 0
| 19125.9384 | 0 | no | Surplus | yes |  | 0 | 0 | 0 | 1017.6749 | 0 | no | 0 | 0 | 0 | 1017.6749 | 4860 | no | 19125.9384 | 0 | 24300 |  |  | 0 |  |  | 0 | 0 | 0 | 0 | 0 |  | 0 | 0 | 0 | 0 | 0 | 19125.9384 | 13080.3801 | 15499.1397 | 0 | no | Surplus | yes |  | 0 | 0 | 0 | 3243.4556 | 0 | no | 0 | 0 | 0 | 3243.4556 | 0 |  |  | 0 | 0 | 0 | 0 | 0 |  | 0 | 0 | 0 | 0 | 0
| 20132.3788 | 0 | yes | Deficit |  |  | 0 | 0 | 0 | 0 | 0 |  | 0 | 0 | 0 | 0 | 4860 | no |  | 0 | 24300 | no | 20132.3788 | 0 | no | no | 0 | 0 | 0 | 0 | 0 |  | 0 | 0 | 0 | 0 | 0 | 20132.3788 | 14487.5521 | 16314.7316 | 0 | no | Surplus | yes |  | 0 | 0 | 0 | 1011.5877 | 0 | no | 0 | 0 | 0 | 1011.5877 | 0 |  |  | 0 | 0 | 0 | 0 | 0 |  | 0 | 0 | 0 | 0 | 0
| 20115.6519 | 0 | no | Surplus | yes |  | 0 | 0 | 0 | 16.7269 | 0 | no | 0 | 0 | 0 | 16.7269 | 4860 | no | 20115.6519 | 0 | 24300 |  |  | 0 |  |  | 0 | 0 | 0 | 0 | 0 |  | 0 | 0 | 0 | 0 | 0 | 20115.6519 | 14323.0926 | 16301.1766 | 0 | no | Surplus | yes |  | 0 | 0 | 0 | 1991.639 | 0 | no | 0 | 0 | 0 | 1991.639 | 0 |  |  | 0 | 0 | 0 | 0 | 0 |  | 0 | 0 | 0 | 0 | 0
| 19317.7073 | 0 | no | Surplus | yes |  | 0 | 0 | 0 | 797.9446 | 0 | no | 0 | 0 | 0 | 797.9446 | 4860 | no | 19317.7073 | 0 | 24300 |  |  | 0 |  |  | 0 | 0 | 0 | 0 | 0 |  | 0 | 0 | 0 | 0 | 0 | 19317.7073 | 13824.8344 | 15654.544 | 0 | no | Surplus | yes |  | 0 | 0 | 0 | 2476.3423 | 0 | no | 0 | 0 | 0 | 2476.3423 | 0 |  |  | 0 | 0 | 0 | 0 | 0 |  | 0 | 0 | 0 | 0 | 0
| 18942.8929 | 0 | no | Surplus | yes |  | 0 | 0 | 0 | 374.8144 | 0 | no | 0 | 0 | 0 | 374.8144 | 4860 | no | 18942.8929 | 0 | 24300 |  |  | 0 |  |  | 0 | 0 | 0 | 0 | 0 |  | 0 | 0 | 0 | 0 | 0 | 18942.8929 | 15718.4439 | 15350.8046 | 0 | yes | Deficit |  |  | 0 | 0 | 0 | 0 | 0 |  | 0 | 0 | 0 | 0 | 63.8999 | yes |  | 0 | 0 | 0 | 63.8999 | 0 | no | 0 | 0 | 0 | 63.8999 | 0
| 18161.0094 | 0 | no | Surplus | yes |  | 0 | 0 | 0 | 781.8835 | 0 | no | 0 | 0 | 0 | 781.8835 | 4860 | no | 18161.0094 | 0 | 24300 |  |  | 0 |  |  | 0 | 0 | 0 | 0 | 0 |  | 0 | 0 | 0 | 0 | 0 | 18161.0094 | 16468.1571 | 14717.1875 | 0 | yes | Deficit |  |  | 0 | 0 | 0 | 0 | 0 |  | 0 | 0 | 0 | 0 | 1117.3525 | yes |  | 0 | 0 | 0 | 1117.3525 | 0 | no | 0 | 0 | 0 | 1117.3525 | 0
| 18190.3849 | 0 | yes | Deficit |  |  | 0 | 0 | 0 | 0 | 0 |  | 0 | 0 | 0 | 0 | 4860 | no |  | 0 | 24300 | no | 18190.3849 | 0 | no | no | 0 | 0 | 0 | 0 | 0 |  | 0 | 0 | 0 | 0 | 0 | 18190.3849 | 11764.8862 | 14740.9926 | 0 | no | Surplus | yes |  | 0 | 0 | 0 | 2952.3013 | 0 | no | 0 | 0 | 0 | 2952.3013 | 0 |  |  | 0 | 0 | 0 | 0 | 0 |  | 0 | 0 | 0 | 0 | 0
| 18007.1746 | 0 | no | Surplus | yes |  | 0 | 0 | 0 | 183.2102 | 0 | no | 0 | 0 | 0 | 183.2102 | 4860 | no | 18007.1746 | 0 | 24300 |  |  | 0 |  |  | 0 | 0 | 0 | 0 | 0 |  | 0 | 0 | 0 | 0 | 0 | 18007.1746 | 11818.6965 | 14592.524 | 0 | no | Surplus | yes |  | 0 | 0 | 0 | 2922.2961 | 0 | no | 0 | 0 | 0 | 2922.2961 | 0 |  |  | 0 | 0 | 0 | 0 | 0 |  | 0 | 0 | 0 | 0 | 0
| 18906.6852 | 0 | yes | Deficit |  |  | 0 | 0 | 0 | 0 | 0 |  | 0 | 0 | 0 | 0 | 4860 | no |  | 0 | 24300 | no | 18906.6852 | 0 | no | no | 0 | 0 | 0 | 0 | 0 |  | 0 | 0 | 0 | 0 | 0 | 18906.6852 | 13259.0705 | 15321.4629 | 0 | no | Surplus | yes |  | 0 | 0 | 0 | 1333.4536 | 0 | no | 0 | 0 | 0 | 1333.4536 | 0 |  |  | 0 | 0 | 0 | 0 | 0 |  | 0 | 0 | 0 | 0 | 0
| 20145.763 | 0 | yes | Deficit |  |  | 0 | 0 | 0 | 0 | 0 |  | 0 | 0 | 0 | 0 | 4860 | no |  | 0 | 24300 | no | 20145.763 | 0 | no | no | 0 | 0 | 0 | 0 | 0 |  | 0 | 0 | 0 | 0 | 0 | 20145.763 | 12813.9201 | 16325.5778 | 0 | no | Surplus | yes |  | 0 | 0 | 0 | 2507.5428 | 0 | no | 0 | 0 | 0 | 2507.5428 | 0 |  |  | 0 | 0 | 0 | 0 | 0 |  | 0 | 0 | 0 | 0 | 0
| 19523.6512 | 0 | no | Surplus | yes |  | 0 | 0 | 0 | 622.1119 | 0 | no | 0 | 0 | 0 | 622.1119 | 4860 | no | 19523.6512 | 0 | 24300 |  |  | 0 |  |  | 0 | 0 | 0 | 0 | 0 |  | 0 | 0 | 0 | 0 | 0 | 19523.6512 | 12637.6137 | 15821.4353 | 0 | no | Surplus | yes |  | 0 | 0 | 0 | 3687.9642 | 0 | no | 0 | 0 | 0 | 3687.9642 | 0 |  |  | 0 | 0 | 0 | 0 | 0 |  | 0 | 0 | 0 | 0 | 0
| 17163.6351 | 0 | no | Surplus | yes |  | 0 | 0 | 0 | 2360.0161 | 0 | no | 0 | 0 | 0 | 2360.0161 | 4860 | no | 17163.6351 | 0 | 24300 |  |  | 0 |  |  | 0 | 0 | 0 | 0 | 0 |  | 0 | 0 | 0 | 0 | 0 | 17163.6351 | 14417.8866 | 13908.9425 | 0 | no | Surplus | yes |  | 0 | 0 | 0 | 1403.5487 | 0 | no | 0 | 0 | 0 | 1403.5487 | 0 |  |  | 0 | 0 | 0 | 0 | 0 |  | 0 | 0 | 0 | 0 | 0
| 19984.7931 | 0 | yes | Deficit |  |  | 0 | 0 | 0 | 0 | 0 |  | 0 | 0 | 0 | 0 | 4860 | no |  | 0 | 24300 | no | 19984.7931 | 0 | no | no | 0 | 0 | 0 | 0 | 0 |  | 0 | 0 | 0 | 0 | 0 | 19984.7931 | 15883.4064 | 16195.1321 | 0 | yes | Deficit |  |  | 0 | 0 | 0 | 0 | 0 |  | 0 | 0 | 0 | 0 | 1974.4639 | yes |  | 0 | 0 | 0 | 1974.4639 | 0 | no | 0 | 0 | 0 | 1974.4639 | 0
| 19048.6895 | 0 | no | Surplus | yes |  | 0 | 0 | 0 | 936.1036 | 0 | no | 0 | 0 | 0 | 936.1036 | 4860 | no | 19048.6895 | 0 | 24300 |  |  | 0 |  |  | 0 | 0 | 0 | 0 | 0 |  | 0 | 0 | 0 | 0 | 0 | 19048.6895 | 16400.599 | 15436.5393 | 0 | yes | Deficit |  |  | 0 | 0 | 0 | 0 | 0 |  | 0 | 0 | 0 | 0 | 205.4668 | yes |  | 0 | 0 | 0 | 205.4668 | 0 | no | 0 | 0 | 0 | 205.4668 | 0
| 20239.1586 | 0 | yes | Deficit |  |  | 0 | 0 | 0 | 0 | 0 |  | 0 | 0 | 0 | 0 | 4860 | no |  | 0 | 24300 | no | 20239.1586 | 0 | no | no | 0 | 0 | 0 | 0 | 0 |  | 0 | 0 | 0 | 0 | 0 | 20239.1586 | 16858.8472 | 16401.2631 | 0 | yes | Deficit |  |  | 0 | 0 | 0 | 0 | 0 |  | 0 | 0 | 0 | 0 | 1422.3079 | yes |  | 0 | 0 | 0 | 1422.3079 | 0 | no | 0 | 0 | 0 | 1422.3079 | 0
| 19955.9948 | 0 | no | Surplus | yes |  | 0 | 0 | 0 | 283.1639 | 0 | no | 0 | 0 | 0 | 283.1639 | 4860 | no | 19955.9948 | 0 | 24300 |  |  | 0 |  |  | 0 | 0 | 0 | 0 | 0 |  | 0 | 0 | 0 | 0 | 0 | 19955.9948 | 16148.4578 | 16171.7948 | 0 | no | Surplus | yes |  | 0 | 0 | 0 | 252.8053 | 0 | no | 0 | 0 | 0 | 252.8053 | 0 |  |  | 0 | 0 | 0 | 0 | 0 |  | 0 | 0 | 0 | 0 | 0
| 18506.0933 | 0 | no | Surplus | yes |  | 0 | 0 | 0 | 1449.9015 | 0 | no | 0 | 0 | 0 | 1449.9015 | 4860 | no | 18506.0933 | 0 | 24300 |  |  | 0 |  |  | 0 | 0 | 0 | 0 | 0 |  | 0 | 0 | 0 | 0 | 0 | 18506.0933 | 16587.3287 | 14996.8341 | 0 | yes | Deficit |  |  | 0 | 0 | 0 | 0 | 0 |  | 0 | 0 | 0 | 0 | 415.5339 | yes |  | 0 | 0 | 0 | 415.5339 | 0 | no | 0 | 0 | 0 | 415.5339 | 0
| 21170.5645 | 0 | yes | Deficit |  |  | 0 | 0 | 0 | 0 | 0 |  | 0 | 0 | 0 | 0 | 4860 | no |  | 0 | 24300 | no | 21170.5645 | 0 | no | no | 0 | 0 | 0 | 0 | 0 |  | 0 | 0 | 0 | 0 | 0 | 21170.5645 | 16954.0076 | 17156.0491 | 0 | yes | Deficit |  |  | 0 | 0 | 0 | 0 | 0 |  | 0 | 0 | 0 | 0 | 1957.1735 | yes |  | 0 | 0 | 0 | 1957.1735 | 0 | no | 0 | 0 | 0 | 1957.1735 | 0
| 21731.2589 | 0 | yes | Deficit |  |  | 0 | 0 | 0 | 0 | 0 |  | 0 | 0 | 0 | 0 | 4860 | no |  | 0 | 24300 | no | 21731.2589 | 0 | no | no | 0 | 0 | 0 | 0 | 0 |  | 0 | 0 | 0 | 0 | 0 | 21731.2589 | 17321.3002 | 17610.4205 | 0 | yes | Deficit |  |  | 0 | 0 | 0 | 0 | 0 |  | 0 | 0 | 0 | 0 | 165.2511 | yes |  | 0 | 0 | 0 | 165.2511 | 0 | no | 0 | 0 | 0 | 165.2511 | 0
| 19603.4131 | 0 | no | Surplus | yes |  | 0 | 0 | 0 | 2127.8457 | 0 | no | 0 | 0 | 0 | 2127.8457 | 4860 | no | 19603.4131 | 0 | 24300 |  |  | 0 |  |  | 0 | 0 | 0 | 0 | 0 |  | 0 | 0 | 0 | 0 | 0 | 19603.4131 | 17036.2175 | 15886.0722 | 0 | no | Surplus | yes |  | 0 | 0 | 0 | 574.203 | 0 | no | 0 | 0 | 0 | 574.203 | 0 |  |  | 0 | 0 | 0 | 0 | 0 |  | 0 | 0 | 0 | 0 | 0
| 19457.6323 | 0 | no | Surplus | yes |  | 0 | 0 | 0 | 145.7809 | 0 | no | 0 | 0 | 0 | 145.7809 | 4860 | no | 19457.6323 | 0 | 24300 |  |  | 0 |  |  | 0 | 0 | 0 | 0 | 0 |  | 0 | 0 | 0 | 0 | 0 | 19457.6323 | 16946.7552 | 15767.9354 | 0 | yes | Deficit |  |  | 0 | 0 | 0 | 0 | 0 |  | 0 | 0 | 0 | 0 | 1060.683 | yes |  | 0 | 0 | 0 | 1060.683 | 0 | no | 0 | 0 | 0 | 1060.683 | 0
| 19926.6182 | 0 | yes | Deficit |  |  | 0 | 0 | 0 | 0 | 0 |  | 0 | 0 | 0 | 0 | 4860 | no |  | 0 | 24300 | no | 19926.6182 | 0 | no | no | 0 | 0 | 0 | 0 | 0 |  | 0 | 0 | 0 | 0 | 0 | 19926.6182 | 16260.6569 | 16147.9888 | 0 | yes | Deficit |  |  | 0 | 0 | 0 | 0 | 0 |  | 0 | 0 | 0 | 0 | 492.7215 | yes |  | 0 | 0 | 0 | 492.7215 | 0 | no | 0 | 0 | 0 | 492.7215 | 0
| 20875.5207 | 0 | yes | Deficit |  |  | 0 | 0 | 0 | 0 | 0 |  | 0 | 0 | 0 | 0 | 4860 | no |  | 0 | 24300 | no | 20875.5207 | 0 | no | no | 0 | 0 | 0 | 0 | 0 |  | 0 | 0 | 0 | 0 | 0 | 20875.5207 | 15856.4992 | 16916.9536 | 0 | no | Surplus | yes |  | 0 | 0 | 0 | 291.4896 | 0 | no | 0 | 0 | 0 | 291.4896 | 0 |  |  | 0 | 0 | 0 | 0 | 0 |  | 0 | 0 | 0 | 0 | 0
| 20937.0113 | 0 | yes | Deficit |  |  | 0 | 0 | 0 | 0 | 0 |  | 0 | 0 | 0 | 0 | 4860 | no |  | 0 | 24300 | no | 20937.0113 | 0 | no | no | 0 | 0 | 0 | 0 | 0 |  | 0 | 0 | 0 | 0 | 0 | 20937.0113 | 15844.1459 | 16966.7839 | 0 | no | Surplus | yes |  | 0 | 0 | 0 | 1072.8077 | 0 | no | 0 | 0 | 0 | 1072.8077 | 0 |  |  | 0 | 0 | 0 | 0 | 0 |  | 0 | 0 | 0 | 0 | 0
| 22622.892 | 0 | yes | Deficit |  |  | 0 | 0 | 0 | 0 | 0 |  | 0 | 0 | 0 | 0 | 4860 | no |  | 0 | 24300 | no | 22622.892 | 0 | no | no | 0 | 0 | 0 | 0 | 0 |  | 0 | 0 | 0 | 0 | 0 | 22622.892 | 15464.752 | 18332.9757 | 0 | no | Surplus | yes |  | 0 | 0 | 0 | 1502.0318 | 0 | no | 0 | 0 | 0 | 1502.0318 | 0 |  |  | 0 | 0 | 0 | 0 | 0 |  | 0 | 0 | 0 | 0 | 0
| 21556.2975 | 0 | no | Surplus | yes |  | 0 | 0 | 0 | 1066.5945 | 0 | no | 0 | 0 | 0 | 1066.5945 | 4860 | no | 21556.2975 | 0 | 24300 |  |  | 0 |  |  | 0 | 0 | 0 | 0 | 0 |  | 0 | 0 | 0 | 0 | 0 | 21556.2975 | 17292.0202 | 17468.6365 | 0 | no | Surplus | yes |  | 0 | 0 | 0 | 1040.9555 | 0 | no | 0 | 0 | 0 | 1040.9555 | 0 |  |  | 0 | 0 | 0 | 0 | 0 |  | 0 | 0 | 0 | 0 | 0
| 18687.9725 | 0 | no | Surplus | yes |  | 0 | 0 | 0 | 2868.325 | 0 | no | 0 | 0 | 0 | 2868.325 | 4860 | no | 18687.9725 | 0 | 24300 |  |  | 0 |  |  | 0 | 0 | 0 | 0 | 0 |  | 0 | 0 | 0 | 0 | 0 | 18687.9725 | 13877.5868 | 15144.2241 | 0 | no | Surplus | yes |  | 0 | 0 | 0 | 3591.0497 | 0 | no | 0 | 0 | 0 | 3591.0497 | 0 |  |  | 0 | 0 | 0 | 0 | 0 |  | 0 | 0 | 0 | 0 | 0
| 16984.5689 | 0 | no | Surplus | yes |  | 0 | 0 | 0 | 1703.4036 | 0 | no | 0 | 0 | 0 | 1703.4036 | 4860 | no | 16984.5689 | 0 | 24300 |  |  | 0 |  |  | 0 | 0 | 0 | 0 | 0 |  | 0 | 0 | 0 | 0 | 0 | 16984.5689 | 12367.7292 | 13763.8322 | 0 | no | Surplus | yes |  | 0 | 0 | 0 | 2776.4949 | 0 | no | 0 | 0 | 0 | 2776.4949 | 0 |  |  | 0 | 0 | 0 | 0 | 0 |  | 0 | 0 | 0 | 0 | 0
| 19277.2764 | 0 | yes | Deficit |  |  | 0 | 0 | 0 | 0 | 0 |  | 0 | 0 | 0 | 0 | 4860 | no |  | 0 | 24300 | no | 19277.2764 | 0 | no | no | 0 | 0 | 0 | 0 | 0 |  | 0 | 0 | 0 | 0 | 0 | 19277.2764 | 13540.2981 | 15621.7799 | 0 | no | Surplus | yes |  | 0 | 0 | 0 | 223.5341 | 0 | no | 0 | 0 | 0 | 223.5341 | 0 |  |  | 0 | 0 | 0 | 0 | 0 |  | 0 | 0 | 0 | 0 | 0
| 18219.9016 | 0 | no | Surplus | yes |  | 0 | 0 | 0 | 1057.3749 | 0 | no | 0 | 0 | 0 | 1057.3749 | 4860 | no | 18219.9016 | 0 | 24300 |  |  | 0 |  |  | 0 | 0 | 0 | 0 | 0 |  | 0 | 0 | 0 | 0 | 0 | 18219.9016 | 13369.4401 | 14764.9121 | 0 | no | Surplus | yes |  | 0 | 0 | 0 | 2252.3399 | 0 | no | 0 | 0 | 0 | 2252.3399 | 0 |  |  | 0 | 0 | 0 | 0 | 0 |  | 0 | 0 | 0 | 0 | 0
| 19873.283 | 0 | yes | Deficit |  |  | 0 | 0 | 0 | 0 | 0 |  | 0 | 0 | 0 | 0 | 4860 | no |  | 0 | 24300 | no | 19873.283 | 0 | no | no | 0 | 0 | 0 | 0 | 0 |  | 0 | 0 | 0 | 0 | 0 | 19873.283 | 11996.0306 | 16104.7674 | 0 | no | Surplus | yes |  | 0 | 0 | 0 | 2768.8815 | 0 | no | 0 | 0 | 0 | 2768.8815 | 0 |  |  | 0 | 0 | 0 | 0 | 0 |  | 0 | 0 | 0 | 0 | 0
| 18884.6681 | 0 | no | Surplus | yes |  | 0 | 0 | 0 | 988.6149 | 0 | no | 0 | 0 | 0 | 988.6149 | 4860 | no | 18884.6681 | 0 | 24300 |  |  | 0 |  |  | 0 | 0 | 0 | 0 | 0 |  | 0 | 0 | 0 | 0 | 0 | 18884.6681 | 9564.6411 | 15303.6208 | 0 | no | Surplus | yes |  | 0 | 0 | 0 | 6540.1263 | 0 | no | 0 | 0 | 0 | 6540.1263 | 0 |  |  | 0 | 0 | 0 | 0 | 0 |  | 0 | 0 | 0 | 0 | 0
| 17775.0575 | 0 | no | Surplus | yes |  | 0 | 0 | 0 | 1109.6106 | 0 | no | 0 | 0 | 0 | 1109.6106 | 4860 | no | 17775.0575 | 0 | 24300 |  |  | 0 |  |  | 0 | 0 | 0 | 0 | 0 |  | 0 | 0 | 0 | 0 | 0 | 17775.0575 | 10054.6999 | 14404.4226 | 0 | no | Surplus | yes |  | 0 | 0 | 0 | 5248.9209 | 0 | no | 0 | 0 | 0 | 5248.9209 | 0 |  |  | 0 | 0 | 0 | 0 | 0 |  | 0 | 0 | 0 | 0 | 0
| 16137.761 | 0 | no | Surplus | yes |  | 0 | 0 | 0 | 1637.2965 | 0 | no | 0 | 0 | 0 | 1637.2965 | 4860 | no | 16137.761 | 0 | 24300 |  |  | 0 |  |  | 0 | 0 | 0 | 0 | 0 |  | 0 | 0 | 0 | 0 | 0 | 16137.761 | 12567.5018 | 13077.6021 | 0 | no | Surplus | yes |  | 0 | 0 | 0 | 1836.9208 | 0 | no | 0 | 0 | 0 | 1836.9208 | 0 |  |  | 0 | 0 | 0 | 0 | 0 |  | 0 | 0 | 0 | 0 | 0
| 13379.3811 | 0 | no | Surplus | yes |  | 0 | 0 | 0 | 2758.3799 | 0 | no | 0 | 0 | 0 | 2758.3799 | 4860 | no | 13379.3811 | 0 | 24300 |  |  | 0 |  |  | 0 | 0 | 0 | 0 | 0 |  | 0 | 0 | 0 | 0 | 0 | 13379.3811 | 10312.6516 | 10842.2861 | 0 | no | Surplus | yes |  | 0 | 0 | 0 | 2764.9505 | 0 | no | 0 | 0 | 0 | 2764.9505 | 0 |  |  | 0 | 0 | 0 | 0 | 0 |  | 0 | 0 | 0 | 0 | 0
| 12979.464 | 0 | no | Surplus | yes |  | 0 | 0 | 0 | 399.9171 | 0 | no | 0 | 0 | 0 | 399.9171 | 4860 | no | 12979.464 | 0 | 24300 |  |  | 0 |  |  | 0 | 0 | 0 | 0 | 0 |  | 0 | 0 | 0 | 0 | 0 | 12979.464 | 12332.5846 | 10518.2042 | 0 | yes | Deficit |  |  | 0 | 0 | 0 | 0 | 0 |  | 0 | 0 | 0 | 0 | 1490.2985 | yes |  | 0 | 0 | 0 | 1490.2985 | 0 | no | 0 | 0 | 0 | 1490.2985 | 0
| 14248.3268 | 0 | yes | Deficit |  |  | 0 | 0 | 0 | 0 | 0 |  | 0 | 0 | 0 | 0 | 4860 | no |  | 0 | 24300 | no | 14248.3268 | 0 | no | no | 0 | 0 | 0 | 0 | 0 |  | 0 | 0 | 0 | 0 | 0 | 14248.3268 | 10076.3659 | 11546.4561 | 0 | no | Surplus | yes |  | 0 | 0 | 0 | 441.8383 | 0 | no | 0 | 0 | 0 | 441.8383 | 0 |  |  | 0 | 0 | 0 | 0 | 0 |  | 0 | 0 | 0 | 0 | 0
| 11754.0082 | 0 | no | Surplus | yes |  | 0 | 0 | 0 | 2494.3187 | 0 | no | 0 | 0 | 0 | 2494.3187 | 4860 | no | 11754.0082 | 0 | 24300 |  |  | 0 |  |  | 0 | 0 | 0 | 0 | 0 |  | 0 | 0 | 0 | 0 | 0 | 11754.0082 | 10866.3478 | 9525.1282 | 0 | no | Surplus | yes |  | 0 | 0 | 0 | 680.1083 | 0 | no | 0 | 0 | 0 | 680.1083 | 0 |  |  | 0 | 0 | 0 | 0 | 0 |  | 0 | 0 | 0 | 0 | 0
| 12504.5529 | 0 | yes | Deficit |  |  | 0 | 0 | 0 | 0 | 0 |  | 0 | 0 | 0 | 0 | 4860 | no |  | 0 | 23508.0164 | no | 12504.5529 | 0 | no | no | 0 | 0 | 0 | 0 | 0 |  | 0 | 0 | 0 | 0 | 0 | 12504.5529 | 9579.7545 | 10133.3492 | 0 | yes | Deficit |  |  | 0 | 0 | 0 | 0 | 0 |  | 0 | 0 | 0 | 0 | 54.6264 | yes |  | 0 | 0 | 0 | 54.6264 | 0 | no | 0 | 0 | 0 | 54.6264 | 0
| 14301.5069 | 0 | yes | Deficit |  |  | 0 | 0 | 0 | 0 | 0 |  | 0 | 0 | 0 | 0 | 4860 | no |  | 0 | 24300 | no | 14301.5069 | 0 | no | no | 0 | 0 | 0 | 0 | 0 |  | 0 | 0 | 0 | 0 | 0 | 14301.5069 | 9915.5426 | 11589.5518 | 0 | no | Surplus | yes |  | 0 | 0 | 0 | 217.8066 | 0 | no | 0 | 0 | 0 | 217.8066 | 0 |  |  | 0 | 0 | 0 | 0 | 0 |  | 0 | 0 | 0 | 0 | 0
| 16301.3985 | 0 | yes | Deficit |  |  | 0 | 0 | 0 | 0 | 0 |  | 0 | 0 | 0 | 0 | 4860 | no |  | 0 | 24300 | no | 16301.3985 | 0 | no | no | 0 | 0 | 0 | 0 | 0 |  | 0 | 0 | 0 | 0 | 0 | 16301.3985 | 9404.7954 | 13210.2095 | 0 | no | Surplus | yes |  | 0 | 0 | 0 | 2184.7564 | 0 | no | 0 | 0 | 0 | 2184.7564 | 0 |  |  | 0 | 0 | 0 | 0 | 0 |  | 0 | 0 | 0 | 0 | 0
| 22398.3764 | 0 | yes | Deficit |  |  | 0 | 0 | 0 | 0 | 0 |  | 0 | 0 | 0 | 0 | 4860 | no |  | 0 | 24300 | no | 22398.3764 | 0 | no | no | 0 | 0 | 0 | 0 | 0 |  | 0 | 0 | 0 | 0 | 0 | 22398.3764 | 8830.516 | 18151.0344 | 0 | no | Surplus | yes |  | 0 | 0 | 0 | 4379.6935 | 0 | no | 0 | 0 | 0 | 4379.6935 | 0 |  |  | 0 | 0 | 0 | 0 | 0 |  | 0 | 0 | 0 | 0 | 0
| 19267.8008 | 0 | no | Surplus | yes |  | 0 | 0 | 0 | 3130.5756 | 0 | no | 0 | 0 | 0 | 3130.5756 | 4860 | no | 19267.8008 | 0 | 24300 |  |  | 0 |  |  | 0 | 0 | 0 | 0 | 0 |  | 0 | 0 | 0 | 0 | 0 | 19267.8008 | 10250.8082 | 15614.1011 | 0 | no | Surplus | yes |  | 0 | 0 | 0 | 7900.2262 | 0 | no | 0 | 0 | 0 | 7900.2262 | 0 |  |  | 0 | 0 | 0 | 0 | 0 |  | 0 | 0 | 0 | 0 | 0
| 19308.2061 | 0 | yes | Deficit |  |  | 0 | 0 | 0 | 0 | 0 |  | 0 | 0 | 0 | 0 | 4860 | no |  | 0 | 24300 | no | 19308.2061 | 0 | no | no | 0 | 0 | 0 | 0 | 0 |  | 0 | 0 | 0 | 0 | 0 | 19308.2061 | 9091.6708 | 15646.8445 | 0 | no | Surplus | yes |  | 0 | 0 | 0 | 6522.4303 | 0 | no | 0 | 0 | 0 | 6522.4303 | 0 |  |  | 0 | 0 | 0 | 0 | 0 |  | 0 | 0 | 0 | 0 | 0
| 18053.2637 | 0 | no | Surplus | yes |  | 0 | 0 | 0 | 1254.9424 | 0 | no | 0 | 0 | 0 | 1254.9424 | 4860 | no | 18053.2637 | 0 | 24300 |  |  | 0 |  |  | 0 | 0 | 0 | 0 | 0 |  | 0 | 0 | 0 | 0 | 0 | 18053.2637 | 9457.4113 | 14629.8734 | 0 | no | Surplus | yes |  | 0 | 0 | 0 | 6189.4332 | 0 | no | 0 | 0 | 0 | 6189.4332 | 0 |  |  | 0 | 0 | 0 | 0 | 0 |  | 0 | 0 | 0 | 0 | 0
| 17017.9915 | 0 | no | Surplus | yes |  | 0 | 0 | 0 | 1035.2722 | 0 | no | 0 | 0 | 0 | 1035.2722 | 4860 | no | 17017.9915 | 0 | 24300 |  |  | 0 |  |  | 0 | 0 | 0 | 0 | 0 |  | 0 | 0 | 0 | 0 | 0 | 17017.9915 | 10696.8049 | 13790.9169 | 0 | no | Surplus | yes |  | 0 | 0 | 0 | 3933.0685 | 0 | no | 0 | 0 | 0 | 3933.0685 | 0 |  |  | 0 | 0 | 0 | 0 | 0 |  | 0 | 0 | 0 | 0 | 0
| 16915.4012 | 0 | no | Surplus | yes |  | 0 | 0 | 0 | 102.5903 | 0 | no | 0 | 0 | 0 | 102.5903 | 4860 | no | 16915.4012 | 0 | 24300 |  |  | 0 |  |  | 0 | 0 | 0 | 0 | 0 |  | 0 | 0 | 0 | 0 | 0 | 16915.4012 | 11110.9333 | 13707.7805 | 0 | no | Surplus | yes |  | 0 | 0 | 0 | 2679.9836 | 0 | no | 0 | 0 | 0 | 2679.9836 | 0 |  |  | 0 | 0 | 0 | 0 | 0 |  | 0 | 0 | 0 | 0 | 0
| 17081.2957 | 0 | yes | Deficit |  |  | 0 | 0 | 0 | 0 | 0 |  | 0 | 0 | 0 | 0 | 4860 | no |  | 0 | 24300 | no | 17081.2957 | 0 | no | no | 0 | 0 | 0 | 0 | 0 |  | 0 | 0 | 0 | 0 | 0 | 17081.2957 | 10432.4862 | 13842.2169 | 0 | no | Surplus | yes |  | 0 | 0 | 0 | 3275.2943 | 0 | no | 0 | 0 | 0 | 3275.2943 | 0 |  |  | 0 | 0 | 0 | 0 | 0 |  | 0 | 0 | 0 | 0 | 0
| 18275.7857 | 0 | yes | Deficit |  |  | 0 | 0 | 0 | 0 | 0 |  | 0 | 0 | 0 | 0 | 4860 | no |  | 0 | 24300 | no | 18275.7857 | 0 | no | no | 0 | 0 | 0 | 0 | 0 |  | 0 | 0 | 0 | 0 | 0 | 18275.7857 | 8718.8814 | 14810.1991 | 0 | no | Surplus | yes |  | 0 | 0 | 0 | 5123.3355 | 0 | no | 0 | 0 | 0 | 5123.3355 | 0 |  |  | 0 | 0 | 0 | 0 | 0 |  | 0 | 0 | 0 | 0 | 0
| 18830.196 | 0 | yes | Deficit |  |  | 0 | 0 | 0 | 0 | 0 |  | 0 | 0 | 0 | 0 | 4860 | no |  | 0 | 24300 | no | 18830.196 | 0 | no | no | 0 | 0 | 0 | 0 | 0 |  | 0 | 0 | 0 | 0 | 0 | 18830.196 | 8617.0539 | 15259.4781 | 0 | no | Surplus | yes |  | 0 | 0 | 0 | 6193.1452 | 0 | no | 0 | 0 | 0 | 6193.1452 | 0 |  |  | 0 | 0 | 0 | 0 | 0 |  | 0 | 0 | 0 | 0 | 0
| 20048.7134 | 0 | yes | Deficit |  |  | 0 | 0 | 0 | 0 | 0 |  | 0 | 0 | 0 | 0 | 4860 | no |  | 0 | 24300 | no | 20048.7134 | 0 | no | no | 0 | 0 | 0 | 0 | 0 |  | 0 | 0 | 0 | 0 | 0 | 20048.7134 | 8536.1516 | 16246.9314 | 0 | no | Surplus | yes |  | 0 | 0 | 0 | 6723.3265 | 0 | no | 0 | 0 | 0 | 6723.3265 | 0 |  |  | 0 | 0 | 0 | 0 | 0 |  | 0 | 0 | 0 | 0 | 0
| 19582.6753 | 0 | no | Surplus | yes |  | 0 | 0 | 0 | 466.0381 | 0 | no | 0 | 0 | 0 | 466.0381 | 4860 | no | 19582.6753 | 0 | 24300 |  |  | 0 |  |  | 0 | 0 | 0 | 0 | 0 |  | 0 | 0 | 0 | 0 | 0 | 19582.6753 | 8731.1898 | 15869.2669 | 0 | no | Surplus | yes |  | 0 | 0 | 0 | 7515.7417 | 0 | no | 0 | 0 | 0 | 7515.7417 | 0 |  |  | 0 | 0 | 0 | 0 | 0 |  | 0 | 0 | 0 | 0 | 0
| 19030.9632 | 0 | no | Surplus | yes |  | 0 | 0 | 0 | 551.7121 | 0 | no | 0 | 0 | 0 | 551.7121 | 4860 | no | 19030.9632 | 0 | 24300 |  |  | 0 |  |  | 0 | 0 | 0 | 0 | 0 |  | 0 | 0 | 0 | 0 | 0 | 19030.9632 | 12125.9398 | 15422.1744 | 0 | no | Surplus | yes |  | 0 | 0 | 0 | 3743.3271 | 0 | no | 0 | 0 | 0 | 3743.3271 | 0 |  |  | 0 | 0 | 0 | 0 | 0 |  | 0 | 0 | 0 | 0 | 0
| 18774.795 | 0 | no | Surplus | yes |  | 0 | 0 | 0 | 256.1682 | 0 | no | 0 | 0 | 0 | 256.1682 | 4860 | no | 18774.795 | 0 | 24300 |  |  | 0 |  |  | 0 | 0 | 0 | 0 | 0 |  | 0 | 0 | 0 | 0 | 0 | 18774.795 | 13681.442 | 15214.5826 | 0 | no | Surplus | yes |  | 0 | 0 | 0 | 1740.7324 | 0 | no | 0 | 0 | 0 | 1740.7324 | 0 |  |  | 0 | 0 | 0 | 0 | 0 |  | 0 | 0 | 0 | 0 | 0
| 17417.1557 | 0 | no | Surplus | yes |  | 0 | 0 | 0 | 1357.6393 | 0 | no | 0 | 0 | 0 | 1357.6393 | 4860 | no | 17417.1557 | 0 | 24300 |  |  | 0 |  |  | 0 | 0 | 0 | 0 | 0 |  | 0 | 0 | 0 | 0 | 0 | 17417.1557 | 13157.2177 | 14114.3887 | 0 | no | Surplus | yes |  | 0 | 0 | 0 | 2057.3649 | 0 | no | 0 | 0 | 0 | 2057.3649 | 0 |  |  | 0 | 0 | 0 | 0 | 0 |  | 0 | 0 | 0 | 0 | 0
| 18501.5064 | 0 | yes | Deficit |  |  | 0 | 0 | 0 | 0 | 0 |  | 0 | 0 | 0 | 0 | 4860 | no |  | 0 | 24300 | no | 18501.5064 | 0 | no | no | 0 | 0 | 0 | 0 | 0 |  | 0 | 0 | 0 | 0 | 0 | 18501.5064 | 14909.8421 | 14993.117 | 0 | yes | Deficit |  |  | 0 | 0 | 0 | 0 | 0 |  | 0 | 0 | 0 | 0 | 795.4534 | yes |  | 0 | 0 | 0 | 795.4534 | 0 | no | 0 | 0 | 0 | 795.4534 | 0
| 21692.4684 | 0 | yes | Deficit |  |  | 0 | 0 | 0 | 0 | 0 |  | 0 | 0 | 0 | 0 | 4860 | no |  | 0 | 24300 | no | 21692.4684 | 0 | no | no | 0 | 0 | 0 | 0 | 0 |  | 0 | 0 | 0 | 0 | 0 | 21692.4684 | 13756.0048 | 17578.9857 | 0 | no | Surplus | yes |  | 0 | 0 | 0 | 1237.1123 | 0 | no | 0 | 0 | 0 | 1237.1123 | 0 |  |  | 0 | 0 | 0 | 0 | 0 |  | 0 | 0 | 0 | 0 | 0
| 21611.5645 | 0 | no | Surplus | yes |  | 0 | 0 | 0 | 80.9039 | 0 | no | 0 | 0 | 0 | 80.9039 | 4860 | no | 21611.5645 | 0 | 24300 |  |  | 0 |  |  | 0 | 0 | 0 | 0 | 0 |  | 0 | 0 | 0 | 0 | 0 | 21611.5645 | 11664.2564 | 17513.4234 | 0 | no | Surplus | yes |  | 0 | 0 | 0 | 5914.7293 | 0 | no | 0 | 0 | 0 | 5914.7293 | 0 |  |  | 0 | 0 | 0 | 0 | 0 |  | 0 | 0 | 0 | 0 | 0
| 20503.9344 | 0 | no | Surplus | yes |  | 0 | 0 | 0 | 1107.6301 | 0 | no | 0 | 0 | 0 | 1107.6301 | 4860 | no | 20503.9344 | 0 | 24300 |  |  | 0 |  |  | 0 | 0 | 0 | 0 | 0 |  | 0 | 0 | 0 | 0 | 0 | 20503.9344 | 11629.6104 | 16615.8302 | 0 | no | Surplus | yes |  | 0 | 0 | 0 | 5883.813 | 0 | no | 0 | 0 | 0 | 5883.813 | 0 |  |  | 0 | 0 | 0 | 0 | 0 |  | 0 | 0 | 0 | 0 | 0
| 21822.0069 | 0 | yes | Deficit |  |  | 0 | 0 | 0 | 0 | 0 |  | 0 | 0 | 0 | 0 | 4860 | no |  | 0 | 24300 | no | 21822.0069 | 0 | no | no | 0 | 0 | 0 | 0 | 0 |  | 0 | 0 | 0 | 0 | 0 | 21822.0069 | 11695.2296 | 17683.9602 | 0 | no | Surplus | yes |  | 0 | 0 | 0 | 4920.6005 | 0 | no | 0 | 0 | 0 | 4920.6005 | 0 |  |  | 0 | 0 | 0 | 0 | 0 |  | 0 | 0 | 0 | 0 | 0
| 20709.0121 | 0 | no | Surplus | yes |  | 0 | 0 | 0 | 1112.9948 | 0 | no | 0 | 0 | 0 | 1112.9948 | 4860 | no | 20709.0121 | 0 | 24300 |  |  | 0 |  |  | 0 | 0 | 0 | 0 | 0 |  | 0 | 0 | 0 | 0 | 0 | 20709.0121 | 11583.2784 | 16782.0195 | 0 | no | Surplus | yes |  | 0 | 0 | 0 | 6100.6818 | 0 | no | 0 | 0 | 0 | 6100.6818 | 0 |  |  | 0 | 0 | 0 | 0 | 0 |  | 0 | 0 | 0 | 0 | 0
| 22416.8464 | 0 | yes | Deficit |  |  | 0 | 0 | 0 | 0 | 0 |  | 0 | 0 | 0 | 0 | 4860 | no |  | 0 | 24300 | no | 22416.8464 | 0 | no | no | 0 | 0 | 0 | 0 | 0 |  | 0 | 0 | 0 | 0 | 0 | 22416.8464 | 12040.1194 | 18166.0019 | 0 | no | Surplus | yes |  | 0 | 0 | 0 | 4741.9001 | 0 | no | 0 | 0 | 0 | 4741.9001 | 0 |  |  | 0 | 0 | 0 | 0 | 0 |  | 0 | 0 | 0 | 0 | 0
| 21773.1116 | 0 | no | Surplus | yes |  | 0 | 0 | 0 | 643.7347 | 0 | no | 0 | 0 | 0 | 643.7347 | 4860 | no | 21773.1116 | 0 | 24300 |  |  | 0 |  |  | 0 | 0 | 0 | 0 | 0 |  | 0 | 0 | 0 | 0 | 0 | 21773.1116 | 11384.4183 | 17644.3368 | 0 | no | Surplus | yes |  | 0 | 0 | 0 | 6781.5836 | 0 | no | 0 | 0 | 0 | 6781.5836 | 0 |  |  | 0 | 0 | 0 | 0 | 0 |  | 0 | 0 | 0 | 0 | 0
| 19545.1226 | 0 | no | Surplus | yes |  | 0 | 0 | 0 | 2227.989 | 0 | no | 0 | 0 | 0 | 2227.989 | 4860 | no | 19545.1226 | 0 | 24300 |  |  | 0 |  |  | 0 | 0 | 0 | 0 | 0 |  | 0 | 0 | 0 | 0 | 0 | 19545.1226 | 13899.879 | 15838.8352 | 0 | no | Surplus | yes |  | 0 | 0 | 0 | 3744.4578 | 0 | no | 0 | 0 | 0 | 3744.4578 | 0 |  |  | 0 | 0 | 0 | 0 | 0 |  | 0 | 0 | 0 | 0 | 0
| 18493.4945 | 0 | no | Surplus | yes |  | 0 | 0 | 0 | 1051.6282 | 0 | no | 0 | 0 | 0 | 1051.6282 | 4860 | no | 18493.4945 | 0 | 24300 |  |  | 0 |  |  | 0 | 0 | 0 | 0 | 0 |  | 0 | 0 | 0 | 0 | 0 | 18493.4945 | 15667.9969 | 14986.6244 | 0 | no | Surplus | yes |  | 0 | 0 | 0 | 170.8383 | 0 | no | 0 | 0 | 0 | 170.8383 | 0 |  |  | 0 | 0 | 0 | 0 | 0 |  | 0 | 0 | 0 | 0 | 0
| 19431.4979 | 0 | yes | Deficit |  |  | 0 | 0 | 0 | 0 | 0 |  | 0 | 0 | 0 | 0 | 4860 | no |  | 0 | 24300 | no | 19431.4979 | 0 | no | no | 0 | 0 | 0 | 0 | 0 |  | 0 | 0 | 0 | 0 | 0 | 19431.4979 | 15142.2469 | 15746.7568 | 0 | yes | Deficit |  |  | 0 | 0 | 0 | 0 | 0 |  | 0 | 0 | 0 | 0 | 155.6226 | yes |  | 0 | 0 | 0 | 155.6226 | 0 | no | 0 | 0 | 0 | 155.6226 | 0
| 21370.9295 | 0 | yes | Deficit |  |  | 0 | 0 | 0 | 0 | 0 |  | 0 | 0 | 0 | 0 | 4860 | no |  | 0 | 24300 | no | 21370.9295 | 0 | no | no | 0 | 0 | 0 | 0 | 0 |  | 0 | 0 | 0 | 0 | 0 | 21370.9295 | 16323.3661 | 17318.4194 | 0 | yes | Deficit |  |  | 0 | 0 | 0 | 0 | 0 |  | 0 | 0 | 0 | 0 | 576.6092 | yes |  | 0 | 0 | 0 | 576.6092 | 0 | no | 0 | 0 | 0 | 576.6092 | 0
| 19419.4313 | 0 | no | Surplus | yes |  | 0 | 0 | 0 | 1951.4982 | 0 | no | 0 | 0 | 0 | 1951.4982 | 4860 | no | 19419.4313 | 0 | 24300 |  |  | 0 |  |  | 0 | 0 | 0 | 0 | 0 |  | 0 | 0 | 0 | 0 | 0 | 19419.4313 | 15320.2731 | 15736.9784 | 0 | no | Surplus | yes |  | 0 | 0 | 0 | 1998.1463 | 0 | no | 0 | 0 | 0 | 1998.1463 | 0 |  |  | 0 | 0 | 0 | 0 | 0 |  | 0 | 0 | 0 | 0 | 0
| 18950.1715 | 0 | no | Surplus | yes |  | 0 | 0 | 0 | 469.2598 | 0 | no | 0 | 0 | 0 | 469.2598 | 4860 | no | 18950.1715 | 0 | 24300 |  |  | 0 |  |  | 0 | 0 | 0 | 0 | 0 |  | 0 | 0 | 0 | 0 | 0 | 18950.1715 | 16159.3387 | 15356.703 | 0 | yes | Deficit |  |  | 0 | 0 | 0 | 0 | 0 |  | 0 | 0 | 0 | 0 | 422.3603 | yes |  | 0 | 0 | 0 | 422.3603 | 0 | no | 0 | 0 | 0 | 422.3603 | 0
| 21044.6844 | 0 | yes | Deficit |  |  | 0 | 0 | 0 | 0 | 0 |  | 0 | 0 | 0 | 0 | 4860 | no |  | 0 | 24300 | no | 21044.6844 | 0 | no | no | 0 | 0 | 0 | 0 | 0 |  | 0 | 0 | 0 | 0 | 0 | 21044.6844 | 15925.5415 | 17054.0393 | 0 | yes | Deficit |  |  | 0 | 0 | 0 | 0 | 0 |  | 0 | 0 | 0 | 0 | 568.8385 | yes |  | 0 | 0 | 0 | 568.8385 | 0 | no | 0 | 0 | 0 | 568.8385 | 0
| 20343.4836 | 0 | no | Surplus | yes |  | 0 | 0 | 0 | 701.2009 | 0 | no | 0 | 0 | 0 | 701.2009 | 4860 | no | 20343.4836 | 0 | 24300 |  |  | 0 |  |  | 0 | 0 | 0 | 0 | 0 |  | 0 | 0 | 0 | 0 | 0 | 20343.4836 | 16263.1598 | 16485.8052 | 0 | no | Surplus | yes |  | 0 | 0 | 0 | 790.8794 | 0 | no | 0 | 0 | 0 | 790.8794 | 0 |  |  | 0 | 0 | 0 | 0 | 0 |  | 0 | 0 | 0 | 0 | 0
| 20307.2299 | 0 | no | Surplus | yes |  | 0 | 0 | 0 | 36.2537 | 0 | no | 0 | 0 | 0 | 36.2537 | 4860 | no | 20307.2299 | 0 | 24300 |  |  | 0 |  |  | 0 | 0 | 0 | 0 | 0 |  | 0 | 0 | 0 | 0 | 0 | 20307.2299 | 15249.6313 | 16456.4262 | 0 | no | Surplus | yes |  | 0 | 0 | 0 | 1236.1739 | 0 | no | 0 | 0 | 0 | 1236.1739 | 0 |  |  | 0 | 0 | 0 | 0 | 0 |  | 0 | 0 | 0 | 0 | 0
| 17956.085 | 0 | no | Surplus | yes |  | 0 | 0 | 0 | 2351.1449 | 0 | no | 0 | 0 | 0 | 2351.1449 | 4860 | no | 17956.085 | 0 | 24300 |  |  | 0 |  |  | 0 | 0 | 0 | 0 | 0 |  | 0 | 0 | 0 | 0 | 0 | 17956.085 | 16074.5512 | 14551.1224 | 0 | no | Surplus | yes |  | 0 | 0 | 0 | 381.875 | 0 | no | 0 | 0 | 0 | 381.875 | 0 |  |  | 0 | 0 | 0 | 0 | 0 |  | 0 | 0 | 0 | 0 | 0
| 16142.6699 | 0 | no | Surplus | yes |  | 0 | 0 | 0 | 1813.4151 | 0 | no | 0 | 0 | 0 | 1813.4151 | 4860 | no | 16142.6699 | 0 | 24300 |  |  | 0 |  |  | 0 | 0 | 0 | 0 | 0 |  | 0 | 0 | 0 | 0 | 0 | 16142.6699 | 16117.6944 | 13081.5802 | 0 | yes | Deficit |  |  | 0 | 0 | 0 | 0 | 0 |  | 0 | 0 | 0 | 0 | 1566.5721 | yes |  | 0 | 0 | 0 | 1566.5721 | 0 | no | 0 | 0 | 0 | 1566.5721 | 0
| 13431.8446 | 0 | no | Surplus | yes |  | 0 | 0 | 0 | 2710.8253 | 0 | no | 0 | 0 | 0 | 2710.8253 | 4860 | no | 13431.8446 | 0 | 24300 |  |  | 0 |  |  | 0 | 0 | 0 | 0 | 0 |  | 0 | 0 | 0 | 0 | 0 | 13431.8446 | 15435.9551 | 10884.8012 | 0 | yes | Deficit |  |  | 0 | 0 | 0 | 0 | 0 |  | 0 | 0 | 0 | 0 | 2354.375 | yes |  | 0 | 0 | 0 | 2354.375 | 0 | no | 0 | 0 | 0 | 2354.375 | 0
| 13884.845 | 0 | yes | Deficit |  |  | 0 | 0 | 0 | 0 | 0 |  | 0 | 0 | 0 | 0 | 4860 | no |  | 0 | 24300 | no | 13884.845 | 0 | no | no | 0 | 0 | 0 | 0 | 0 |  | 0 | 0 | 0 | 0 | 0 | 13884.845 | 15670.0455 | 11251.9003 | 0 | yes | Deficit |  |  | 0 | 0 | 0 | 0 | 0 |  | 0 | 0 | 0 | 0 | 4785.2443 | yes |  | 0 | 0 | 0 | 4785.2443 | 0 | no | 0 | 0 | 0 | 4785.2443 | 0
| 16504.4846 | 0 | yes | Deficit |  |  | 0 | 0 | 0 | 0 | 0 |  | 0 | 0 | 0 | 0 | 4860 | no |  | 0 | 24300 | no | 16504.4846 | 0 | no | no | 0 | 0 | 0 | 0 | 0 |  | 0 | 0 | 0 | 0 | 0 | 16504.4846 | 14464.344 | 13374.785 | 0 | yes | Deficit |  |  | 0 | 0 | 0 | 0 | 0 |  | 0 | 0 | 0 | 0 | 3212.4437 | yes |  | 0 | 0 | 0 | 3212.4437 | 0 | no | 0 | 0 | 0 | 3212.4437 | 0
| 13008.2499 | 0 | no | Surplus | yes |  | 0 | 0 | 0 | 3496.2347 | 0 | no | 0 | 0 | 0 | 3496.2347 | 4860 | no | 13008.2499 | 0 | 24300 |  |  | 0 |  |  | 0 | 0 | 0 | 0 | 0 |  | 0 | 0 | 0 | 0 | 0 | 13008.2499 | 15890.587 | 10541.5315 | 0 | yes | Deficit |  |  | 0 | 0 | 0 | 0 | 0 |  | 0 | 0 | 0 | 0 | 2515.802 | yes |  | 0 | 0 | 0 | 2515.802 | 0 | no | 0 | 0 | 0 | 2515.802 | 0
| 13174.8453 | 0 | yes | Deficit |  |  | 0 | 0 | 0 | 0 | 0 |  | 0 | 0 | 0 | 0 | 4860 | no |  | 0 | 24300 | no | 13174.8453 | 0 | no | no | 0 | 0 | 0 | 0 | 0 |  | 0 | 0 | 0 | 0 | 0 | 13174.8453 | 17283.1028 | 10676.5359 | 0 | yes | Deficit |  |  | 0 | 0 | 0 | 0 | 0 |  | 0 | 0 | 0 | 0 | 6741.5713 | yes |  | 0 | 0 | 0 | 6741.5713 | 0 | no | 0 | 0 | 0 | 6741.5713 | 0
| 12881.3561 | 0 | no | Surplus | yes |  | 0 | 0 | 0 | 293.4891 | 0 | no | 0 | 0 | 0 | 293.4891 | 4860 | no | 12881.3561 | 0 | 24300 |  |  | 0 |  |  | 0 | 0 | 0 | 0 | 0 |  | 0 | 0 | 0 | 0 | 0 | 12881.3561 | 19825.986 | 10438.7003 | 0 | yes | Deficit |  |  | 0 | 0 | 0 | 0 | 0 |  | 0 | 0 | 0 | 0 | 9149.4501 | yes |  | 0 | 0 | 0 | 9149.4501 | 0 | no | 0 | 0 | 0 | 9149.4501 | 0
| 13688.5775 | 0 | yes | Deficit |  |  | 0 | 0 | 0 | 0 | 0 |  | 0 | 0 | 0 | 0 | 4860 | no |  | 0 | 24300 | no | 13688.5775 | 0 | no | no | 0 | 0 | 0 | 0 | 0 |  | 0 | 0 | 0 | 0 | 0 | 13688.5775 | 18463.4634 | 11092.8504 | 0 | yes | Deficit |  |  | 0 | 0 | 0 | 0 | 0 |  | 0 | 0 | 0 | 0 | 8024.7631 | yes |  | 0 | 0 | 0 | 8024.7631 | 0 | no | 0 | 0 | 0 | 8024.7631 | 0
| 15407.7378 | 0 | yes | Deficit |  |  | 0 | 0 | 0 | 0 | 0 |  | 0 | 0 | 0 | 0 | 4860 | no |  | 0 | 24300 | no | 15407.7378 | 0 | no | no | 0 | 0 | 0 | 0 | 0 |  | 0 | 0 | 0 | 0 | 0 | 15407.7378 | 17861.7714 | 12486.0112 | 0 | yes | Deficit |  |  | 0 | 0 | 0 | 0 | 0 |  | 0 | 0 | 0 | 0 | 6768.9209 | yes |  | 0 | 0 | 0 | 6768.9209 | 0 | no | 0 | 0 | 0 | 6768.9209 | 0
| 15483.2177 | 0 | yes | Deficit |  |  | 0 | 0 | 0 | 0 | 0 |  | 0 | 0 | 0 | 0 | 4860 | no |  | 0 | 24300 | no | 15483.2177 | 0 | no | no | 0 | 0 | 0 | 0 | 0 |  | 0 | 0 | 0 | 0 | 0 | 15483.2177 | 17857.389 | 12547.178 | 0 | yes | Deficit |  |  | 0 | 0 | 0 | 0 | 0 |  | 0 | 0 | 0 | 0 | 5371.3779 | yes |  | 0 | 0 | 0 | 5371.3779 | 0 | no | 0 | 0 | 0 | 5371.3779 | 0
| 18015.9555 | 0 | yes | Deficit |  |  | 0 | 0 | 0 | 0 | 0 |  | 0 | 0 | 0 | 0 | 4860 | no |  | 0 | 24300 | no | 18015.9555 | 0 | no | no | 0 | 0 | 0 | 0 | 0 |  | 0 | 0 | 0 | 0 | 0 | 18015.9555 | 17554.4023 | 14599.6398 | 0 | yes | Deficit |  |  | 0 | 0 | 0 | 0 | 0 |  | 0 | 0 | 0 | 0 | 5007.2243 | yes |  | 0 | 0 | 0 | 5007.2243 | 0 | no | 0 | 0 | 0 | 5007.2243 | 0
| 17554.6506 | 0 | no | Surplus | yes |  | 0 | 0 | 0 | 461.3049 | 0 | no | 0 | 0 | 0 | 461.3049 | 4860 | no | 17554.6506 | 0 | 24300 |  |  | 0 |  |  | 0 | 0 | 0 | 0 | 0 |  | 0 | 0 | 0 | 0 | 0 | 17554.6506 | 19736.4 | 14225.8109 | 0 | yes | Deficit |  |  | 0 | 0 | 0 | 0 | 0 |  | 0 | 0 | 0 | 0 | 5136.7602 | yes |  | 0 | 0 | 0 | 5136.7602 | 0 | no | 0 | 0 | 0 | 5136.7602 | 0
| 15444.0841 | 0 | no | Surplus | yes |  | 0 | 0 | 0 | 2110.5666 | 0 | no | 0 | 0 | 0 | 2110.5666 | 4860 | no | 15444.0841 | 0 | 24300 |  |  | 0 |  |  | 0 | 0 | 0 | 0 | 0 |  | 0 | 0 | 0 | 0 | 0 | 15444.0841 | 19765.2619 | 12515.4652 | 0 | yes | Deficit |  |  | 0 | 0 | 0 | 0 | 0 |  | 0 | 0 | 0 | 0 | 5539.451 | yes |  | 0 | 0 | 0 | 5539.451 | 0 | no | 0 | 0 | 0 | 5539.451 | 0
| 13631.494 | 0 | no | Surplus | yes |  | 0 | 0 | 0 | 1812.5901 | 0 | no | 0 | 0 | 0 | 1812.5901 | 4860 | no | 13631.494 | 0 | 24300 |  |  | 0 |  |  | 0 | 0 | 0 | 0 | 0 |  | 0 | 0 | 0 | 0 | 0 | 13631.494 | 17774.3929 | 11046.5916 | 0 | yes | Deficit |  |  | 0 | 0 | 0 | 0 | 0 |  | 0 | 0 | 0 | 0 | 5258.9277 | yes |  | 0 | 0 | 0 | 5258.9277 | 0 | no | 0 | 0 | 0 | 5258.9277 | 0
| 13260.9773 | 0 | no | Surplus | yes |  | 0 | 0 | 0 | 370.5167 | 0 | no | 0 | 0 | 0 | 370.5167 | 4860 | no | 13260.9773 | 0 | 24300 |  |  | 0 |  |  | 0 | 0 | 0 | 0 | 0 |  | 0 | 0 | 0 | 0 | 0 | 13260.9773 | 17053.3927 | 10746.3349 | 0 | yes | Deficit |  |  | 0 | 0 | 0 | 0 | 0 |  | 0 | 0 | 0 | 0 | 6006.8012 | yes |  | 0 | 0 | 0 | 6006.8012 | 0 | no | 0 | 0 | 0 | 6006.8012 | 0
| 14477.5015 | 0 | yes | Deficit |  |  | 0 | 0 | 0 | 0 | 0 |  | 0 | 0 | 0 | 0 | 4860 | no |  | 0 | 24300 | no | 14477.5015 | 0 | no | no | 0 | 0 | 0 | 0 | 0 |  | 0 | 0 | 0 | 0 | 0 | 14477.5015 | 17568.6732 | 11732.173 | 0 | yes | Deficit |  |  | 0 | 0 | 0 | 0 | 0 |  | 0 | 0 | 0 | 0 | 6822.3383 | yes |  | 0 | 0 | 0 | 6822.3383 | 0 | no | 0 | 0 | 0 | 6822.3383 | 0
| 13440.0298 | 0 | no | Surplus | yes |  | 0 | 0 | 0 | 1037.4717 | 0 | no | 0 | 0 | 0 | 1037.4717 | 4860 | no | 13440.0298 | 0 | 24300 |  |  | 0 |  |  | 0 | 0 | 0 | 0 | 0 |  | 0 | 0 | 0 | 0 | 0 | 13440.0298 | 16455.5789 | 10891.4342 | 0 | yes | Deficit |  |  | 0 | 0 | 0 | 0 | 0 |  | 0 | 0 | 0 | 0 | 4723.4059 | yes |  | 0 | 0 | 0 | 4723.4059 | 0 | no | 0 | 0 | 0 | 4723.4059 | 0
| 13197.8874 | 0 | no | Surplus | yes |  | 0 | 0 | 0 | 242.1424 | 0 | no | 0 | 0 | 0 | 242.1424 | 4860 | no | 13197.8874 | 0 | 24300 |  |  | 0 |  |  | 0 | 0 | 0 | 0 | 0 |  | 0 | 0 | 0 | 0 | 0 | 13197.8874 | 16102.7244 | 10695.2086 | 0 | yes | Deficit |  |  | 0 | 0 | 0 | 0 | 0 |  | 0 | 0 | 0 | 0 | 5211.2902 | yes |  | 0 | 0 | 0 | 5211.2902 | 0 | no | 0 | 0 | 0 | 5211.2902 | 0
| 14248.3609 | 0 | yes | Deficit |  |  | 0 | 0 | 0 | 0 | 0 |  | 0 | 0 | 0 | 0 | 4860 | no |  | 0 | 24300 | no | 14248.3609 | 0 | no | no | 0 | 0 | 0 | 0 | 0 |  | 0 | 0 | 0 | 0 | 0 | 14248.3609 | 15729.0261 | 11546.4837 | 0 | yes | Deficit |  |  | 0 | 0 | 0 | 0 | 0 |  | 0 | 0 | 0 | 0 | 5033.8176 | yes |  | 0 | 0 | 0 | 5033.8176 | 0 | no | 0 | 0 | 0 | 5033.8176 | 0
| 9416.0748 | 0 | no | Surplus | yes |  | 0 | 0 | 0 | 4832.2861 | 0 | no | 0 | 0 | 0 | 4832.2861 | 4860 | no | 9416.0748 | 0 | 24300 |  |  | 0 |  |  | 0 | 0 | 0 | 0 | 0 |  | 0 | 0 | 0 | 0 | 0 | 9416.0748 | 15376.1776 | 7630.5306 | 0 | yes | Deficit |  |  | 0 | 0 | 0 | 0 | 0 |  | 0 | 0 | 0 | 0 | 3829.6939 | yes |  | 0 | 0 | 0 | 3829.6939 | 0 | no | 0 | 0 | 0 | 3829.6939 | 0
| 9156.6163 | 0 | no | Surplus | yes |  | 0 | 0 | 0 | 259.4585 | 0 | no | 0 | 0 | 0 | 259.4585 | 4860 | no | 9156.6163 | 0 | 18832.1495 |  |  | 0 |  |  | 0 | 0 | 0 | 0 | 0 |  | 0 | 0 | 0 | 0 | 0 | 9156.6163 | 15678.2836 | 7420.2725 | 0 | yes | Deficit |  |  | 0 | 0 | 0 | 0 | 0 |  | 0 | 0 | 0 | 0 | 8047.753 | yes |  | 0 | 0 | 0 | 8047.753 | 0 | no | 0 | 0 | 0 | 8047.753 | 0
| 9641.6861 | 0 | yes | Deficit |  |  | 0 | 0 | 0 | 0 | 0 |  | 0 | 0 | 0 | 0 | 4860 | no |  | 0 | 18313.2325 | no | 9641.6861 | 0 | no | no | 0 | 0 | 0 | 0 | 0 |  | 0 | 0 | 0 | 0 | 0 | 9641.6861 | 15292.919 | 7813.3599 | 0 | yes | Deficit |  |  | 0 | 0 | 0 | 0 | 0 |  | 0 | 0 | 0 | 0 | 7872.6465 | yes |  | 0 | 0 | 0 | 7872.6465 | 0 | no | 0 | 0 | 0 | 7872.6465 | 0
| 14953.5638 | 0 | yes | Deficit |  |  | 0 | 0 | 0 | 0 | 0 |  | 0 | 0 | 0 | 0 | 4860 | no |  | 0 | 19283.3723 | no | 14953.5638 | 0 | no | no | 0 | 0 | 0 | 0 | 0 |  | 0 | 0 | 0 | 0 | 0 | 14953.5638 | 15572.5768 | 12117.961 | 0 | yes | Deficit |  |  | 0 | 0 | 0 | 0 | 0 |  | 0 | 0 | 0 | 0 | 7759.2169 | yes |  | 0 | 0 | 0 | 7759.2169 | 0 | no | 0 | 0 | 0 | 7759.2169 | 0
| 14160.2325 | 0 | no | Surplus | yes |  | 0 | 0 | 0 | 793.3313 | 0 | no | 0 | 0 | 0 | 793.3313 | 4860 | no | 14160.2325 | 0 | 24300 |  |  | 0 |  |  | 0 | 0 | 0 | 0 | 0 |  | 0 | 0 | 0 | 0 | 0 | 14160.2325 | 16329.5697 | 11475.0669 | 0 | yes | Deficit |  |  | 0 | 0 | 0 | 0 | 0 |  | 0 | 0 | 0 | 0 | 4211.6087 | yes |  | 0 | 0 | 0 | 4211.6087 | 0 | no | 0 | 0 | 0 | 4211.6087 | 0
| 12855.5894 | 0 | no | Surplus | yes |  | 0 | 0 | 0 | 1304.6431 | 0 | no | 0 | 0 | 0 | 1304.6431 | 4860 | no | 12855.5894 | 0 | 24300 |  |  | 0 |  |  | 0 | 0 | 0 | 0 | 0 |  | 0 | 0 | 0 | 0 | 0 | 12855.5894 | 17040.932 | 10417.8196 | 0 | yes | Deficit |  |  | 0 | 0 | 0 | 0 | 0 |  | 0 | 0 | 0 | 0 | 5565.8651 | yes |  | 0 | 0 | 0 | 5565.8651 | 0 | no | 0 | 0 | 0 | 5565.8651 | 0
| 15311.1657 | 0 | yes | Deficit |  |  | 0 | 0 | 0 | 0 | 0 |  | 0 | 0 | 0 | 0 | 4860 | no |  | 0 | 24300 | no | 15311.1657 | 0 | no | no | 0 | 0 | 0 | 0 | 0 |  | 0 | 0 | 0 | 0 | 0 | 15311.1657 | 16455.5748 | 12407.7518 | 0 | yes | Deficit |  |  | 0 | 0 | 0 | 0 | 0 |  | 0 | 0 | 0 | 0 | 6037.7552 | yes |  | 0 | 0 | 0 | 6037.7552 | 0 | no | 0 | 0 | 0 | 6037.7552 | 0
| 18056.2367 | 0 | yes | Deficit |  |  | 0 | 0 | 0 | 0 | 0 |  | 0 | 0 | 0 | 0 | 4860 | no |  | 0 | 24300 | no | 18056.2367 | 0 | no | no | 0 | 0 | 0 | 0 | 0 |  | 0 | 0 | 0 | 0 | 0 | 18056.2367 | 15580.6604 | 14632.2826 | 0 | yes | Deficit |  |  | 0 | 0 | 0 | 0 | 0 |  | 0 | 0 | 0 | 0 | 3172.9087 | yes |  | 0 | 0 | 0 | 3172.9087 | 0 | no | 0 | 0 | 0 | 3172.9087 | 0
| 16953.1074 | 0 | no | Surplus | yes |  | 0 | 0 | 0 | 1103.1293 | 0 | no | 0 | 0 | 0 | 1103.1293 | 4860 | no | 16953.1074 | 0 | 24300 |  |  | 0 |  |  | 0 | 0 | 0 | 0 | 0 |  | 0 | 0 | 0 | 0 | 0 | 16953.1074 | 15418.8033 | 13738.3366 | 0 | yes | Deficit |  |  | 0 | 0 | 0 | 0 | 0 |  | 0 | 0 | 0 | 0 | 786.5207 | yes |  | 0 | 0 | 0 | 786.5207 | 0 | no | 0 | 0 | 0 | 786.5207 | 0
| 14857.076 | 0 | no | Surplus | yes |  | 0 | 0 | 0 | 2096.0314 | 0 | no | 0 | 0 | 0 | 2096.0314 | 4860 | no | 14857.076 | 0 | 24300 |  |  | 0 |  |  | 0 | 0 | 0 | 0 | 0 |  | 0 | 0 | 0 | 0 | 0 | 14857.076 | 14748.747 | 12039.7698 | 0 | yes | Deficit |  |  | 0 | 0 | 0 | 0 | 0 |  | 0 | 0 | 0 | 0 | 1010.4104 | yes |  | 0 | 0 | 0 | 1010.4104 | 0 | no | 0 | 0 | 0 | 1010.4104 | 0
| 12455.5899 | 0 | no | Surplus | yes |  | 0 | 0 | 0 | 2401.486 | 0 | no | 0 | 0 | 0 | 2401.486 | 4860 | no | 12455.5899 | 0 | 24300 |  |  | 0 |  |  | 0 | 0 | 0 | 0 | 0 |  | 0 | 0 | 0 | 0 | 0 | 12455.5899 | 14468.2887 | 10093.6709 | 0 | yes | Deficit |  |  | 0 | 0 | 0 | 0 | 0 |  | 0 | 0 | 0 | 0 | 2428.5188 | yes |  | 0 | 0 | 0 | 2428.5188 | 0 | no | 0 | 0 | 0 | 2428.5188 | 0
| 16290.9898 | 0 | yes | Deficit |  |  | 0 | 0 | 0 | 0 | 0 |  | 0 | 0 | 0 | 0 | 4860 | no |  | 0 | 24300 | no | 16290.9898 | 0 | no | no | 0 | 0 | 0 | 0 | 0 |  | 0 | 0 | 0 | 0 | 0 | 16290.9898 | 12809.6484 | 13201.7746 | 0 | yes | Deficit |  |  | 0 | 0 | 0 | 0 | 0 |  | 0 | 0 | 0 | 0 | 2715.9775 | yes |  | 0 | 0 | 0 | 2715.9775 | 0 | no | 0 | 0 | 0 | 2715.9775 | 0
| 15095.2804 | 0 | no | Surplus | yes |  | 0 | 0 | 0 | 1195.7094 | 0 | no | 0 | 0 | 0 | 1195.7094 | 4860 | no | 15095.2804 | 0 | 24300 |  |  | 0 |  |  | 0 | 0 | 0 | 0 | 0 |  | 0 | 0 | 0 | 0 | 0 | 15095.2804 | 12700.3923 | 12232.8042 | 0 | no | Surplus | yes |  | 0 | 0 | 0 | 501.3823 | 0 | no | 0 | 0 | 0 | 501.3823 | 0 |  |  | 0 | 0 | 0 | 0 | 0 |  | 0 | 0 | 0 | 0 | 0
| 13399.5434 | 0 | no | Surplus | yes |  | 0 | 0 | 0 | 1695.737 | 0 | no | 0 | 0 | 0 | 1695.737 | 4860 | no | 13399.5434 | 0 | 24300 |  |  | 0 |  |  | 0 | 0 | 0 | 0 | 0 |  | 0 | 0 | 0 | 0 | 0 | 13399.5434 | 15245.8054 | 10858.6251 | 0 | yes | Deficit |  |  | 0 | 0 | 0 | 0 | 0 |  | 0 | 0 | 0 | 0 | 3013.0012 | yes |  | 0 | 0 | 0 | 3013.0012 | 0 | no | 0 | 0 | 0 | 3013.0012 | 0
| 8047.5623 | 0 | no | Surplus | yes |  | 0 | 0 | 0 | 5351.9811 | 0 | no | 0 | 0 | 0 | 5351.9811 | 4860 | no | 8047.5623 | 0 | 24300 |  |  | 0 |  |  | 0 | 0 | 0 | 0 | 0 |  | 0 | 0 | 0 | 0 | 0 | 8047.5623 | 15996.9997 | 6521.5254 | 0 | yes | Deficit |  |  | 0 | 0 | 0 | 0 | 0 |  | 0 | 0 | 0 | 0 | 5138.3746 | yes |  | 0 | 0 | 0 | 5138.3746 | 0 | no | 0 | 0 | 0 | 5138.3746 | 0
| 14128.7943 | 0 | yes | Deficit |  |  | 0 | 0 | 0 | 0 | 0 |  | 0 | 0 | 0 | 0 | 4860 | no |  | 0 | 16095.1246 | no | 14128.7943 | 0 | no | no | 0 | 0 | 0 | 0 | 0 |  | 0 | 0 | 0 | 0 | 0 | 14128.7943 | 14650.7448 | 11449.5902 | 0 | yes | Deficit |  |  | 0 | 0 | 0 | 0 | 0 |  | 0 | 0 | 0 | 0 | 8129.2194 | yes |  | 0 | 0 | 0 | 8129.2194 | 0 | no | 0 | 0 | 0 | 8129.2194 | 0
| 16939.5447 | 0 | yes | Deficit |  |  | 0 | 0 | 0 | 0 | 0 |  | 0 | 0 | 0 | 0 | 4860 | no |  | 0 | 24300 | no | 16939.5447 | 0 | no | no | 0 | 0 | 0 | 0 | 0 |  | 0 | 0 | 0 | 0 | 0 | 16939.5447 | 14327.5501 | 13727.3458 | 0 | yes | Deficit |  |  | 0 | 0 | 0 | 0 | 0 |  | 0 | 0 | 0 | 0 | 2877.9599 | yes |  | 0 | 0 | 0 | 2877.9599 | 0 | no | 0 | 0 | 0 | 2877.9599 | 0
| 18413.2294 | 0 | yes | Deficit |  |  | 0 | 0 | 0 | 0 | 0 |  | 0 | 0 | 0 | 0 | 4860 | no |  | 0 | 24300 | no | 18413.2294 | 0 | no | no | 0 | 0 | 0 | 0 | 0 |  | 0 | 0 | 0 | 0 | 0 | 18413.2294 | 14033.8124 | 14921.5797 | 0 | yes | Deficit |  |  | 0 | 0 | 0 | 0 | 0 |  | 0 | 0 | 0 | 0 | 306.4666 | yes |  | 0 | 0 | 0 | 306.4666 | 0 | no | 0 | 0 | 0 | 306.4666 | 0
| 14317.5686 | 0 | no | Surplus | yes |  | 0 | 0 | 0 | 4095.6607 | 0 | no | 0 | 0 | 0 | 4095.6607 | 4860 | no | 14317.5686 | 0 | 24300 |  |  | 0 |  |  | 0 | 0 | 0 | 0 | 0 |  | 0 | 0 | 0 | 0 | 0 | 14317.5686 | 14106.8771 | 11602.5678 | 0 | no | Surplus | yes |  | 0 | 0 | 0 | 814.7026 | 0 | no | 0 | 0 | 0 | 814.7026 | 0 |  |  | 0 | 0 | 0 | 0 | 0 |  | 0 | 0 | 0 | 0 | 0
| 12577.3627 | 0 | no | Surplus | yes |  | 0 | 0 | 0 | 1740.206 | 0 | no | 0 | 0 | 0 | 1740.206 | 4860 | no | 12577.3627 | 0 | 24300 |  |  | 0 |  |  | 0 | 0 | 0 | 0 | 0 |  | 0 | 0 | 0 | 0 | 0 | 12577.3627 | 14250.3854 | 10192.3523 | 0 | yes | Deficit |  |  | 0 | 0 | 0 | 0 | 0 |  | 0 | 0 | 0 | 0 | 2647.8176 | yes |  | 0 | 0 | 0 | 2647.8176 | 0 | no | 0 | 0 | 0 | 2647.8176 | 0
| 12807.6253 | 0 | yes | Deficit |  |  | 0 | 0 | 0 | 0 | 0 |  | 0 | 0 | 0 | 0 | 4860 | no |  | 0 | 24300 | no | 12807.6253 | 0 | no | no | 0 | 0 | 0 | 0 | 0 |  | 0 | 0 | 0 | 0 | 0 | 12807.6253 | 14246.0356 | 10378.9508 | 0 | yes | Deficit |  |  | 0 | 0 | 0 | 0 | 0 |  | 0 | 0 | 0 | 0 | 4053.6833 | yes |  | 0 | 0 | 0 | 4053.6833 | 0 | no | 0 | 0 | 0 | 4053.6833 | 0
| 12487.4947 | 0 | no | Surplus | yes |  | 0 | 0 | 0 | 320.1306 | 0 | no | 0 | 0 | 0 | 320.1306 | 4860 | no | 12487.4947 | 0 | 24300 |  |  | 0 |  |  | 0 | 0 | 0 | 0 | 0 |  | 0 | 0 | 0 | 0 | 0 | 12487.4947 | 14403.8903 | 10119.5257 | 0 | yes | Deficit |  |  | 0 | 0 | 0 | 0 | 0 |  | 0 | 0 | 0 | 0 | 4024.9395 | yes |  | 0 | 0 | 0 | 4024.9395 | 0 | no | 0 | 0 | 0 | 4024.9395 | 0
| 13106.8918 | 0 | yes | Deficit |  |  | 0 | 0 | 0 | 0 | 0 |  | 0 | 0 | 0 | 0 | 4860 | no |  | 0 | 24300 | no | 13106.8918 | 0 | no | no | 0 | 0 | 0 | 0 | 0 |  | 0 | 0 | 0 | 0 | 0 | 13106.8918 | 13845.9604 | 10621.4682 | 0 | yes | Deficit |  |  | 0 | 0 | 0 | 0 | 0 |  | 0 | 0 | 0 | 0 | 3726.4347 | yes |  | 0 | 0 | 0 | 3726.4347 | 0 | no | 0 | 0 | 0 | 3726.4347 | 0
| 13421.7098 | 0 | yes | Deficit |  |  | 0 | 0 | 0 | 0 | 0 |  | 0 | 0 | 0 | 0 | 4860 | no |  | 0 | 24300 | no | 13421.7098 | 0 | no | no | 0 | 0 | 0 | 0 | 0 |  | 0 | 0 | 0 | 0 | 0 | 13421.7098 | 13726.0836 | 10876.5881 | 0 | yes | Deficit |  |  | 0 | 0 | 0 | 0 | 0 |  | 0 | 0 | 0 | 0 | 3104.6154 | yes |  | 0 | 0 | 0 | 3104.6154 | 0 | no | 0 | 0 | 0 | 3104.6154 | 0
| 13885.4939 | 0 | yes | Deficit |  |  | 0 | 0 | 0 | 0 | 0 |  | 0 | 0 | 0 | 0 | 4860 | no |  | 0 | 24300 | no | 13885.4939 | 0 | no | no | 0 | 0 | 0 | 0 | 0 |  | 0 | 0 | 0 | 0 | 0 | 13885.4939 | 14152.8204 | 11252.4262 | 0 | yes | Deficit |  |  | 0 | 0 | 0 | 0 | 0 |  | 0 | 0 | 0 | 0 | 3276.2323 | yes |  | 0 | 0 | 0 | 3276.2323 | 0 | no | 0 | 0 | 0 | 3276.2323 | 0
| 16759.1695 | 0 | yes | Deficit |  |  | 0 | 0 | 0 | 0 | 0 |  | 0 | 0 | 0 | 0 | 4860 | no |  | 0 | 24300 | no | 16759.1695 | 0 | no | no | 0 | 0 | 0 | 0 | 0 |  | 0 | 0 | 0 | 0 | 0 | 16759.1695 | 13426.1656 | 13581.1746 | 0 | yes | Deficit |  |  | 0 | 0 | 0 | 0 | 0 |  | 0 | 0 | 0 | 0 | 2173.7394 | yes |  | 0 | 0 | 0 | 2173.7394 | 0 | no | 0 | 0 | 0 | 2173.7394 | 0
| 13079.0038 | 0 | no | Surplus | yes |  | 0 | 0 | 0 | 3680.1657 | 0 | no | 0 | 0 | 0 | 3680.1657 | 4860 | no | 13079.0038 | 0 | 24300 |  |  | 0 |  |  | 0 | 0 | 0 | 0 | 0 |  | 0 | 0 | 0 | 0 | 0 | 13079.0038 | 15047.9833 | 10598.8685 | 0 | yes | Deficit |  |  | 0 | 0 | 0 | 0 | 0 |  | 0 | 0 | 0 | 0 | 1466.8087 | yes |  | 0 | 0 | 0 | 1466.8087 | 0 | no | 0 | 0 | 0 | 1466.8087 | 0
| 13093.9205 | 0 | yes | Deficit |  |  | 0 | 0 | 0 | 0 | 0 |  | 0 | 0 | 0 | 0 | 4860 | no |  | 0 | 24300 | no | 13093.9205 | 0 | no | no | 0 | 0 | 0 | 0 | 0 |  | 0 | 0 | 0 | 0 | 0 | 13093.9205 | 13093.1918 | 10610.9567 | 0 | yes | Deficit |  |  | 0 | 0 | 0 | 0 | 0 |  | 0 | 0 | 0 | 0 | 2494.3232 | yes |  | 0 | 0 | 0 | 2494.3232 | 0 | no | 0 | 0 | 0 | 2494.3232 | 0
| 16550.7847 | 0 | yes | Deficit |  |  | 0 | 0 | 0 | 0 | 0 |  | 0 | 0 | 0 | 0 | 4860 | no |  | 0 | 24300 | no | 16550.7847 | 0 | no | no | 0 | 0 | 0 | 0 | 0 |  | 0 | 0 | 0 | 0 | 0 | 16550.7847 | 13678.7564 | 13412.3053 | 0 | yes | Deficit |  |  | 0 | 0 | 0 | 0 | 0 |  | 0 | 0 | 0 | 0 | 3067.7997 | yes |  | 0 | 0 | 0 | 3067.7997 | 0 | no | 0 | 0 | 0 | 3067.7997 | 0
| 15704.7727 | 0 | no | Surplus | yes |  | 0 | 0 | 0 | 846.012 | 0 | no | 0 | 0 | 0 | 846.012 | 4860 | no | 15704.7727 | 0 | 24300 |  |  | 0 |  |  | 0 | 0 | 0 | 0 | 0 |  | 0 | 0 | 0 | 0 | 0 | 15704.7727 | 13057.2016 | 12726.7202 | 0 | no | Surplus | yes |  | 0 | 0 | 0 | 355.1037 | 0 | no | 0 | 0 | 0 | 355.1037 | 0 |  |  | 0 | 0 | 0 | 0 | 0 |  | 0 | 0 | 0 | 0 | 0
| 15806.8175 | 0 | yes | Deficit |  |  | 0 | 0 | 0 | 0 | 0 |  | 0 | 0 | 0 | 0 | 4860 | no |  | 0 | 24300 | no | 15806.8175 | 0 | no | no | 0 | 0 | 0 | 0 | 0 |  | 0 | 0 | 0 | 0 | 0 | 15806.8175 | 13280.8443 | 12809.4145 | 0 | yes | Deficit |  |  | 0 | 0 | 0 | 0 | 0 |  | 0 | 0 | 0 | 0 | 554.1242 | yes |  | 0 | 0 | 0 | 554.1242 | 0 | no | 0 | 0 | 0 | 554.1242 | 0
| 16364.4266 | 0 | yes | Deficit |  |  | 0 | 0 | 0 | 0 | 0 |  | 0 | 0 | 0 | 0 | 4860 | no |  | 0 | 24300 | no | 16364.4266 | 0 | no | no | 0 | 0 | 0 | 0 | 0 |  | 0 | 0 | 0 | 0 | 0 | 16364.4266 | 13583.9374 | 13261.2857 | 0 | yes | Deficit |  |  | 0 | 0 | 0 | 0 | 0 |  | 0 | 0 | 0 | 0 | 774.5229 | yes |  | 0 | 0 | 0 | 774.5229 | 0 | no | 0 | 0 | 0 | 774.5229 | 0
| 18684.5489 | 0 | yes | Deficit |  |  | 0 | 0 | 0 | 0 | 0 |  | 0 | 0 | 0 | 0 | 4860 | no |  | 0 | 24300 | no | 18684.5489 | 0 | no | no | 0 | 0 | 0 | 0 | 0 |  | 0 | 0 | 0 | 0 | 0 | 18684.5489 | 13494.834 | 15141.4497 | 0 | yes | Deficit |  |  | 0 | 0 | 0 | 0 | 0 |  | 0 | 0 | 0 | 0 | 233.5483 | yes |  | 0 | 0 | 0 | 233.5483 | 0 | no | 0 | 0 | 0 | 233.5483 | 0
| 16404.8081 | 0 | no | Surplus | yes |  | 0 | 0 | 0 | 2279.7408 | 0 | no | 0 | 0 | 0 | 2279.7408 | 4860 | no | 16404.8081 | 0 | 24300 |  |  | 0 |  |  | 0 | 0 | 0 | 0 | 0 |  | 0 | 0 | 0 | 0 | 0 | 16404.8081 | 14576.7029 | 13294.0098 | 0 | no | Surplus | yes |  | 0 | 0 | 0 | 564.7468 | 0 | no | 0 | 0 | 0 | 564.7468 | 0 |  |  | 0 | 0 | 0 | 0 | 0 |  | 0 | 0 | 0 | 0 | 0
| 14222.2733 | 0 | no | Surplus | yes |  | 0 | 0 | 0 | 2182.5348 | 0 | no | 0 | 0 | 0 | 2182.5348 | 4860 | no | 14222.2733 | 0 | 24300 |  |  | 0 |  |  | 0 | 0 | 0 | 0 | 0 |  | 0 | 0 | 0 | 0 | 0 | 14222.2733 | 14889.1042 | 11525.343 | 0 | yes | Deficit |  |  | 0 | 0 | 0 | 0 | 0 |  | 0 | 0 | 0 | 0 | 1595.0944 | yes |  | 0 | 0 | 0 | 1595.0944 | 0 | no | 0 | 0 | 0 | 1595.0944 | 0
| 17774.2687 | 0 | yes | Deficit |  |  | 0 | 0 | 0 | 0 | 0 |  | 0 | 0 | 0 | 0 | 4860 | no |  | 0 | 24300 | no | 17774.2687 | 0 | no | no | 0 | 0 | 0 | 0 | 0 |  | 0 | 0 | 0 | 0 | 0 | 17774.2687 | 14429.8749 | 14403.7834 | 0 | yes | Deficit |  |  | 0 | 0 | 0 | 0 | 0 |  | 0 | 0 | 0 | 0 | 2904.5318 | yes |  | 0 | 0 | 0 | 2904.5318 | 0 | no | 0 | 0 | 0 | 2904.5318 | 0
| 15394.4058 | 0 | no | Surplus | yes |  | 0 | 0 | 0 | 2379.8629 | 0 | no | 0 | 0 | 0 | 2379.8629 | 4860 | no | 15394.4058 | 0 | 24300 |  |  | 0 |  |  | 0 | 0 | 0 | 0 | 0 |  | 0 | 0 | 0 | 0 | 0 | 15394.4058 | 14995.0697 | 12475.2073 | 0 | yes | Deficit |  |  | 0 | 0 | 0 | 0 | 0 |  | 0 | 0 | 0 | 0 | 591.2863 | yes |  | 0 | 0 | 0 | 591.2863 | 0 | no | 0 | 0 | 0 | 591.2863 | 0
| 15258.7232 | 0 | no | Surplus | yes |  | 0 | 0 | 0 | 135.6826 | 0 | no | 0 | 0 | 0 | 135.6826 | 4860 | no | 15258.7232 | 0 | 24300 |  |  | 0 |  |  | 0 | 0 | 0 | 0 | 0 |  | 0 | 0 | 0 | 0 | 0 | 15258.7232 | 15385.1701 | 12365.2538 | 0 | yes | Deficit |  |  | 0 | 0 | 0 | 0 | 0 |  | 0 | 0 | 0 | 0 | 2909.9628 | yes |  | 0 | 0 | 0 | 2909.9628 | 0 | no | 0 | 0 | 0 | 2909.9628 | 0
| 15211.9844 | 0 | no | Surplus | yes |  | 0 | 0 | 0 | 46.7389 | 0 | no | 0 | 0 | 0 | 46.7389 | 4860 | no | 15211.9844 | 0 | 24300 |  |  | 0 |  |  | 0 | 0 | 0 | 0 | 0 |  | 0 | 0 | 0 | 0 | 0 | 15211.9844 | 14504.7428 | 12327.3779 | 0 | yes | Deficit |  |  | 0 | 0 | 0 | 0 | 0 |  | 0 | 0 | 0 | 0 | 2139.489 | yes |  | 0 | 0 | 0 | 2139.489 | 0 | no | 0 | 0 | 0 | 2139.489 | 0
| 16279.3543 | 0 | yes | Deficit |  |  | 0 | 0 | 0 | 0 | 0 |  | 0 | 0 | 0 | 0 | 4860 | no |  | 0 | 24300 | no | 16279.3543 | 0 | no | no | 0 | 0 | 0 | 0 | 0 |  | 0 | 0 | 0 | 0 | 0 | 16279.3543 | 16196.8587 | 13192.3454 | 0 | yes | Deficit |  |  | 0 | 0 | 0 | 0 | 0 |  | 0 | 0 | 0 | 0 | 3869.4808 | yes |  | 0 | 0 | 0 | 3869.4808 | 0 | no | 0 | 0 | 0 | 3869.4808 | 0
| 17691.4327 | 0 | yes | Deficit |  |  | 0 | 0 | 0 | 0 | 0 |  | 0 | 0 | 0 | 0 | 4860 | no |  | 0 | 24300 | no | 17691.4327 | 0 | no | no | 0 | 0 | 0 | 0 | 0 |  | 0 | 0 | 0 | 0 | 0 | 17691.4327 | 17040.4116 | 14336.6554 | 0 | yes | Deficit |  |  | 0 | 0 | 0 | 0 | 0 |  | 0 | 0 | 0 | 0 | 3848.0662 | yes |  | 0 | 0 | 0 | 3848.0662 | 0 | no | 0 | 0 | 0 | 3848.0662 | 0
| 17051.3729 | 0 | no | Surplus | yes |  | 0 | 0 | 0 | 640.0598 | 0 | no | 0 | 0 | 0 | 640.0598 | 4860 | no | 17051.3729 | 0 | 24300 |  |  | 0 |  |  | 0 | 0 | 0 | 0 | 0 |  | 0 | 0 | 0 | 0 | 0 | 17051.3729 | 16318.1819 | 13817.9683 | 0 | yes | Deficit |  |  | 0 | 0 | 0 | 0 | 0 |  | 0 | 0 | 0 | 0 | 1981.5266 | yes |  | 0 | 0 | 0 | 1981.5266 | 0 | no | 0 | 0 | 0 | 1981.5266 | 0
| 15533.9332 | 0 | no | Surplus | yes |  | 0 | 0 | 0 | 1517.4397 | 0 | no | 0 | 0 | 0 | 1517.4397 | 4860 | no | 15533.9332 | 0 | 24300 |  |  | 0 |  |  | 0 | 0 | 0 | 0 | 0 |  | 0 | 0 | 0 | 0 | 0 | 15533.9332 | 17585.2353 | 12588.2765 | 0 | yes | Deficit |  |  | 0 | 0 | 0 | 0 | 0 |  | 0 | 0 | 0 | 0 | 3767.267 | yes |  | 0 | 0 | 0 | 3767.267 | 0 | no | 0 | 0 | 0 | 3767.267 | 0
| 15166.1888 | 0 | no | Surplus | yes |  | 0 | 0 | 0 | 367.7444 | 0 | no | 0 | 0 | 0 | 367.7444 | 4860 | no | 15166.1888 | 0 | 24300 |  |  | 0 |  |  | 0 | 0 | 0 | 0 | 0 |  | 0 | 0 | 0 | 0 | 0 | 15166.1888 | 17705.3669 | 12290.2664 | 0 | yes | Deficit |  |  | 0 | 0 | 0 | 0 | 0 |  | 0 | 0 | 0 | 0 | 5117.0904 | yes |  | 0 | 0 | 0 | 5117.0904 | 0 | no | 0 | 0 | 0 | 5117.0904 | 0
| 18570.4781 | 0 | yes | Deficit |  |  | 0 | 0 | 0 | 0 | 0 |  | 0 | 0 | 0 | 0 | 4860 | no |  | 0 | 24300 | no | 18570.4781 | 0 | no | no | 0 | 0 | 0 | 0 | 0 |  | 0 | 0 | 0 | 0 | 0 | 18570.4781 | 17350.9526 | 15049.0098 | 0 | yes | Deficit |  |  | 0 | 0 | 0 | 0 | 0 |  | 0 | 0 | 0 | 0 | 5060.6862 | yes |  | 0 | 0 | 0 | 5060.6862 | 0 | no | 0 | 0 | 0 | 5060.6862 | 0
| 15575.0078 | 0 | no | Surplus | yes |  | 0 | 0 | 0 | 2995.4703 | 0 | no | 0 | 0 | 0 | 2995.4703 | 4860 | no | 15575.0078 | 0 | 24300 |  |  | 0 |  |  | 0 | 0 | 0 | 0 | 0 |  | 0 | 0 | 0 | 0 | 0 | 15575.0078 | 17093.348 | 12621.5623 | 0 | yes | Deficit |  |  | 0 | 0 | 0 | 0 | 0 |  | 0 | 0 | 0 | 0 | 2044.3382 | yes |  | 0 | 0 | 0 | 2044.3382 | 0 | no | 0 | 0 | 0 | 2044.3382 | 0
| 15454.8391 | 0 | no | Surplus | yes |  | 0 | 0 | 0 | 120.1687 | 0 | no | 0 | 0 | 0 | 120.1687 | 4860 | no | 15454.8391 | 0 | 24300 |  |  | 0 |  |  | 0 | 0 | 0 | 0 | 0 |  | 0 | 0 | 0 | 0 | 0 | 15454.8391 | 17099.122 | 12524.1808 | 0 | yes | Deficit |  |  | 0 | 0 | 0 | 0 | 0 |  | 0 | 0 | 0 | 0 | 4477.5598 | yes |  | 0 | 0 | 0 | 4477.5598 | 0 | no | 0 | 0 | 0 | 4477.5598 | 0
| 15339.8415 | 0 | no | Surplus | yes |  | 0 | 0 | 0 | 114.9977 | 0 | no | 0 | 0 | 0 | 114.9977 | 4860 | no | 15339.8415 | 0 | 24300 |  |  | 0 |  |  | 0 | 0 | 0 | 0 | 0 |  | 0 | 0 | 0 | 0 | 0 | 15339.8415 | 17431.7777 | 12430.9899 | 0 | yes | Deficit |  |  | 0 | 0 | 0 | 0 | 0 |  | 0 | 0 | 0 | 0 | 4907.5969 | yes |  | 0 | 0 | 0 | 4907.5969 | 0 | no | 0 | 0 | 0 | 4907.5969 | 0
| 14913.0154 | 0 | no | Surplus | yes |  | 0 | 0 | 0 | 426.8261 | 0 | no | 0 | 0 | 0 | 426.8261 | 4860 | no | 14913.0154 | 0 | 24300 |  |  | 0 |  |  | 0 | 0 | 0 | 0 | 0 |  | 0 | 0 | 0 | 0 | 0 | 14913.0154 | 17921.9626 | 12085.1016 | 0 | yes | Deficit |  |  | 0 | 0 | 0 | 0 | 0 |  | 0 | 0 | 0 | 0 | 5490.9727 | yes |  | 0 | 0 | 0 | 5490.9727 | 0 | no | 0 | 0 | 0 | 5490.9727 | 0
| 13934.7468 | 0 | no | Surplus | yes |  | 0 | 0 | 0 | 978.2686 | 0 | no | 0 | 0 | 0 | 978.2686 | 4860 | no | 13934.7468 | 0 | 24300 |  |  | 0 |  |  | 0 | 0 | 0 | 0 | 0 |  | 0 | 0 | 0 | 0 | 0 | 13934.7468 | 17280.7389 | 11292.3394 | 0 | yes | Deficit |  |  | 0 | 0 | 0 | 0 | 0 |  | 0 | 0 | 0 | 0 | 5195.6373 | yes |  | 0 | 0 | 0 | 5195.6373 | 0 | no | 0 | 0 | 0 | 5195.6373 | 0
| 15835.1302 | 0 | yes | Deficit |  |  | 0 | 0 | 0 | 0 | 0 |  | 0 | 0 | 0 | 0 | 4860 | no |  | 0 | 24300 | no | 15835.1302 | 0 | no | no | 0 | 0 | 0 | 0 | 0 |  | 0 | 0 | 0 | 0 | 0 | 15835.1302 | 17257.6098 | 12832.3584 | 0 | yes | Deficit |  |  | 0 | 0 | 0 | 0 | 0 |  | 0 | 0 | 0 | 0 | 5965.2704 | yes |  | 0 | 0 | 0 | 5965.2704 | 0 | no | 0 | 0 | 0 | 5965.2704 | 0
| 12572.591 | 0 | no | Surplus | yes |  | 0 | 0 | 0 | 3262.5392 | 0 | no | 0 | 0 | 0 | 3262.5392 | 4860 | no | 12572.591 | 0 | 24300 |  |  | 0 |  |  | 0 | 0 | 0 | 0 | 0 |  | 0 | 0 | 0 | 0 | 0 | 12572.591 | 18358.0547 | 10188.4854 | 0 | yes | Deficit |  |  | 0 | 0 | 0 | 0 | 0 |  | 0 | 0 | 0 | 0 | 5525.6963 | yes |  | 0 | 0 | 0 | 5525.6963 | 0 | no | 0 | 0 | 0 | 5525.6963 | 0
| 11127.4988 | 0 | no | Surplus | yes |  | 0 | 0 | 0 | 1445.0922 | 0 | no | 0 | 0 | 0 | 1445.0922 | 4860 | no | 11127.4988 | 0 | 24300 |  |  | 0 |  |  | 0 | 0 | 0 | 0 | 0 |  | 0 | 0 | 0 | 0 | 0 | 11127.4988 | 18014.6361 | 9017.4221 | 0 | yes | Deficit |  |  | 0 | 0 | 0 | 0 | 0 |  | 0 | 0 | 0 | 0 | 7826.1507 | yes |  | 0 | 0 | 0 | 7826.1507 | 0 | no | 0 | 0 | 0 | 7826.1507 | 0
| 11478.8035 | 0 | yes | Deficit |  |  | 0 | 0 | 0 | 0 | 0 |  | 0 | 0 | 0 | 0 | 4860 | no |  | 0 | 22254.9977 | no | 11478.8035 | 0 | no | no | 0 | 0 | 0 | 0 | 0 |  | 0 | 0 | 0 | 0 | 0 | 11478.8035 | 17807.7385 | 9302.1098 | 0 | yes | Deficit |  |  | 0 | 0 | 0 | 0 | 0 |  | 0 | 0 | 0 | 0 | 8790.3164 | yes |  | 0 | 0 | 0 | 8790.3164 | 0 | no | 0 | 0 | 0 | 8790.3164 | 0
| 10799.447 | 0 | no | Surplus | yes |  | 0 | 0 | 0 | 679.3565 | 0 | no | 0 | 0 | 0 | 679.3565 | 4860 | no | 10799.447 | 0 | 22957.607 |  |  | 0 |  |  | 0 | 0 | 0 | 0 | 0 |  | 0 | 0 | 0 | 0 | 0 | 10799.447 | 17741.1611 | 8751.5778 | 0 | yes | Deficit |  |  | 0 | 0 | 0 | 0 | 0 |  | 0 | 0 | 0 | 0 | 8439.0513 | yes |  | 0 | 0 | 0 | 8439.0513 | 0 | no | 0 | 0 | 0 | 8439.0513 | 0
| 10871.076 | 0 | yes | Deficit |  |  | 0 | 0 | 0 | 0 | 0 |  | 0 | 0 | 0 | 0 | 4860 | no |  | 0 | 21598.8939 | no | 10871.076 | 0 | no | no | 0 | 0 | 0 | 0 | 0 |  | 0 | 0 | 0 | 0 | 0 | 10871.076 | 17722.2083 | 8809.624 | 0 | yes | Deficit |  |  | 0 | 0 | 0 | 0 | 0 |  | 0 | 0 | 0 | 0 | 8970.6305 | yes |  | 0 | 0 | 0 | 8970.6305 | 0 | no | 0 | 0 | 0 | 8970.6305 | 0
| 13665.4992 | 0 | yes | Deficit |  |  | 0 | 0 | 0 | 0 | 0 |  | 0 | 0 | 0 | 0 | 4860 | no |  | 0 | 21742.1521 | no | 13665.4992 | 0 | no | no | 0 | 0 | 0 | 0 | 0 |  | 0 | 0 | 0 | 0 | 0 | 13665.4992 | 13534.3742 | 11074.1485 | 0 | yes | Deficit |  |  | 0 | 0 | 0 | 0 | 0 |  | 0 | 0 | 0 | 0 | 4724.7502 | yes |  | 0 | 0 | 0 | 4724.7502 | 0 | no | 0 | 0 | 0 | 4724.7502 | 0
| 14734.8808 | 0 | yes | Deficit |  |  | 0 | 0 | 0 | 0 | 0 |  | 0 | 0 | 0 | 0 | 4860 | no |  | 0 | 24300 | no | 14734.8808 | 0 | no | no | 0 | 0 | 0 | 0 | 0 |  | 0 | 0 | 0 | 0 | 0 | 14734.8808 | 13939.9816 | 11940.7462 | 0 | yes | Deficit |  |  | 0 | 0 | 0 | 0 | 0 |  | 0 | 0 | 0 | 0 | 2865.8331 | yes |  | 0 | 0 | 0 | 2865.8331 | 0 | no | 0 | 0 | 0 | 2865.8331 | 0
| 16652.3782 | 0 | yes | Deficit |  |  | 0 | 0 | 0 | 0 | 0 |  | 0 | 0 | 0 | 0 | 4860 | no |  | 0 | 24300 | no | 16652.3782 | 0 | no | no | 0 | 0 | 0 | 0 | 0 |  | 0 | 0 | 0 | 0 | 0 | 16652.3782 | 14254.8545 | 13494.6338 | 0 | yes | Deficit |  |  | 0 | 0 | 0 | 0 | 0 |  | 0 | 0 | 0 | 0 | 2314.1083 | yes |  | 0 | 0 | 0 | 2314.1083 | 0 | no | 0 | 0 | 0 | 2314.1083 | 0
| 16450.2952 | 0 | no | Surplus | yes |  | 0 | 0 | 0 | 202.083 | 0 | no | 0 | 0 | 0 | 202.083 | 4860 | no | 16450.2952 | 0 | 24300 |  |  | 0 |  |  | 0 | 0 | 0 | 0 | 0 |  | 0 | 0 | 0 | 0 | 0 | 16450.2952 | 12992.5857 | 13330.8713 | 0 | no | Surplus | yes |  | 0 | 0 | 0 | 502.0482 | 0 | no | 0 | 0 | 0 | 502.0482 | 0 |  |  | 0 | 0 | 0 | 0 | 0 |  | 0 | 0 | 0 | 0 | 0
| 18659.3227 | 0 | yes | Deficit |  |  | 0 | 0 | 0 | 0 | 0 |  | 0 | 0 | 0 | 0 | 4860 | no |  | 0 | 24300 | no | 18659.3227 | 0 | no | no | 0 | 0 | 0 | 0 | 0 |  | 0 | 0 | 0 | 0 | 0 | 18659.3227 | 13322.7347 | 15121.007 | 0 | no | Surplus | yes |  | 0 | 0 | 0 | 8.1366 | 0 | no | 0 | 0 | 0 | 8.1366 | 0 |  |  | 0 | 0 | 0 | 0 | 0 |  | 0 | 0 | 0 | 0 | 0
| 17964.0396 | 0 | no | Surplus | yes |  | 0 | 0 | 0 | 695.2831 | 0 | no | 0 | 0 | 0 | 695.2831 | 4860 | no | 17964.0396 | 0 | 24300 |  |  | 0 |  |  | 0 | 0 | 0 | 0 | 0 |  | 0 | 0 | 0 | 0 | 0 | 17964.0396 | 13743.01 | 14557.5685 | 0 | no | Surplus | yes |  | 0 | 0 | 0 | 1377.9971 | 0 | no | 0 | 0 | 0 | 1377.9971 | 0 |  |  | 0 | 0 | 0 | 0 | 0 |  | 0 | 0 | 0 | 0 | 0
| 17253.3735 | 0 | no | Surplus | yes |  | 0 | 0 | 0 | 710.666 | 0 | no | 0 | 0 | 0 | 710.666 | 4860 | no | 17253.3735 | 0 | 24300 |  |  | 0 |  |  | 0 | 0 | 0 | 0 | 0 |  | 0 | 0 | 0 | 0 | 0 | 17253.3735 | 15680.6729 | 13981.6641 | 0 | yes | Deficit |  |  | 0 | 0 | 0 | 0 | 0 |  | 0 | 0 | 0 | 0 | 1123.1044 | yes |  | 0 | 0 | 0 | 1123.1044 | 0 | no | 0 | 0 | 0 | 1123.1044 | 0
| 16832.6507 | 0 | no | Surplus | yes |  | 0 | 0 | 0 | 420.7228 | 0 | no | 0 | 0 | 0 | 420.7228 | 4860 | no | 16832.6507 | 0 | 24300 |  |  | 0 |  |  | 0 | 0 | 0 | 0 | 0 |  | 0 | 0 | 0 | 0 | 0 | 16832.6507 | 14356.5718 | 13640.7218 | 0 | yes | Deficit |  |  | 0 | 0 | 0 | 0 | 0 |  | 0 | 0 | 0 | 0 | 374.9077 | yes |  | 0 | 0 | 0 | 374.9077 | 0 | no | 0 | 0 | 0 | 374.9077 | 0
| 19472.3313 | 0 | yes | Deficit |  |  | 0 | 0 | 0 | 0 | 0 |  | 0 | 0 | 0 | 0 | 4860 | no |  | 0 | 24300 | no | 19472.3313 | 0 | no | no | 0 | 0 | 0 | 0 | 0 |  | 0 | 0 | 0 | 0 | 0 | 19472.3313 | 14031.3001 | 15779.8471 | 0 | yes | Deficit |  |  | 0 | 0 | 0 | 0 | 0 |  | 0 | 0 | 0 | 0 | 390.5783 | yes |  | 0 | 0 | 0 | 390.5783 | 0 | no | 0 | 0 | 0 | 390.5783 | 0
| 21334.6056 | 0 | yes | Deficit |  |  | 0 | 0 | 0 | 0 | 0 |  | 0 | 0 | 0 | 0 | 4860 | no |  | 0 | 24300 | no | 21334.6056 | 0 | no | no | 0 | 0 | 0 | 0 | 0 |  | 0 | 0 | 0 | 0 | 0 | 21334.6056 | 14535.4912 | 17288.9834 | 0 | no | Surplus | yes |  | 0 | 0 | 0 | 1244.3559 | 0 | no | 0 | 0 | 0 | 1244.3559 | 0 |  |  | 0 | 0 | 0 | 0 | 0 |  | 0 | 0 | 0 | 0 | 0
| 18259.836 | 0 | no | Surplus | yes |  | 0 | 0 | 0 | 3074.7696 | 0 | no | 0 | 0 | 0 | 3074.7696 | 4860 | no | 18259.836 | 0 | 24300 |  |  | 0 |  |  | 0 | 0 | 0 | 0 | 0 |  | 0 | 0 | 0 | 0 | 0 | 18259.836 | 13785.2437 | 14797.2739 | 0 | no | Surplus | yes |  | 0 | 0 | 0 | 3503.7398 | 0 | no | 0 | 0 | 0 | 3503.7398 | 0 |  |  | 0 | 0 | 0 | 0 | 0 |  | 0 | 0 | 0 | 0 | 0
| 18641.3587 | 0 | yes | Deficit |  |  | 0 | 0 | 0 | 0 | 0 |  | 0 | 0 | 0 | 0 | 4860 | no |  | 0 | 24300 | no | 18641.3587 | 0 | no | no | 0 | 0 | 0 | 0 | 0 |  | 0 | 0 | 0 | 0 | 0 | 18641.3587 | 12711.0174 | 15106.4495 | 0 | no | Surplus | yes |  | 0 | 0 | 0 | 2086.2565 | 0 | no | 0 | 0 | 0 | 2086.2565 | 0 |  |  | 0 | 0 | 0 | 0 | 0 |  | 0 | 0 | 0 | 0 | 0
| 19174.0573 | 0 | yes | Deficit |  |  | 0 | 0 | 0 | 0 | 0 |  | 0 | 0 | 0 | 0 | 4860 | no |  | 0 | 24300 | no | 19174.0573 | 0 | no | no | 0 | 0 | 0 | 0 | 0 |  | 0 | 0 | 0 | 0 | 0 | 19174.0573 | 10504.7462 | 15538.134 | 0 | no | Surplus | yes |  | 0 | 0 | 0 | 4601.7033 | 0 | no | 0 | 0 | 0 | 4601.7033 | 0 |  |  | 0 | 0 | 0 | 0 | 0 |  | 0 | 0 | 0 | 0 | 0
| 18657.6727 | 0 | no | Surplus | yes |  | 0 | 0 | 0 | 516.3847 | 0 | no | 0 | 0 | 0 | 516.3847 | 4860 | no | 18657.6727 | 0 | 24300 |  |  | 0 |  |  | 0 | 0 | 0 | 0 | 0 |  | 0 | 0 | 0 | 0 | 0 | 18657.6727 | 12072.2423 | 15119.6699 | 0 | no | Surplus | yes |  | 0 | 0 | 0 | 3465.8917 | 0 | no | 0 | 0 | 0 | 3465.8917 | 0 |  |  | 0 | 0 | 0 | 0 | 0 |  | 0 | 0 | 0 | 0 | 0
| 19800.5785 | 0 | yes | Deficit |  |  | 0 | 0 | 0 | 0 | 0 |  | 0 | 0 | 0 | 0 | 4860 | no |  | 0 | 24300 | no | 19800.5785 | 0 | no | no | 0 | 0 | 0 | 0 | 0 |  | 0 | 0 | 0 | 0 | 0 | 19800.5785 | 13517.3548 | 16045.8497 | 0 | no | Surplus | yes |  | 0 | 0 | 0 | 1602.3151 | 0 | no | 0 | 0 | 0 | 1602.3151 | 0 |  |  | 0 | 0 | 0 | 0 | 0 |  | 0 | 0 | 0 | 0 | 0
| 20069.8601 | 0 | yes | Deficit |  |  | 0 | 0 | 0 | 0 | 0 |  | 0 | 0 | 0 | 0 | 4860 | no |  | 0 | 24300 | no | 20069.8601 | 0 | no | no | 0 | 0 | 0 | 0 | 0 |  | 0 | 0 | 0 | 0 | 0 | 20069.8601 | 12204.5087 | 16264.0681 | 0 | no | Surplus | yes |  | 0 | 0 | 0 | 3841.341 | 0 | no | 0 | 0 | 0 | 3841.341 | 0 |  |  | 0 | 0 | 0 | 0 | 0 |  | 0 | 0 | 0 | 0 | 0
| 17756.8907 | 0 | no | Surplus | yes |  | 0 | 0 | 0 | 2312.9693 | 0 | no | 0 | 0 | 0 | 2312.9693 | 4860 | no | 17756.8907 | 0 | 24300 |  |  | 0 |  |  | 0 | 0 | 0 | 0 | 0 |  | 0 | 0 | 0 | 0 | 0 | 17756.8907 | 13194.7915 | 14389.7008 | 0 | no | Surplus | yes |  | 0 | 0 | 0 | 3069.2766 | 0 | no | 0 | 0 | 0 | 3069.2766 | 0 |  |  | 0 | 0 | 0 | 0 | 0 |  | 0 | 0 | 0 | 0 | 0
| 18139.6663 | 0 | yes | Deficit |  |  | 0 | 0 | 0 | 0 | 0 |  | 0 | 0 | 0 | 0 | 4860 | no |  | 0 | 24300 | no | 18139.6663 | 0 | no | no | 0 | 0 | 0 | 0 | 0 |  | 0 | 0 | 0 | 0 | 0 | 18139.6663 | 12359.5995 | 14699.8917 | 0 | no | Surplus | yes |  | 0 | 0 | 0 | 2030.1013 | 0 | no | 0 | 0 | 0 | 2030.1013 | 0 |  |  | 0 | 0 | 0 | 0 | 0 |  | 0 | 0 | 0 | 0 | 0
| 17167.6186 | 0 | no | Surplus | yes |  | 0 | 0 | 0 | 972.0477 | 0 | no | 0 | 0 | 0 | 972.0477 | 4860 | no | 17167.6186 | 0 | 24300 |  |  | 0 |  |  | 0 | 0 | 0 | 0 | 0 |  | 0 | 0 | 0 | 0 | 0 | 17167.6186 | 11772.1976 | 13912.1706 | 0 | no | Surplus | yes |  | 0 | 0 | 0 | 2927.694 | 0 | no | 0 | 0 | 0 | 2927.694 | 0 |  |  | 0 | 0 | 0 | 0 | 0 |  | 0 | 0 | 0 | 0 | 0
| 18014.7221 | 0 | yes | Deficit |  |  | 0 | 0 | 0 | 0 | 0 |  | 0 | 0 | 0 | 0 | 4860 | no |  | 0 | 24300 | no | 18014.7221 | 0 | no | no | 0 | 0 | 0 | 0 | 0 |  | 0 | 0 | 0 | 0 | 0 | 18014.7221 | 10770.444 | 14598.6403 | 0 | no | Surplus | yes |  | 0 | 0 | 0 | 3141.7267 | 0 | no | 0 | 0 | 0 | 3141.7267 | 0 |  |  | 0 | 0 | 0 | 0 | 0 |  | 0 | 0 | 0 | 0 | 0
| 17631.8908 | 0 | no | Surplus | yes |  | 0 | 0 | 0 | 382.8313 | 0 | no | 0 | 0 | 0 | 382.8313 | 4860 | no | 17631.8908 | 0 | 24300 |  |  | 0 |  |  | 0 | 0 | 0 | 0 | 0 |  | 0 | 0 | 0 | 0 | 0 | 17631.8908 | 11895.9955 | 14288.4042 | 0 | no | Surplus | yes |  | 0 | 0 | 0 | 2702.6448 | 0 | no | 0 | 0 | 0 | 2702.6448 | 0 |  |  | 0 | 0 | 0 | 0 | 0 |  | 0 | 0 | 0 | 0 | 0
| 17447.3015 | 0 | no | Surplus | yes |  | 0 | 0 | 0 | 184.5892 | 0 | no | 0 | 0 | 0 | 184.5892 | 4860 | no | 17447.3015 | 0 | 24300 |  |  | 0 |  |  | 0 | 0 | 0 | 0 | 0 |  | 0 | 0 | 0 | 0 | 0 | 17447.3015 | 11800.4991 | 14138.8181 | 0 | no | Surplus | yes |  | 0 | 0 | 0 | 2487.9051 | 0 | no | 0 | 0 | 0 | 2487.9051 | 0 |  |  | 0 | 0 | 0 | 0 | 0 |  | 0 | 0 | 0 | 0 | 0
| 18225.1855 | 0 | yes | Deficit |  |  | 0 | 0 | 0 | 0 | 0 |  | 0 | 0 | 0 | 0 | 4860 | no |  | 0 | 24300 | no | 18225.1855 | 0 | no | no | 0 | 0 | 0 | 0 | 0 |  | 0 | 0 | 0 | 0 | 0 | 18225.1855 | 12115.3715 | 14769.1941 | 0 | no | Surplus | yes |  | 0 | 0 | 0 | 2023.4466 | 0 | no | 0 | 0 | 0 | 2023.4466 | 0 |  |  | 0 | 0 | 0 | 0 | 0 |  | 0 | 0 | 0 | 0 | 0
| 17446.2239 | 0 | no | Surplus | yes |  | 0 | 0 | 0 | 778.9616 | 0 | no | 0 | 0 | 0 | 778.9616 | 4860 | no | 17446.2239 | 0 | 24300 |  |  | 0 |  |  | 0 | 0 | 0 | 0 | 0 |  | 0 | 0 | 0 | 0 | 0 | 17446.2239 | 12586.0287 | 14137.9448 | 0 | no | Surplus | yes |  | 0 | 0 | 0 | 2183.1653 | 0 | no | 0 | 0 | 0 | 2183.1653 | 0 |  |  | 0 | 0 | 0 | 0 | 0 |  | 0 | 0 | 0 | 0 | 0
| 15853.1456 | 0 | no | Surplus | yes |  | 0 | 0 | 0 | 1593.0783 | 0 | no | 0 | 0 | 0 | 1593.0783 | 4860 | no | 15853.1456 | 0 | 24300 |  |  | 0 |  |  | 0 | 0 | 0 | 0 | 0 |  | 0 | 0 | 0 | 0 | 0 | 15853.1456 | 15417.2651 | 12846.9576 | 0 | yes | Deficit |  |  | 0 | 0 | 0 | 0 | 0 |  | 0 | 0 | 0 | 0 | 1279.3203 | yes |  | 0 | 0 | 0 | 1279.3203 | 0 | no | 0 | 0 | 0 | 1279.3203 | 0
| 18003.0033 | 0 | yes | Deficit |  |  | 0 | 0 | 0 | 0 | 0 |  | 0 | 0 | 0 | 0 | 4860 | no |  | 0 | 24300 | no | 18003.0033 | 0 | no | no | 0 | 0 | 0 | 0 | 0 |  | 0 | 0 | 0 | 0 | 0 | 18003.0033 | 12168.667 | 14589.1437 | 0 | no | Surplus | yes |  | 0 | 0 | 0 | 678.2906 | 0 | no | 0 | 0 | 0 | 678.2906 | 0 |  |  | 0 | 0 | 0 | 0 | 0 |  | 0 | 0 | 0 | 0 | 0
| 17261.9104 | 0 | no | Surplus | yes |  | 0 | 0 | 0 | 741.0929 | 0 | no | 0 | 0 | 0 | 741.0929 | 4860 | no | 17261.9104 | 0 | 24300 |  |  | 0 |  |  | 0 | 0 | 0 | 0 | 0 |  | 0 | 0 | 0 | 0 | 0 | 17261.9104 | 11884.1227 | 13988.5822 | 0 | no | Surplus | yes |  | 0 | 0 | 0 | 2705.021 | 0 | no | 0 | 0 | 0 | 2705.021 | 0 |  |  | 0 | 0 | 0 | 0 | 0 |  | 0 | 0 | 0 | 0 | 0
| 17219.6004 | 0 | no | Surplus | yes |  | 0 | 0 | 0 | 42.31 | 0 | no | 0 | 0 | 0 | 42.31 | 4860 | no | 17219.6004 | 0 | 24300 |  |  | 0 |  |  | 0 | 0 | 0 | 0 | 0 |  | 0 | 0 | 0 | 0 | 0 | 17219.6004 | 12434.7658 | 13954.2953 | 0 | no | Surplus | yes |  | 0 | 0 | 0 | 1553.8164 | 0 | no | 0 | 0 | 0 | 1553.8164 | 0 |  |  | 0 | 0 | 0 | 0 | 0 |  | 0 | 0 | 0 | 0 | 0
| 17463.8733 | 0 | yes | Deficit |  |  | 0 | 0 | 0 | 0 | 0 |  | 0 | 0 | 0 | 0 | 4860 | no |  | 0 | 24300 | no | 17463.8733 | 0 | no | no | 0 | 0 | 0 | 0 | 0 |  | 0 | 0 | 0 | 0 | 0 | 17463.8733 | 10031.2016 | 14152.2474 | 0 | no | Surplus | yes |  | 0 | 0 | 0 | 3923.0937 | 0 | no | 0 | 0 | 0 | 3923.0937 | 0 |  |  | 0 | 0 | 0 | 0 | 0 |  | 0 | 0 | 0 | 0 | 0
| 20095.6803 | 0 | yes | Deficit |  |  | 0 | 0 | 0 | 0 | 0 |  | 0 | 0 | 0 | 0 | 4860 | no |  | 0 | 24300 | no | 20095.6803 | 0 | no | no | 0 | 0 | 0 | 0 | 0 |  | 0 | 0 | 0 | 0 | 0 | 20095.6803 | 14908.8385 | 16284.9921 | 0 | yes | Deficit |  |  | 0 | 0 | 0 | 0 | 0 |  | 0 | 0 | 0 | 0 | 756.5911 | yes |  | 0 | 0 | 0 | 756.5911 | 0 | no | 0 | 0 | 0 | 756.5911 | 0
| 17113.8489 | 0 | no | Surplus | yes |  | 0 | 0 | 0 | 2981.8313 | 0 | no | 0 | 0 | 0 | 2981.8313 | 4860 | no | 17113.8489 | 0 | 24300 |  |  | 0 |  |  | 0 | 0 | 0 | 0 | 0 |  | 0 | 0 | 0 | 0 | 0 | 17113.8489 | 10909.9972 | 13868.5972 | 0 | no | Surplus | yes |  | 0 | 0 | 0 | 5374.9949 | 0 | no | 0 | 0 | 0 | 5374.9949 | 0 |  |  | 0 | 0 | 0 | 0 | 0 |  | 0 | 0 | 0 | 0 | 0
| 16434.8507 | 0 | no | Surplus | yes |  | 0 | 0 | 0 | 678.9982 | 0 | no | 0 | 0 | 0 | 678.9982 | 4860 | no | 16434.8507 | 0 | 24300 |  |  | 0 |  |  | 0 | 0 | 0 | 0 | 0 |  | 0 | 0 | 0 | 0 | 0 | 16434.8507 | 9712.0553 | 13318.3555 | 0 | no | Surplus | yes |  | 0 | 0 | 0 | 4156.5419 | 0 | no | 0 | 0 | 0 | 4156.5419 | 0 |  |  | 0 | 0 | 0 | 0 | 0 |  | 0 | 0 | 0 | 0 | 0
| 17101.4064 | 0 | yes | Deficit |  |  | 0 | 0 | 0 | 0 | 0 |  | 0 | 0 | 0 | 0 | 4860 | no |  | 0 | 24300 | no | 17101.4064 | 0 | no | no | 0 | 0 | 0 | 0 | 0 |  | 0 | 0 | 0 | 0 | 0 | 17101.4064 | 9363.3865 | 13858.5141 | 0 | no | Surplus | yes |  | 0 | 0 | 0 | 3954.969 | 0 | no | 0 | 0 | 0 | 3954.969 | 0 |  |  | 0 | 0 | 0 | 0 | 0 |  | 0 | 0 | 0 | 0 | 0
| 18108.6373 | 0 | yes | Deficit |  |  | 0 | 0 | 0 | 0 | 0 |  | 0 | 0 | 0 | 0 | 4860 | no |  | 0 | 24300 | no | 18108.6373 | 0 | no | no | 0 | 0 | 0 | 0 | 0 |  | 0 | 0 | 0 | 0 | 0 | 18108.6373 | 9745.3881 | 14674.7466 | 0 | no | Surplus | yes |  | 0 | 0 | 0 | 4113.126 | 0 | no | 0 | 0 | 0 | 4113.126 | 0 |  |  | 0 | 0 | 0 | 0 | 0 |  | 0 | 0 | 0 | 0 | 0
| 17161.292 | 0 | no | Surplus | yes |  | 0 | 0 | 0 | 947.3453 | 0 | no | 0 | 0 | 0 | 947.3453 | 4860 | no | 17161.292 | 0 | 24300 |  |  | 0 |  |  | 0 | 0 | 0 | 0 | 0 |  | 0 | 0 | 0 | 0 | 0 | 17161.292 | 9838.9844 | 13907.0438 | 0 | no | Surplus | yes |  | 0 | 0 | 0 | 4835.7622 | 0 | no | 0 | 0 | 0 | 4835.7622 | 0 |  |  | 0 | 0 | 0 | 0 | 0 |  | 0 | 0 | 0 | 0 | 0
| 18818.0877 | 0 | yes | Deficit |  |  | 0 | 0 | 0 | 0 | 0 |  | 0 | 0 | 0 | 0 | 4860 | no |  | 0 | 24300 | no | 18818.0877 | 0 | no | no | 0 | 0 | 0 | 0 | 0 |  | 0 | 0 | 0 | 0 | 0 | 18818.0877 | 10688.0064 | 15249.6659 | 0 | no | Surplus | yes |  | 0 | 0 | 0 | 3219.0374 | 0 | no | 0 | 0 | 0 | 3219.0374 | 0 |  |  | 0 | 0 | 0 | 0 | 0 |  | 0 | 0 | 0 | 0 | 0
| 20023.4757 | 0 | yes | Deficit |  |  | 0 | 0 | 0 | 0 | 0 |  | 0 | 0 | 0 | 0 | 4860 | no |  | 0 | 24300 | no | 20023.4757 | 0 | no | no | 0 | 0 | 0 | 0 | 0 |  | 0 | 0 | 0 | 0 | 0 | 20023.4757 | 9868.6919 | 16226.4795 | 0 | no | Surplus | yes |  | 0 | 0 | 0 | 5380.974 | 0 | no | 0 | 0 | 0 | 5380.974 | 0 |  |  | 0 | 0 | 0 | 0 | 0 |  | 0 | 0 | 0 | 0 | 0
| 13499.9987 | 0 | no | Surplus | yes |  | 0 | 0 | 0 | 6523.477 | 0 | no | 0 | 0 | 0 | 6523.477 | 4860 | no | 13499.9987 | 0 | 24300 |  |  | 0 |  |  | 0 | 0 | 0 | 0 | 0 |  | 0 | 0 | 0 | 0 | 0 | 13499.9987 | 9315.5439 | 10940.0314 | 0 | no | Surplus | yes |  | 0 | 0 | 0 | 6910.9356 | 0 | no | 0 | 0 | 0 | 6910.9356 | 0 |  |  | 0 | 0 | 0 | 0 | 0 |  | 0 | 0 | 0 | 0 | 0
| 15725.8926 | 0 | yes | Deficit |  |  | 0 | 0 | 0 | 0 | 0 |  | 0 | 0 | 0 | 0 | 4860 | no |  | 0 | 24300 | no | 15725.8926 | 0 | no | no | 0 | 0 | 0 | 0 | 0 |  | 0 | 0 | 0 | 0 | 0 | 15725.8926 | 8958.2825 | 12743.8352 | 0 | no | Surplus | yes |  | 0 | 0 | 0 | 1981.7489 | 0 | no | 0 | 0 | 0 | 1981.7489 | 0 |  |  | 0 | 0 | 0 | 0 | 0 |  | 0 | 0 | 0 | 0 | 0
| 17867.1468 | 0 | yes | Deficit |  |  | 0 | 0 | 0 | 0 | 0 |  | 0 | 0 | 0 | 0 | 4860 | no |  | 0 | 24300 | no | 17867.1468 | 0 | no | no | 0 | 0 | 0 | 0 | 0 |  | 0 | 0 | 0 | 0 | 0 | 17867.1468 | 9285.7482 | 14479.0493 | 0 | no | Surplus | yes |  | 0 | 0 | 0 | 3458.087 | 0 | no | 0 | 0 | 0 | 3458.087 | 0 |  |  | 0 | 0 | 0 | 0 | 0 |  | 0 | 0 | 0 | 0 | 0
| 17209.7028 | 0 | no | Surplus | yes |  | 0 | 0 | 0 | 657.444 | 0 | no | 0 | 0 | 0 | 657.444 | 4860 | no | 17209.7028 | 0 | 24300 |  |  | 0 |  |  | 0 | 0 | 0 | 0 | 0 |  | 0 | 0 | 0 | 0 | 0 | 17209.7028 | 9362.8709 | 13946.2745 | 0 | no | Surplus | yes |  | 0 | 0 | 0 | 5116.1783 | 0 | no | 0 | 0 | 0 | 5116.1783 | 0 |  |  | 0 | 0 | 0 | 0 | 0 |  | 0 | 0 | 0 | 0 | 0
| 16583.9938 | 0 | no | Surplus | yes |  | 0 | 0 | 0 | 625.7089 | 0 | no | 0 | 0 | 0 | 625.7089 | 4860 | no | 16583.9938 | 0 | 24300 |  |  | 0 |  |  | 0 | 0 | 0 | 0 | 0 |  | 0 | 0 | 0 | 0 | 0 | 16583.9938 | 8711.1681 | 13439.217 | 0 | no | Surplus | yes |  | 0 | 0 | 0 | 5235.1065 | 0 | no | 0 | 0 | 0 | 5235.1065 | 0 |  |  | 0 | 0 | 0 | 0 | 0 |  | 0 | 0 | 0 | 0 | 0
| 20916.3117 | 0 | yes | Deficit |  |  | 0 | 0 | 0 | 0 | 0 |  | 0 | 0 | 0 | 0 | 4860 | no |  | 0 | 24300 | no | 20916.3117 | 0 | no | no | 0 | 0 | 0 | 0 | 0 |  | 0 | 0 | 0 | 0 | 0 | 20916.3117 | 9311.5219 | 16950.0095 | 0 | no | Surplus | yes |  | 0 | 0 | 0 | 4127.6951 | 0 | no | 0 | 0 | 0 | 4127.6951 | 0 |  |  | 0 | 0 | 0 | 0 | 0 |  | 0 | 0 | 0 | 0 | 0
| 18654.3473 | 0 | no | Surplus | yes |  | 0 | 0 | 0 | 2261.9644 | 0 | no | 0 | 0 | 0 | 2261.9644 | 4860 | no | 18654.3473 | 0 | 24300 |  |  | 0 |  |  | 0 | 0 | 0 | 0 | 0 |  | 0 | 0 | 0 | 0 | 0 | 18654.3473 | 9236.1675 | 15116.9751 | 0 | no | Surplus | yes |  | 0 | 0 | 0 | 7713.8419 | 0 | no | 0 | 0 | 0 | 7713.8419 | 0 |  |  | 0 | 0 | 0 | 0 | 0 |  | 0 | 0 | 0 | 0 | 0
| 16701.8741 | 0 | no | Surplus | yes |  | 0 | 0 | 0 | 1952.4732 | 0 | no | 0 | 0 | 0 | 1952.4732 | 4860 | no | 16701.8741 | 0 | 24300 |  |  | 0 |  |  | 0 | 0 | 0 | 0 | 0 |  | 0 | 0 | 0 | 0 | 0 | 16701.8741 | 9553.4461 | 13534.744 | 0 | no | Surplus | yes |  | 0 | 0 | 0 | 5563.529 | 0 | no | 0 | 0 | 0 | 5563.529 | 0 |  |  | 0 | 0 | 0 | 0 | 0 |  | 0 | 0 | 0 | 0 | 0
| 18384.8352 | 0 | yes | Deficit |  |  | 0 | 0 | 0 | 0 | 0 |  | 0 | 0 | 0 | 0 | 4860 | no |  | 0 | 24300 | no | 18384.8352 | 0 | no | no | 0 | 0 | 0 | 0 | 0 |  | 0 | 0 | 0 | 0 | 0 | 18384.8352 | 10851.4493 | 14898.5699 | 0 | no | Surplus | yes |  | 0 | 0 | 0 | 2683.2947 | 0 | no | 0 | 0 | 0 | 2683.2947 | 0 |  |  | 0 | 0 | 0 | 0 | 0 |  | 0 | 0 | 0 | 0 | 0
| 21377.6245 | 0 | yes | Deficit |  |  | 0 | 0 | 0 | 0 | 0 |  | 0 | 0 | 0 | 0 | 4860 | no |  | 0 | 24300 | no | 21377.6245 | 0 | no | no | 0 | 0 | 0 | 0 | 0 |  | 0 | 0 | 0 | 0 | 0 | 21377.6245 | 10497.5583 | 17323.8448 | 0 | no | Surplus | yes |  | 0 | 0 | 0 | 4401.0116 | 0 | no | 0 | 0 | 0 | 4401.0116 | 0 |  |  | 0 | 0 | 0 | 0 | 0 |  | 0 | 0 | 0 | 0 | 0
| 19356.3441 | 0 | no | Surplus | yes |  | 0 | 0 | 0 | 2021.2804 | 0 | no | 0 | 0 | 0 | 2021.2804 | 4860 | no | 19356.3441 | 0 | 24300 |  |  | 0 |  |  | 0 | 0 | 0 | 0 | 0 |  | 0 | 0 | 0 | 0 | 0 | 19356.3441 | 13056.473 | 15685.8542 | 0 | no | Surplus | yes |  | 0 | 0 | 0 | 4267.3718 | 0 | no | 0 | 0 | 0 | 4267.3718 | 0 |  |  | 0 | 0 | 0 | 0 | 0 |  | 0 | 0 | 0 | 0 | 0
| 23382.372 | 0 | yes | Deficit |  |  | 0 | 0 | 0 | 0 | 0 |  | 0 | 0 | 0 | 0 | 4860 | no |  | 0 | 24300 | no | 23382.372 | 0 | no | no | 0 | 0 | 0 | 0 | 0 |  | 0 | 0 | 0 | 0 | 0 | 23382.372 | 13865.8758 | 18948.4376 | 0 | no | Surplus | yes |  | 0 | 0 | 0 | 1819.9784 | 0 | no | 0 | 0 | 0 | 1819.9784 | 0 |  |  | 0 | 0 | 0 | 0 | 0 |  | 0 | 0 | 0 | 0 | 0
| 19211.4898 | 0 | no | Surplus | yes |  | 0 | 0 | 0 | 4170.8821 | 0 | no | 0 | 0 | 0 | 4170.8821 | 4860 | no | 19211.4898 | 0 | 24300 |  |  | 0 |  |  | 0 | 0 | 0 | 0 | 0 |  | 0 | 0 | 0 | 0 | 0 | 19211.4898 | 14408.2781 | 15568.4683 | 0 | no | Surplus | yes |  | 0 | 0 | 0 | 4540.1594 | 0 | no | 0 | 0 | 0 | 4540.1594 | 0 |  |  | 0 | 0 | 0 | 0 | 0 |  | 0 | 0 | 0 | 0 | 0
| 16933.6936 | 0 | no | Surplus | yes |  | 0 | 0 | 0 | 2277.7963 | 0 | no | 0 | 0 | 0 | 2277.7963 | 4860 | no | 16933.6936 | 0 | 24300 |  |  | 0 |  |  | 0 | 0 | 0 | 0 | 0 |  | 0 | 0 | 0 | 0 | 0 | 16933.6936 | 14465.6536 | 13722.6042 | 0 | no | Surplus | yes |  | 0 | 0 | 0 | 1102.8147 | 0 | no | 0 | 0 | 0 | 1102.8147 | 0 |  |  | 0 | 0 | 0 | 0 | 0 |  | 0 | 0 | 0 | 0 | 0
| 16398.2531 | 0 | no | Surplus | yes |  | 0 | 0 | 0 | 535.4404 | 0 | no | 0 | 0 | 0 | 535.4404 | 4860 | no | 16398.2531 | 0 | 24300 |  |  | 0 |  |  | 0 | 0 | 0 | 0 | 0 |  | 0 | 0 | 0 | 0 | 0 | 16398.2531 | 14835.4013 | 13288.6978 | 0 | yes | Deficit |  |  | 0 | 0 | 0 | 0 | 0 |  | 0 | 0 | 0 | 0 | 1112.7971 | yes |  | 0 | 0 | 0 | 1112.7971 | 0 | no | 0 | 0 | 0 | 1112.7971 | 0
| 16353.4332 | 0 | no | Surplus | yes |  | 0 | 0 | 0 | 44.82 | 0 | no | 0 | 0 | 0 | 44.82 | 4860 | no | 16353.4332 | 0 | 24300 |  |  | 0 |  |  | 0 | 0 | 0 | 0 | 0 |  | 0 | 0 | 0 | 0 | 0 | 16353.4332 | 14477.016 | 13252.377 | 0 | yes | Deficit |  |  | 0 | 0 | 0 | 0 | 0 |  | 0 | 0 | 0 | 0 | 1188.3181 | yes |  | 0 | 0 | 0 | 1188.3181 | 0 | no | 0 | 0 | 0 | 1188.3181 | 0
| 14671.7146 | 0 | no | Surplus | yes |  | 0 | 0 | 0 | 1681.7185 | 0 | no | 0 | 0 | 0 | 1681.7185 | 4860 | no | 14671.7146 | 0 | 24300 |  |  | 0 |  |  | 0 | 0 | 0 | 0 | 0 |  | 0 | 0 | 0 | 0 | 0 | 14671.7146 | 16161.4463 | 11889.5581 | 0 | yes | Deficit |  |  | 0 | 0 | 0 | 0 | 0 |  | 0 | 0 | 0 | 0 | 2909.0694 | yes |  | 0 | 0 | 0 | 2909.0694 | 0 | no | 0 | 0 | 0 | 2909.0694 | 0
| 17257.0843 | 0 | yes | Deficit |  |  | 0 | 0 | 0 | 0 | 0 |  | 0 | 0 | 0 | 0 | 4860 | no |  | 0 | 24300 | no | 17257.0843 | 0 | no | no | 0 | 0 | 0 | 0 | 0 |  | 0 | 0 | 0 | 0 | 0 | 17257.0843 | 15156.1264 | 13984.6712 | 0 | yes | Deficit |  |  | 0 | 0 | 0 | 0 | 0 |  | 0 | 0 | 0 | 0 | 3266.5683 | yes |  | 0 | 0 | 0 | 3266.5683 | 0 | no | 0 | 0 | 0 | 3266.5683 | 0
| 15298.7405 | 0 | no | Surplus | yes |  | 0 | 0 | 0 | 1958.3438 | 0 | no | 0 | 0 | 0 | 1958.3438 | 4860 | no | 15298.7405 | 0 | 24300 |  |  | 0 |  |  | 0 | 0 | 0 | 0 | 0 |  | 0 | 0 | 0 | 0 | 0 | 15298.7405 | 15015.8626 | 12397.6828 | 0 | yes | Deficit |  |  | 0 | 0 | 0 | 0 | 0 |  | 0 | 0 | 0 | 0 | 1031.1913 | yes |  | 0 | 0 | 0 | 1031.1913 | 0 | no | 0 | 0 | 0 | 1031.1913 | 0
| 14185.1037 | 0 | no | Surplus | yes |  | 0 | 0 | 0 | 1113.6368 | 0 | no | 0 | 0 | 0 | 1113.6368 | 4860 | no | 14185.1037 | 0 | 24300 |  |  | 0 |  |  | 0 | 0 | 0 | 0 | 0 |  | 0 | 0 | 0 | 0 | 0 | 14185.1037 | 15364.887 | 11495.2218 | 0 | yes | Deficit |  |  | 0 | 0 | 0 | 0 | 0 |  | 0 | 0 | 0 | 0 | 2967.2042 | yes |  | 0 | 0 | 0 | 2967.2042 | 0 | no | 0 | 0 | 0 | 2967.2042 | 0
| 14562.0785 | 0 | yes | Deficit |  |  | 0 | 0 | 0 | 0 | 0 |  | 0 | 0 | 0 | 0 | 4860 | no |  | 0 | 24300 | no | 14562.0785 | 0 | no | no | 0 | 0 | 0 | 0 | 0 |  | 0 | 0 | 0 | 0 | 0 | 14562.0785 | 14483.6251 | 11800.7119 | 0 | yes | Deficit |  |  | 0 | 0 | 0 | 0 | 0 |  | 0 | 0 | 0 | 0 | 2988.4033 | yes |  | 0 | 0 | 0 | 2988.4033 | 0 | no | 0 | 0 | 0 | 2988.4033 | 0
| 13312.8393 | 0 | no | Surplus | yes |  | 0 | 0 | 0 | 1249.2392 | 0 | no | 0 | 0 | 0 | 1249.2392 | 4860 | no | 13312.8393 | 0 | 24300 |  |  | 0 |  |  | 0 | 0 | 0 | 0 | 0 |  | 0 | 0 | 0 | 0 | 0 | 13312.8393 | 14634.9528 | 10788.3625 | 0 | yes | Deficit |  |  | 0 | 0 | 0 | 0 | 0 |  | 0 | 0 | 0 | 0 | 2834.2409 | yes |  | 0 | 0 | 0 | 2834.2409 | 0 | no | 0 | 0 | 0 | 2834.2409 | 0
| 14820.2432 | 0 | yes | Deficit |  |  | 0 | 0 | 0 | 0 | 0 |  | 0 | 0 | 0 | 0 | 4860 | no |  | 0 | 24300 | no | 14820.2432 | 0 | no | no | 0 | 0 | 0 | 0 | 0 |  | 0 | 0 | 0 | 0 | 0 | 14820.2432 | 15764.3779 | 12009.9216 | 0 | yes | Deficit |  |  | 0 | 0 | 0 | 0 | 0 |  | 0 | 0 | 0 | 0 | 4976.0154 | yes |  | 0 | 0 | 0 | 4976.0154 | 0 | no | 0 | 0 | 0 | 4976.0154 | 0
| 17733.812 | 0 | yes | Deficit |  |  | 0 | 0 | 0 | 0 | 0 |  | 0 | 0 | 0 | 0 | 4860 | no |  | 0 | 24300 | no | 17733.812 | 0 | no | no | 0 | 0 | 0 | 0 | 0 |  | 0 | 0 | 0 | 0 | 0 | 17733.812 | 14277.7134 | 14370.9984 | 0 | yes | Deficit |  |  | 0 | 0 | 0 | 0 | 0 |  | 0 | 0 | 0 | 0 | 2267.7919 | yes |  | 0 | 0 | 0 | 2267.7919 | 0 | no | 0 | 0 | 0 | 2267.7919 | 0
| 15249.3972 | 0 | no | Surplus | yes |  | 0 | 0 | 0 | 2484.4149 | 0 | no | 0 | 0 | 0 | 2484.4149 | 4860 | no | 15249.3972 | 0 | 24300 |  |  | 0 |  |  | 0 | 0 | 0 | 0 | 0 |  | 0 | 0 | 0 | 0 | 0 | 15249.3972 | 15533.4828 | 12357.6963 | 0 | yes | Deficit |  |  | 0 | 0 | 0 | 0 | 0 |  | 0 | 0 | 0 | 0 | 1162.4844 | yes |  | 0 | 0 | 0 | 1162.4844 | 0 | no | 0 | 0 | 0 | 1162.4844 | 0
| 15963.7363 | 0 | yes | Deficit |  |  | 0 | 0 | 0 | 0 | 0 |  | 0 | 0 | 0 | 0 | 4860 | no |  | 0 | 24300 | no | 15963.7363 | 0 | no | no | 0 | 0 | 0 | 0 | 0 |  | 0 | 0 | 0 | 0 | 0 | 15963.7363 | 14456.851 | 12936.5773 | 0 | yes | Deficit |  |  | 0 | 0 | 0 | 0 | 0 |  | 0 | 0 | 0 | 0 | 2099.1547 | yes |  | 0 | 0 | 0 | 2099.1547 | 0 | no | 0 | 0 | 0 | 2099.1547 | 0
| 16943.0381 | 0 | yes | Deficit |  |  | 0 | 0 | 0 | 0 | 0 |  | 0 | 0 | 0 | 0 | 4860 | no |  | 0 | 24300 | no | 16943.0381 | 0 | no | no | 0 | 0 | 0 | 0 | 0 |  | 0 | 0 | 0 | 0 | 0 | 16943.0381 | 14273.458 | 13730.1767 | 0 | yes | Deficit |  |  | 0 | 0 | 0 | 0 | 0 |  | 0 | 0 | 0 | 0 | 1336.8807 | yes |  | 0 | 0 | 0 | 1336.8807 | 0 | no | 0 | 0 | 0 | 1336.8807 | 0
| 18567.2023 | 0 | yes | Deficit |  |  | 0 | 0 | 0 | 0 | 0 |  | 0 | 0 | 0 | 0 | 4860 | no |  | 0 | 24300 | no | 18567.2023 | 0 | no | no | 0 | 0 | 0 | 0 | 0 |  | 0 | 0 | 0 | 0 | 0 | 18567.2023 | 14546.5355 | 15046.3552 | 0 | yes | Deficit |  |  | 0 | 0 | 0 | 0 | 0 |  | 0 | 0 | 0 | 0 | 816.3588 | yes |  | 0 | 0 | 0 | 816.3588 | 0 | no | 0 | 0 | 0 | 816.3588 | 0
| 19260.9426 | 0 | yes | Deficit |  |  | 0 | 0 | 0 | 0 | 0 |  | 0 | 0 | 0 | 0 | 4860 | no |  | 0 | 24300 | no | 19260.9426 | 0 | no | no | 0 | 0 | 0 | 0 | 0 |  | 0 | 0 | 0 | 0 | 0 | 19260.9426 | 16308.1046 | 15608.5434 | 0 | yes | Deficit |  |  | 0 | 0 | 0 | 0 | 0 |  | 0 | 0 | 0 | 0 | 1261.7494 | yes |  | 0 | 0 | 0 | 1261.7494 | 0 | no | 0 | 0 | 0 | 1261.7494 | 0
| 18524.8471 | 0 | no | Surplus | yes |  | 0 | 0 | 0 | 736.0955 | 0 | no | 0 | 0 | 0 | 736.0955 | 4860 | no | 18524.8471 | 0 | 24300 |  |  | 0 |  |  | 0 | 0 | 0 | 0 | 0 |  | 0 | 0 | 0 | 0 | 0 | 18524.8471 | 15950.6559 | 15012.0317 | 0 | yes | Deficit |  |  | 0 | 0 | 0 | 0 | 0 |  | 0 | 0 | 0 | 0 | 342.1125 | yes |  | 0 | 0 | 0 | 342.1125 | 0 | no | 0 | 0 | 0 | 342.1125 | 0
| 19823.6585 | 0 | yes | Deficit |  |  | 0 | 0 | 0 | 0 | 0 |  | 0 | 0 | 0 | 0 | 4860 | no |  | 0 | 24300 | no | 19823.6585 | 0 | no | no | 0 | 0 | 0 | 0 | 0 |  | 0 | 0 | 0 | 0 | 0 | 19823.6585 | 14780.9725 | 16064.5531 | 0 | no | Surplus | yes |  | 0 | 0 | 0 | 231.0592 | 0 | no | 0 | 0 | 0 | 231.0592 | 0 |  |  | 0 | 0 | 0 | 0 | 0 |  | 0 | 0 | 0 | 0 | 0
| 18994.6551 | 0 | no | Surplus | yes |  | 0 | 0 | 0 | 829.0035 | 0 | no | 0 | 0 | 0 | 829.0035 | 4860 | no | 18994.6551 | 0 | 24300 |  |  | 0 |  |  | 0 | 0 | 0 | 0 | 0 |  | 0 | 0 | 0 | 0 | 0 | 18994.6551 | 15319.3714 | 15392.7513 | 0 | no | Surplus | yes |  | 0 | 0 | 0 | 745.1817 | 0 | no | 0 | 0 | 0 | 745.1817 | 0 |  |  | 0 | 0 | 0 | 0 | 0 |  | 0 | 0 | 0 | 0 | 0
| 19010.1541 | 0 | yes | Deficit |  |  | 0 | 0 | 0 | 0 | 0 |  | 0 | 0 | 0 | 0 | 4860 | no |  | 0 | 24300 | no | 19010.1541 | 0 | no | no | 0 | 0 | 0 | 0 | 0 |  | 0 | 0 | 0 | 0 | 0 | 19010.1541 | 15328.153 | 15405.3112 | 0 | no | Surplus | yes |  | 0 | 0 | 0 | 64.5983 | 0 | no | 0 | 0 | 0 | 64.5983 | 0 |  |  | 0 | 0 | 0 | 0 | 0 |  | 0 | 0 | 0 | 0 | 0
| 15503.1852 | 0 | no | Surplus | yes |  | 0 | 0 | 0 | 3506.9688 | 0 | no | 0 | 0 | 0 | 3506.9688 | 4860 | no | 15503.1852 | 0 | 24300 |  |  | 0 |  |  | 0 | 0 | 0 | 0 | 0 |  | 0 | 0 | 0 | 0 | 0 | 15503.1852 | 15674.7477 | 12563.3592 | 0 | yes | Deficit |  |  | 0 | 0 | 0 | 0 | 0 |  | 0 | 0 | 0 | 0 | 269.4365 | yes |  | 0 | 0 | 0 | 269.4365 | 0 | no | 0 | 0 | 0 | 269.4365 | 0
| 14634.2215 | 0 | no | Surplus | yes |  | 0 | 0 | 0 | 868.9638 | 0 | no | 0 | 0 | 0 | 868.9638 | 4860 | no | 14634.2215 | 0 | 24300 |  |  | 0 |  |  | 0 | 0 | 0 | 0 | 0 |  | 0 | 0 | 0 | 0 | 0 | 14634.2215 | 14701.8246 | 11859.1746 | 0 | yes | Deficit |  |  | 0 | 0 | 0 | 0 | 0 |  | 0 | 0 | 0 | 0 | 2138.4654 | yes |  | 0 | 0 | 0 | 2138.4654 | 0 | no | 0 | 0 | 0 | 2138.4654 | 0
| 13594.5463 | 0 | no | Surplus | yes |  | 0 | 0 | 0 | 1039.6752 | 0 | no | 0 | 0 | 0 | 1039.6752 | 4860 | no | 13594.5463 | 0 | 24300 |  |  | 0 |  |  | 0 | 0 | 0 | 0 | 0 |  | 0 | 0 | 0 | 0 | 0 | 13594.5463 | 13995.7566 | 11016.6502 | 0 | yes | Deficit |  |  | 0 | 0 | 0 | 0 | 0 |  | 0 | 0 | 0 | 0 | 2136.582 | yes |  | 0 | 0 | 0 | 2136.582 | 0 | no | 0 | 0 | 0 | 2136.582 | 0
| 14150.2296 | 0 | yes | Deficit |  |  | 0 | 0 | 0 | 0 | 0 |  | 0 | 0 | 0 | 0 | 4860 | no |  | 0 | 24300 | no | 14150.2296 | 0 | no | no | 0 | 0 | 0 | 0 | 0 |  | 0 | 0 | 0 | 0 | 0 | 14150.2296 | 13516.8017 | 11466.9608 | 0 | yes | Deficit |  |  | 0 | 0 | 0 | 0 | 0 |  | 0 | 0 | 0 | 0 | 2500.1515 | yes |  | 0 | 0 | 0 | 2500.1515 | 0 | no | 0 | 0 | 0 | 2500.1515 | 0
| 16577.4487 | 0 | yes | Deficit |  |  | 0 | 0 | 0 | 0 | 0 |  | 0 | 0 | 0 | 0 | 4860 | no |  | 0 | 24300 | no | 16577.4487 | 0 | no | no | 0 | 0 | 0 | 0 | 0 |  | 0 | 0 | 0 | 0 | 0 | 16577.4487 | 14177.7591 | 13433.913 | 0 | yes | Deficit |  |  | 0 | 0 | 0 | 0 | 0 |  | 0 | 0 | 0 | 0 | 2710.7984 | yes |  | 0 | 0 | 0 | 2710.7984 | 0 | no | 0 | 0 | 0 | 2710.7984 | 0
| 16619.6732 | 0 | yes | Deficit |  |  | 0 | 0 | 0 | 0 | 0 |  | 0 | 0 | 0 | 0 | 4860 | no |  | 0 | 24300 | no | 16619.6732 | 0 | no | no | 0 | 0 | 0 | 0 | 0 |  | 0 | 0 | 0 | 0 | 0 | 16619.6732 | 16366.4067 | 13468.1306 | 0 | yes | Deficit |  |  | 0 | 0 | 0 | 0 | 0 |  | 0 | 0 | 0 | 0 | 2932.4936 | yes |  | 0 | 0 | 0 | 2932.4936 | 0 | no | 0 | 0 | 0 | 2932.4936 | 0
| 16085.3542 | 0 | no | Surplus | yes |  | 0 | 0 | 0 | 534.319 | 0 | no | 0 | 0 | 0 | 534.319 | 4860 | no | 16085.3542 | 0 | 24300 |  |  | 0 |  |  | 0 | 0 | 0 | 0 | 0 |  | 0 | 0 | 0 | 0 | 0 | 16085.3542 | 14722.882 | 13035.133 | 0 | yes | Deficit |  |  | 0 | 0 | 0 | 0 | 0 |  | 0 | 0 | 0 | 0 | 1254.7514 | yes |  | 0 | 0 | 0 | 1254.7514 | 0 | no | 0 | 0 | 0 | 1254.7514 | 0
| 14718.9647 | 0 | no | Surplus | yes |  | 0 | 0 | 0 | 1366.3894 | 0 | no | 0 | 0 | 0 | 1366.3894 | 4860 | no | 14718.9647 | 0 | 24300 |  |  | 0 |  |  | 0 | 0 | 0 | 0 | 0 |  | 0 | 0 | 0 | 0 | 0 | 14718.9647 | 13836.7327 | 11927.8483 | 0 | yes | Deficit |  |  | 0 | 0 | 0 | 0 | 0 |  | 0 | 0 | 0 | 0 | 801.5997 | yes |  | 0 | 0 | 0 | 801.5997 | 0 | no | 0 | 0 | 0 | 801.5997 | 0
| 14625.7499 | 0 | no | Surplus | yes |  | 0 | 0 | 0 | 93.2149 | 0 | no | 0 | 0 | 0 | 93.2149 | 4860 | no | 14625.7499 | 0 | 24300 |  |  | 0 |  |  | 0 | 0 | 0 | 0 | 0 |  | 0 | 0 | 0 | 0 | 0 | 14625.7499 | 14112.4938 | 11852.3095 | 0 | yes | Deficit |  |  | 0 | 0 | 0 | 0 | 0 |  | 0 | 0 | 0 | 0 | 2184.6456 | yes |  | 0 | 0 | 0 | 2184.6456 | 0 | no | 0 | 0 | 0 | 2184.6456 | 0
| 17516.1387 | 0 | yes | Deficit |  |  | 0 | 0 | 0 | 0 | 0 |  | 0 | 0 | 0 | 0 | 4860 | no |  | 0 | 24300 | no | 17516.1387 | 0 | no | no | 0 | 0 | 0 | 0 | 0 |  | 0 | 0 | 0 | 0 | 0 | 17516.1387 | 13900.2762 | 14194.6019 | 0 | yes | Deficit |  |  | 0 | 0 | 0 | 0 | 0 |  | 0 | 0 | 0 | 0 | 2047.9668 | yes |  | 0 | 0 | 0 | 2047.9668 | 0 | no | 0 | 0 | 0 | 2047.9668 | 0
| 15881.6565 | 0 | no | Surplus | yes |  | 0 | 0 | 0 | 1634.4822 | 0 | no | 0 | 0 | 0 | 1634.4822 | 4860 | no | 15881.6565 | 0 | 24300 |  |  | 0 |  |  | 0 | 0 | 0 | 0 | 0 |  | 0 | 0 | 0 | 0 | 0 | 15881.6565 | 15045.4707 | 12870.062 | 0 | yes | Deficit |  |  | 0 | 0 | 0 | 0 | 0 |  | 0 | 0 | 0 | 0 | 850.8688 | yes |  | 0 | 0 | 0 | 850.8688 | 0 | no | 0 | 0 | 0 | 850.8688 | 0
| 12690.4687 | 0 | no | Surplus | yes |  | 0 | 0 | 0 | 3191.1879 | 0 | no | 0 | 0 | 0 | 3191.1879 | 4860 | no | 12690.4687 | 0 | 24300 |  |  | 0 |  |  | 0 | 0 | 0 | 0 | 0 |  | 0 | 0 | 0 | 0 | 0 | 12690.4687 | 14453.8779 | 10284.0103 | 0 | yes | Deficit |  |  | 0 | 0 | 0 | 0 | 0 |  | 0 | 0 | 0 | 0 | 1583.8159 | yes |  | 0 | 0 | 0 | 1583.8159 | 0 | no | 0 | 0 | 0 | 1583.8159 | 0
| 13567.4081 | 0 | yes | Deficit |  |  | 0 | 0 | 0 | 0 | 0 |  | 0 | 0 | 0 | 0 | 4860 | no |  | 0 | 24300 | no | 13567.4081 | 0 | no | no | 0 | 0 | 0 | 0 | 0 |  | 0 | 0 | 0 | 0 | 0 | 13567.4081 | 14432.26 | 10994.6581 | 0 | yes | Deficit |  |  | 0 | 0 | 0 | 0 | 0 |  | 0 | 0 | 0 | 0 | 4148.2497 | yes |  | 0 | 0 | 0 | 4148.2497 | 0 | no | 0 | 0 | 0 | 4148.2497 | 0
| 15473.9972 | 0 | yes | Deficit |  |  | 0 | 0 | 0 | 0 | 0 |  | 0 | 0 | 0 | 0 | 4860 | no |  | 0 | 24300 | no | 15473.9972 | 0 | no | no | 0 | 0 | 0 | 0 | 0 |  | 0 | 0 | 0 | 0 | 0 | 15473.9972 | 14947.0469 | 12539.706 | 0 | yes | Deficit |  |  | 0 | 0 | 0 | 0 | 0 |  | 0 | 0 | 0 | 0 | 3952.3888 | yes |  | 0 | 0 | 0 | 3952.3888 | 0 | no | 0 | 0 | 0 | 3952.3888 | 0
| 13196.4317 | 0 | no | Surplus | yes |  | 0 | 0 | 0 | 2277.5656 | 0 | no | 0 | 0 | 0 | 2277.5656 | 4860 | no | 13196.4317 | 0 | 24300 |  |  | 0 |  |  | 0 | 0 | 0 | 0 | 0 |  | 0 | 0 | 0 | 0 | 0 | 13196.4317 | 13909.8186 | 10694.0289 | 0 | yes | Deficit |  |  | 0 | 0 | 0 | 0 | 0 |  | 0 | 0 | 0 | 0 | 1370.1126 | yes |  | 0 | 0 | 0 | 1370.1126 | 0 | no | 0 | 0 | 0 | 1370.1126 | 0
| 11104.2727 | 0 | no | Surplus | yes |  | 0 | 0 | 0 | 2092.1589 | 0 | no | 0 | 0 | 0 | 2092.1589 | 4860 | no | 11104.2727 | 0 | 24300 |  |  | 0 |  |  | 0 | 0 | 0 | 0 | 0 |  | 0 | 0 | 0 | 0 | 0 | 11104.2727 | 13388.1742 | 8998.6003 | 0 | yes | Deficit |  |  | 0 | 0 | 0 | 0 | 0 |  | 0 | 0 | 0 | 0 | 2694.1453 | yes |  | 0 | 0 | 0 | 2694.1453 | 0 | no | 0 | 0 | 0 | 2694.1453 | 0
| 11640.6214 | 0 | yes | Deficit |  |  | 0 | 0 | 0 | 0 | 0 |  | 0 | 0 | 0 | 0 | 4860 | no |  | 0 | 22208.5455 | no | 11640.6214 | 0 | no | no | 0 | 0 | 0 | 0 | 0 |  | 0 | 0 | 0 | 0 | 0 | 11640.6214 | 13635.498 | 9433.2426 | 0 | yes | Deficit |  |  | 0 | 0 | 0 | 0 | 0 |  | 0 | 0 | 0 | 0 | 4636.8977 | yes |  | 0 | 0 | 0 | 4636.8977 | 0 | no | 0 | 0 | 0 | 4636.8977 | 0
| 12714.3765 | 0 | yes | Deficit |  |  | 0 | 0 | 0 | 0 | 0 |  | 0 | 0 | 0 | 0 | 4860 | no |  | 0 | 23281.2428 | no | 12714.3765 | 0 | no | no | 0 | 0 | 0 | 0 | 0 |  | 0 | 0 | 0 | 0 | 0 | 12714.3765 | 13556.5131 | 10303.3845 | 0 | yes | Deficit |  |  | 0 | 0 | 0 | 0 | 0 |  | 0 | 0 | 0 | 0 | 4123.2704 | yes |  | 0 | 0 | 0 | 4123.2704 | 0 | no | 0 | 0 | 0 | 4123.2704 | 0
| 14250.7927 | 0 | yes | Deficit |  |  | 0 | 0 | 0 | 0 | 0 |  | 0 | 0 | 0 | 0 | 4860 | no |  | 0 | 24300 | no | 14250.7927 | 0 | no | no | 0 | 0 | 0 | 0 | 0 |  | 0 | 0 | 0 | 0 | 0 | 14250.7927 | 13385.2872 | 11548.4544 | 0 | yes | Deficit |  |  | 0 | 0 | 0 | 0 | 0 |  | 0 | 0 | 0 | 0 | 3081.9027 | yes |  | 0 | 0 | 0 | 3081.9027 | 0 | no | 0 | 0 | 0 | 3081.9027 | 0
| 15517.1409 | 0 | yes | Deficit |  |  | 0 | 0 | 0 | 0 | 0 |  | 0 | 0 | 0 | 0 | 4860 | no |  | 0 | 24300 | no | 15517.1409 | 0 | no | no | 0 | 0 | 0 | 0 | 0 |  | 0 | 0 | 0 | 0 | 0 | 15517.1409 | 13400.714 | 12574.6685 | 0 | yes | Deficit |  |  | 0 | 0 | 0 | 0 | 0 |  | 0 | 0 | 0 | 0 | 1852.2596 | yes |  | 0 | 0 | 0 | 1852.2596 | 0 | no | 0 | 0 | 0 | 1852.2596 | 0
| 16849.9832 | 0 | yes | Deficit |  |  | 0 | 0 | 0 | 0 | 0 |  | 0 | 0 | 0 | 0 | 4860 | no |  | 0 | 24300 | no | 16849.9832 | 0 | no | no | 0 | 0 | 0 | 0 | 0 |  | 0 | 0 | 0 | 0 | 0 | 16849.9832 | 13764.1571 | 13654.7676 | 0 | yes | Deficit |  |  | 0 | 0 | 0 | 0 | 0 |  | 0 | 0 | 0 | 0 | 1189.4886 | yes |  | 0 | 0 | 0 | 1189.4886 | 0 | no | 0 | 0 | 0 | 1189.4886 | 0
| 13905.9691 | 0 | no | Surplus | yes |  | 0 | 0 | 0 | 2944.0142 | 0 | no | 0 | 0 | 0 | 2944.0142 | 4860 | no | 13905.9691 | 0 | 24300 |  |  | 0 |  |  | 0 | 0 | 0 | 0 | 0 |  | 0 | 0 | 0 | 0 | 0 | 13905.9691 | 14226.7942 | 11269.0187 | 0 | yes | Deficit |  |  | 0 | 0 | 0 | 0 | 0 |  | 0 | 0 | 0 | 0 | 572.0265 | yes |  | 0 | 0 | 0 | 572.0265 | 0 | no | 0 | 0 | 0 | 572.0265 | 0
| 14675.5287 | 0 | yes | Deficit |  |  | 0 | 0 | 0 | 0 | 0 |  | 0 | 0 | 0 | 0 | 4860 | no |  | 0 | 24300 | no | 14675.5287 | 0 | no | no | 0 | 0 | 0 | 0 | 0 |  | 0 | 0 | 0 | 0 | 0 | 14675.5287 | 14127.1594 | 11892.6489 | 0 | yes | Deficit |  |  | 0 | 0 | 0 | 0 | 0 |  | 0 | 0 | 0 | 0 | 2858.1407 | yes |  | 0 | 0 | 0 | 2858.1407 | 0 | no | 0 | 0 | 0 | 2858.1407 | 0
| 15816.7238 | 0 | yes | Deficit |  |  | 0 | 0 | 0 | 0 | 0 |  | 0 | 0 | 0 | 0 | 4860 | no |  | 0 | 24300 | no | 15816.7238 | 0 | no | no | 0 | 0 | 0 | 0 | 0 |  | 0 | 0 | 0 | 0 | 0 | 15816.7238 | 15145.2255 | 12817.4423 | 0 | yes | Deficit |  |  | 0 | 0 | 0 | 0 | 0 |  | 0 | 0 | 0 | 0 | 3252.5766 | yes |  | 0 | 0 | 0 | 3252.5766 | 0 | no | 0 | 0 | 0 | 3252.5766 | 0
| 12087.3553 | 0 | no | Surplus | yes |  | 0 | 0 | 0 | 3729.3685 | 0 | no | 0 | 0 | 0 | 3729.3685 | 4860 | no | 12087.3553 | 0 | 24300 |  |  | 0 |  |  | 0 | 0 | 0 | 0 | 0 |  | 0 | 0 | 0 | 0 | 0 | 12087.3553 | 13878.91 | 9795.2636 | 0 | yes | Deficit |  |  | 0 | 0 | 0 | 0 | 0 |  | 0 | 0 | 0 | 0 | 1061.4678 | yes |  | 0 | 0 | 0 | 1061.4678 | 0 | no | 0 | 0 | 0 | 1061.4678 | 0
| 10630.7845 | 0 | no | Surplus | yes |  | 0 | 0 | 0 | 1456.5708 | 0 | no | 0 | 0 | 0 | 1456.5708 | 4860 | no | 10630.7845 | 0 | 24174.7106 |  |  | 0 |  |  | 0 | 0 | 0 | 0 | 0 |  | 0 | 0 | 0 | 0 | 0 | 10630.7845 | 13463.0891 | 8614.8983 | 0 | yes | Deficit |  |  | 0 | 0 | 0 | 0 | 0 |  | 0 | 0 | 0 | 0 | 3667.8255 | yes |  | 0 | 0 | 0 | 3667.8255 | 0 | no | 0 | 0 | 0 | 3667.8255 | 0
| 8048.9428 | 0 | no | Surplus | yes |  | 0 | 0 | 0 | 2581.8417 | 0 | no | 0 | 0 | 0 | 2581.8417 | 4860 | no | 8048.9428 | 0 | 21261.569 |  |  | 0 |  |  | 0 | 0 | 0 | 0 | 0 |  | 0 | 0 | 0 | 0 | 0 | 8048.9428 | 13236.0224 | 6522.6441 | 0 | yes | Deficit |  |  | 0 | 0 | 0 | 0 | 0 |  | 0 | 0 | 0 | 0 | 4621.1241 | yes |  | 0 | 0 | 0 | 4621.1241 | 0 | no | 0 | 0 | 0 | 4621.1241 | 0
| 5126.3249 | 0 | no | Surplus | yes |  | 0 | 0 | 0 | 2922.6179 | 0 | no | 0 | 0 | 0 | 2922.6179 | 4860 | no | 5126.3249 | 0 | 16097.8855 |  |  | 0 |  |  | 0 | 0 | 0 | 0 | 0 |  | 0 | 0 | 0 | 0 | 0 | 5126.3249 | 13399.0228 | 4154.2341 | 0 | yes | Deficit |  |  | 0 | 0 | 0 | 0 | 0 |  | 0 | 0 | 0 | 0 | 6876.3787 | yes |  | 0 | 0 | 0 | 6876.3787 | 0 | no | 0 | 0 | 0 | 6876.3787 | 0
| 4282.2766 | 0 | no | Surplus | yes |  | 0 | 0 | 0 | 844.0483 | 0 | no | 0 | 0 | 0 | 844.0483 | 4860 | yes | 4860 | 577.7234 | 10252.6498 |  |  | 0 |  |  | 0 | 0 | 0 | 0 | 0 |  | 0 | 0 | 0 | 0 | 0 | 4860 | 14968.3214 | 3938.4117 | 0 | yes | Deficit |  |  | 0 | 0 | 0 | 0 | 0 |  | 0 | 0 | 0 | 0 | 10814.0873 | yes |  | 0 | 0 | 0 | 10814.0873 | 0 | no | 0 | 0 | 0 | 10814.0873 | 0
| 5044.6437 | 0 | yes | Deficit |  |  | 0 | 0 | 0 | 0 | 0 |  | 0 | 0 | 0 | 0 | 4860 | no |  | 0 | 9720 | no | 5044.6437 | 0 | no | no | 0 | 0 | 0 | 0 | 0 |  | 0 | 0 | 0 | 0 | 0 | 5044.6437 | 15964.3388 | 4088.0419 | 0 | yes | Deficit |  |  | 0 | 0 | 0 | 0 | 0 |  | 0 | 0 | 0 | 0 | 12025.9271 | yes |  | 0 | 0 | 0 | 12025.9271 | 0 | no | 0 | 0 | 0 | 12025.9271 | 0
| 8040.5322 | 0 | yes | Deficit |  |  | 0 | 0 | 0 | 0 | 0 |  | 0 | 0 | 0 | 0 | 4860 | no |  | 0 | 10089.2874 | no | 8040.5322 | 0 | no | no | 0 | 0 | 0 | 0 | 0 |  | 0 | 0 | 0 | 0 | 0 | 8040.5322 | 15983.2551 | 6515.8284 | 0 | yes | Deficit |  |  | 0 | 0 | 0 | 0 | 0 |  | 0 | 0 | 0 | 0 | 11895.2132 | yes |  | 0 | 0 | 0 | 11895.2132 | 0 | no | 0 | 0 | 0 | 11895.2132 | 0
| 4489.2744 | 0 | no | Surplus | yes |  | 0 | 0 | 0 | 3551.2578 | 0 | no | 0 | 0 | 0 | 3551.2578 | 4860 | yes | 4860 | 370.7256 | 16081.0644 |  |  | 0 |  |  | 0 | 0 | 0 | 0 | 0 |  | 0 | 0 | 0 | 0 | 0 | 4860 | 16153.6697 | 3938.4117 | 0 | yes | Deficit |  |  | 0 | 0 | 0 | 0 | 0 |  | 0 | 0 | 0 | 0 | 9637.8414 | yes |  | 0 | 0 | 0 | 9637.8414 | 0 | no | 0 | 0 | 0 | 9637.8414 | 0
| 5128.2673 | 0 | yes | Deficit |  |  | 0 | 0 | 0 | 0 | 0 |  | 0 | 0 | 0 | 0 | 4860 | no |  | 0 | 9720 | no | 5128.2673 | 0 | no | no | 0 | 0 | 0 | 0 | 0 |  | 0 | 0 | 0 | 0 | 0 | 5128.2673 | 16526.7126 | 4155.8082 | 0 | yes | Deficit |  |  | 0 | 0 | 0 | 0 | 0 |  | 0 | 0 | 0 | 0 | 12588.3009 | yes |  | 0 | 0 | 0 | 12588.3009 | 0 | no | 0 | 0 | 0 | 12588.3009 | 0
| 7778.0894 | 0 | yes | Deficit |  |  | 0 | 0 | 0 | 0 | 0 |  | 0 | 0 | 0 | 0 | 4860 | no |  | 0 | 10256.5346 | no | 7778.0894 | 0 | no | no | 0 | 0 | 0 | 0 | 0 |  | 0 | 0 | 0 | 0 | 0 | 7778.0894 | 15332.4967 | 6303.1519 | 0 | yes | Deficit |  |  | 0 | 0 | 0 | 0 | 0 |  | 0 | 0 | 0 | 0 | 11176.6885 | yes |  | 0 | 0 | 0 | 11176.6885 | 0 | no | 0 | 0 | 0 | 11176.6885 | 0
| 4845.9808 | 0 | no | Surplus | yes |  | 0 | 0 | 0 | 2932.1086 | 0 | no | 0 | 0 | 0 | 2932.1086 | 4860 | yes | 4860 | 14.0192 | 15556.1788 |  |  | 0 |  |  | 0 | 0 | 0 | 0 | 0 |  | 0 | 0 | 0 | 0 | 0 | 4860 | 14673.6789 | 3938.4117 | 0 | yes | Deficit |  |  | 0 | 0 | 0 | 0 | 0 |  | 0 | 0 | 0 | 0 | 8370.527 | yes |  | 0 | 0 | 0 | 8370.527 | 0 | no | 0 | 0 | 0 | 8370.527 | 0
| 8685.6957 | 0 | yes | Deficit |  |  | 0 | 0 | 0 | 0 | 0 |  | 0 | 0 | 0 | 0 | 4860 | no |  | 0 | 9720 | no | 8685.6957 | 0 | no | no | 0 | 0 | 0 | 0 | 0 |  | 0 | 0 | 0 | 0 | 0 | 8685.6957 | 14765.8682 | 7038.6513 | 0 | yes | Deficit |  |  | 0 | 0 | 0 | 0 | 0 |  | 0 | 0 | 0 | 0 | 10827.4565 | yes |  | 0 | 0 | 0 | 10827.4565 | 0 | no | 0 | 0 | 0 | 10827.4565 | 0
| 7239.2438 | 0 | no | Surplus | yes |  | 0 | 0 | 0 | 1446.4519 | 0 | no | 0 | 0 | 0 | 1446.4519 | 4860 | no | 7239.2438 | 0 | 17371.3914 |  |  | 0 |  |  | 0 | 0 | 0 | 0 | 0 |  | 0 | 0 | 0 | 0 | 0 | 7239.2438 | 15037.7493 | 5866.486 | 0 | yes | Deficit |  |  | 0 | 0 | 0 | 0 | 0 |  | 0 | 0 | 0 | 0 | 7999.098 | yes |  | 0 | 0 | 0 | 7999.098 | 0 | no | 0 | 0 | 0 | 7999.098 | 0
| 11470.1562 | 0 | yes | Deficit |  |  | 0 | 0 | 0 | 0 | 0 |  | 0 | 0 | 0 | 0 | 4860 | no |  | 0 | 14478.4875 | no | 11470.1562 | 0 | no | no | 0 | 0 | 0 | 0 | 0 |  | 0 | 0 | 0 | 0 | 0 | 11470.1562 | 15076.8219 | 9295.1023 | 0 | yes | Deficit |  |  | 0 | 0 | 0 | 0 | 0 |  | 0 | 0 | 0 | 0 | 9210.3359 | yes |  | 0 | 0 | 0 | 9210.3359 | 0 | no | 0 | 0 | 0 | 9210.3359 | 0
| 8721.3253 | 0 | no | Surplus | yes |  | 0 | 0 | 0 | 2748.831 | 0 | no | 0 | 0 | 0 | 2748.831 | 4860 | no | 8721.3253 | 0 | 22940.3125 |  |  | 0 |  |  | 0 | 0 | 0 | 0 | 0 |  | 0 | 0 | 0 | 0 | 0 | 8721.3253 | 15027.1567 | 7067.5245 | 0 | yes | Deficit |  |  | 0 | 0 | 0 | 0 | 0 |  | 0 | 0 | 0 | 0 | 5732.0544 | yes |  | 0 | 0 | 0 | 5732.0544 | 0 | no | 0 | 0 | 0 | 5732.0544 | 0
| 6243.3247 | 0 | no | Surplus | yes |  | 0 | 0 | 0 | 2478.0005 | 0 | no | 0 | 0 | 0 | 2478.0005 | 4860 | no | 6243.3247 | 0 | 17442.6505 |  |  | 0 |  |  | 0 | 0 | 0 | 0 | 0 |  | 0 | 0 | 0 | 0 | 0 | 6243.3247 | 13811.351 | 5059.4204 | 0 | yes | Deficit |  |  | 0 | 0 | 0 | 0 | 0 |  | 0 | 0 | 0 | 0 | 6743.8265 | yes |  | 0 | 0 | 0 | 6743.8265 | 0 | no | 0 | 0 | 0 | 6743.8265 | 0
| 5636.801 | 0 | no | Surplus | yes |  | 0 | 0 | 0 | 606.5237 | 0 | no | 0 | 0 | 0 | 606.5237 | 4860 | no | 5636.801 | 0 | 12486.6495 |  |  | 0 |  |  | 0 | 0 | 0 | 0 | 0 |  | 0 | 0 | 0 | 0 | 0 | 5636.801 | 13847.9846 | 4567.9101 | 0 | yes | Deficit |  |  | 0 | 0 | 0 | 0 | 0 |  | 0 | 0 | 0 | 0 | 8788.5642 | yes |  | 0 | 0 | 0 | 8788.5642 | 0 | no | 0 | 0 | 0 | 8788.5642 | 0
| 10287.5341 | 0 | yes | Deficit |  |  | 0 | 0 | 0 | 0 | 0 |  | 0 | 0 | 0 | 0 | 4860 | no |  | 0 | 11273.602 | no | 10287.5341 | 0 | no | no | 0 | 0 | 0 | 0 | 0 |  | 0 | 0 | 0 | 0 | 0 | 10287.5341 | 14790.7265 | 8336.7376 | 0 | yes | Deficit |  |  | 0 | 0 | 0 | 0 | 0 |  | 0 | 0 | 0 | 0 | 10222.8164 | yes |  | 0 | 0 | 0 | 10222.8164 | 0 | no | 0 | 0 | 0 | 10222.8164 | 0
| 12427.8008 | 0 | yes | Deficit |  |  | 0 | 0 | 0 | 0 | 0 |  | 0 | 0 | 0 | 0 | 4860 | no |  | 0 | 20575.0683 | no | 12427.8008 | 0 | no | no | 0 | 0 | 0 | 0 | 0 |  | 0 | 0 | 0 | 0 | 0 | 12427.8008 | 14078.8311 | 10071.1514 | 0 | yes | Deficit |  |  | 0 | 0 | 0 | 0 | 0 |  | 0 | 0 | 0 | 0 | 5742.0935 | yes |  | 0 | 0 | 0 | 5742.0935 | 0 | no | 0 | 0 | 0 | 5742.0935 | 0
| 11969.2677 | 0 | no | Surplus | yes |  | 0 | 0 | 0 | 458.5332 | 0 | no | 0 | 0 | 0 | 458.5332 | 4860 | no | 11969.2677 | 0 | 24300 |  |  | 0 |  |  | 0 | 0 | 0 | 0 | 0 |  | 0 | 0 | 0 | 0 | 0 | 11969.2677 | 14723.6504 | 9699.5686 | 0 | yes | Deficit |  |  | 0 | 0 | 0 | 0 | 0 |  | 0 | 0 | 0 | 0 | 4652.499 | yes |  | 0 | 0 | 0 | 4652.499 | 0 | no | 0 | 0 | 0 | 4652.499 | 0
| 11836.8894 | 0 | no | Surplus | yes |  | 0 | 0 | 0 | 132.3783 | 0 | no | 0 | 0 | 0 | 132.3783 | 4860 | no | 11836.8894 | 0 | 23938.5354 |  |  | 0 |  |  | 0 | 0 | 0 | 0 | 0 |  | 0 | 0 | 0 | 0 | 0 | 11836.8894 | 14824.0905 | 9592.2928 | 0 | yes | Deficit |  |  | 0 | 0 | 0 | 0 | 0 |  | 0 | 0 | 0 | 0 | 5124.5218 | yes |  | 0 | 0 | 0 | 5124.5218 | 0 | no | 0 | 0 | 0 | 5124.5218 | 0
| 12465.8882 | 0 | yes | Deficit |  |  | 0 | 0 | 0 | 0 | 0 |  | 0 | 0 | 0 | 0 | 4860 | no |  | 0 | 23673.7787 | no | 12465.8882 | 0 | no | no | 0 | 0 | 0 | 0 | 0 |  | 0 | 0 | 0 | 0 | 0 | 12465.8882 | 14569.7597 | 10102.0163 | 0 | yes | Deficit |  |  | 0 | 0 | 0 | 0 | 0 |  | 0 | 0 | 0 | 0 | 4977.4669 | yes |  | 0 | 0 | 0 | 4977.4669 | 0 | no | 0 | 0 | 0 | 4977.4669 | 0
| 11271.9987 | 0 | no | Surplus | yes |  | 0 | 0 | 0 | 1193.8894 | 0 | no | 0 | 0 | 0 | 1193.8894 | 4860 | no | 11271.9987 | 0 | 24300 |  |  | 0 |  |  | 0 | 0 | 0 | 0 | 0 |  | 0 | 0 | 0 | 0 | 0 | 11271.9987 | 14793.1028 | 9134.5209 | 0 | yes | Deficit |  |  | 0 | 0 | 0 | 0 | 0 |  | 0 | 0 | 0 | 0 | 4691.0864 | yes |  | 0 | 0 | 0 | 4691.0864 | 0 | no | 0 | 0 | 0 | 4691.0864 | 0
| 11369.7233 | 0 | yes | Deficit |  |  | 0 | 0 | 0 | 0 | 0 |  | 0 | 0 | 0 | 0 | 4860 | no |  | 0 | 22543.9975 | no | 11369.7233 | 0 | no | no | 0 | 0 | 0 | 0 | 0 |  | 0 | 0 | 0 | 0 | 0 | 11369.7233 | 14888.1463 | 9213.7142 | 0 | yes | Deficit |  |  | 0 | 0 | 0 | 0 | 0 |  | 0 | 0 | 0 | 0 | 5753.6254 | yes |  | 0 | 0 | 0 | 5753.6254 | 0 | no | 0 | 0 | 0 | 5753.6254 | 0
| 18699.1676 | 0 | yes | Deficit |  |  | 0 | 0 | 0 | 0 | 0 |  | 0 | 0 | 0 | 0 | 4860 | no |  | 0 | 22739.4467 | no | 18699.1676 | 0 | no | no | 0 | 0 | 0 | 0 | 0 |  | 0 | 0 | 0 | 0 | 0 | 18699.1676 | 15133.8401 | 15153.2963 | 0 | yes | Deficit |  |  | 0 | 0 | 0 | 0 | 0 |  | 0 | 0 | 0 | 0 | 5920.1259 | yes |  | 0 | 0 | 0 | 5920.1259 | 0 | no | 0 | 0 | 0 | 5920.1259 | 0
| 21015.0493 | 0 | yes | Deficit |  |  | 0 | 0 | 0 | 0 | 0 |  | 0 | 0 | 0 | 0 | 4860 | no |  | 0 | 24300 | no | 21015.0493 | 0 | no | no | 0 | 0 | 0 | 0 | 0 |  | 0 | 0 | 0 | 0 | 0 | 21015.0493 | 11362.191 | 17030.0238 | 0 | no | Surplus | yes |  | 0 | 0 | 0 | 3791.1053 | 0 | no | 0 | 0 | 0 | 3791.1053 | 0 |  |  | 0 | 0 | 0 | 0 | 0 |  | 0 | 0 | 0 | 0 | 0
| 14282.6622 | 0 | no | Surplus | yes |  | 0 | 0 | 0 | 6732.3871 | 0 | no | 0 | 0 | 0 | 6732.3871 | 4860 | no | 14282.6622 | 0 | 24300 |  |  | 0 |  |  | 0 | 0 | 0 | 0 | 0 |  | 0 | 0 | 0 | 0 | 0 | 14282.6622 | 15833.5894 | 11574.2805 | 0 | no | Surplus | yes |  | 0 | 0 | 0 | 1196.4343 | 0 | no | 0 | 0 | 0 | 1196.4343 | 0 |  |  | 0 | 0 | 0 | 0 | 0 |  | 0 | 0 | 0 | 0 | 0
| 14076.4618 | 0 | no | Surplus | yes |  | 0 | 0 | 0 | 206.2004 | 0 | no | 0 | 0 | 0 | 206.2004 | 4860 | no | 14076.4618 | 0 | 24300 |  |  | 0 |  |  | 0 | 0 | 0 | 0 | 0 |  | 0 | 0 | 0 | 0 | 0 | 14076.4618 | 12564.2437 | 11407.1814 | 0 | yes | Deficit |  |  | 0 | 0 | 0 | 0 | 0 |  | 0 | 0 | 0 | 0 | 989.9631 | yes |  | 0 | 0 | 0 | 989.9631 | 0 | no | 0 | 0 | 0 | 989.9631 | 0
| 13666.0276 | 0 | no | Surplus | yes |  | 0 | 0 | 0 | 410.4343 | 0 | no | 0 | 0 | 0 | 410.4343 | 4860 | no | 13666.0276 | 0 | 24300 |  |  | 0 |  |  | 0 | 0 | 0 | 0 | 0 |  | 0 | 0 | 0 | 0 | 0 | 13666.0276 | 14466.1941 | 11074.5766 | 0 | yes | Deficit |  |  | 0 | 0 | 0 | 0 | 0 |  | 0 | 0 | 0 | 0 | 3059.0127 | yes |  | 0 | 0 | 0 | 3059.0127 | 0 | no | 0 | 0 | 0 | 3059.0127 | 0
| 14307.9819 | 0 | yes | Deficit |  |  | 0 | 0 | 0 | 0 | 0 |  | 0 | 0 | 0 | 0 | 4860 | no |  | 0 | 24300 | no | 14307.9819 | 0 | no | no | 0 | 0 | 0 | 0 | 0 |  | 0 | 0 | 0 | 0 | 0 | 14307.9819 | 14686.1476 | 11594.7989 | 0 | yes | Deficit |  |  | 0 | 0 | 0 | 0 | 0 |  | 0 | 0 | 0 | 0 | 3611.5709 | yes |  | 0 | 0 | 0 | 3611.5709 | 0 | no | 0 | 0 | 0 | 3611.5709 | 0
| 14967.6205 | 0 | yes | Deficit |  |  | 0 | 0 | 0 | 0 | 0 |  | 0 | 0 | 0 | 0 | 4860 | no |  | 0 | 24300 | no | 14967.6205 | 0 | no | no | 0 | 0 | 0 | 0 | 0 |  | 0 | 0 | 0 | 0 | 0 | 14967.6205 | 15481.4845 | 12129.3521 | 0 | yes | Deficit |  |  | 0 | 0 | 0 | 0 | 0 |  | 0 | 0 | 0 | 0 | 3886.6855 | yes |  | 0 | 0 | 0 | 3886.6855 | 0 | no | 0 | 0 | 0 | 3886.6855 | 0
| 17403.4414 | 0 | yes | Deficit |  |  | 0 | 0 | 0 | 0 | 0 |  | 0 | 0 | 0 | 0 | 4860 | no |  | 0 | 24300 | no | 17403.4414 | 0 | no | no | 0 | 0 | 0 | 0 | 0 |  | 0 | 0 | 0 | 0 | 0 | 17403.4414 | 16678.3355 | 14103.2751 | 0 | yes | Deficit |  |  | 0 | 0 | 0 | 0 | 0 |  | 0 | 0 | 0 | 0 | 4548.9834 | yes |  | 0 | 0 | 0 | 4548.9834 | 0 | no | 0 | 0 | 0 | 4548.9834 | 0
| 16255.7073 | 0 | no | Surplus | yes |  | 0 | 0 | 0 | 1147.7342 | 0 | no | 0 | 0 | 0 | 1147.7342 | 4860 | no | 16255.7073 | 0 | 24300 |  |  | 0 |  |  | 0 | 0 | 0 | 0 | 0 |  | 0 | 0 | 0 | 0 | 0 | 16255.7073 | 16827.6884 | 13173.1825 | 0 | yes | Deficit |  |  | 0 | 0 | 0 | 0 | 0 |  | 0 | 0 | 0 | 0 | 2724.4133 | yes |  | 0 | 0 | 0 | 2724.4133 | 0 | no | 0 | 0 | 0 | 2724.4133 | 0
| 15063.0289 | 0 | no | Surplus | yes |  | 0 | 0 | 0 | 1192.6784 | 0 | no | 0 | 0 | 0 | 1192.6784 | 4860 | no | 15063.0289 | 0 | 24300 |  |  | 0 |  |  | 0 | 0 | 0 | 0 | 0 |  | 0 | 0 | 0 | 0 | 0 | 15063.0289 | 16564.9489 | 12206.6685 | 0 | yes | Deficit |  |  | 0 | 0 | 0 | 0 | 0 |  | 0 | 0 | 0 | 0 | 3391.7664 | yes |  | 0 | 0 | 0 | 3391.7664 | 0 | no | 0 | 0 | 0 | 3391.7664 | 0
| 17541.5742 | 0 | yes | Deficit |  |  | 0 | 0 | 0 | 0 | 0 |  | 0 | 0 | 0 | 0 | 4860 | no |  | 0 | 24300 | no | 17541.5742 | 0 | no | no | 0 | 0 | 0 | 0 | 0 |  | 0 | 0 | 0 | 0 | 0 | 17541.5742 | 11665.1793 | 14215.2141 | 0 | no | Surplus | yes |  | 0 | 0 | 0 | 541.4892 | 0 | no | 0 | 0 | 0 | 541.4892 | 0 |  |  | 0 | 0 | 0 | 0 | 0 |  | 0 | 0 | 0 | 0 | 0
| 19482.1172 | 0 | yes | Deficit |  |  | 0 | 0 | 0 | 0 | 0 |  | 0 | 0 | 0 | 0 | 4860 | no |  | 0 | 24300 | no | 19482.1172 | 0 | no | no | 0 | 0 | 0 | 0 | 0 |  | 0 | 0 | 0 | 0 | 0 | 19482.1172 | 11304.2701 | 15787.7773 | 0 | no | Surplus | yes |  | 0 | 0 | 0 | 2910.944 | 0 | no | 0 | 0 | 0 | 2910.944 | 0 |  |  | 0 | 0 | 0 | 0 | 0 |  | 0 | 0 | 0 | 0 | 0
| 16244.9399 | 0 | no | Surplus | yes |  | 0 | 0 | 0 | 3237.1773 | 0 | no | 0 | 0 | 0 | 3237.1773 | 4860 | no | 16244.9399 | 0 | 24300 |  |  | 0 |  |  | 0 | 0 | 0 | 0 | 0 |  | 0 | 0 | 0 | 0 | 0 | 16244.9399 | 12127.8794 | 13164.457 | 0 | no | Surplus | yes |  | 0 | 0 | 0 | 3659.8979 | 0 | no | 0 | 0 | 0 | 3659.8979 | 0 |  |  | 0 | 0 | 0 | 0 | 0 |  | 0 | 0 | 0 | 0 | 0
| 18574.6538 | 0 | yes | Deficit |  |  | 0 | 0 | 0 | 0 | 0 |  | 0 | 0 | 0 | 0 | 4860 | no |  | 0 | 24300 | no | 18574.6538 | 0 | no | no | 0 | 0 | 0 | 0 | 0 |  | 0 | 0 | 0 | 0 | 0 | 18574.6538 | 10823.6626 | 15052.3936 | 0 | no | Surplus | yes |  | 0 | 0 | 0 | 2340.7944 | 0 | no | 0 | 0 | 0 | 2340.7944 | 0 |  |  | 0 | 0 | 0 | 0 | 0 |  | 0 | 0 | 0 | 0 | 0
| 16603.4723 | 0 | no | Surplus | yes |  | 0 | 0 | 0 | 1971.1814 | 0 | no | 0 | 0 | 0 | 1971.1814 | 4860 | no | 16603.4723 | 0 | 24300 |  |  | 0 |  |  | 0 | 0 | 0 | 0 | 0 |  | 0 | 0 | 0 | 0 | 0 | 16603.4723 | 11035.3395 | 13455.0019 | 0 | no | Surplus | yes |  | 0 | 0 | 0 | 4017.0541 | 0 | no | 0 | 0 | 0 | 4017.0541 | 0 |  |  | 0 | 0 | 0 | 0 | 0 |  | 0 | 0 | 0 | 0 | 0
| 16645.1881 | 0 | yes | Deficit |  |  | 0 | 0 | 0 | 0 | 0 |  | 0 | 0 | 0 | 0 | 4860 | no |  | 0 | 24300 | no | 16645.1881 | 0 | no | no | 0 | 0 | 0 | 0 | 0 |  | 0 | 0 | 0 | 0 | 0 | 16645.1881 | 12016.4034 | 13488.8072 | 0 | no | Surplus | yes |  | 0 | 0 | 0 | 1438.5985 | 0 | no | 0 | 0 | 0 | 1438.5985 | 0 |  |  | 0 | 0 | 0 | 0 | 0 |  | 0 | 0 | 0 | 0 | 0
| 16181.0478 | 0 | no | Surplus | yes |  | 0 | 0 | 0 | 464.1403 | 0 | no | 0 | 0 | 0 | 464.1403 | 4860 | no | 16181.0478 | 0 | 24300 |  |  | 0 |  |  | 0 | 0 | 0 | 0 | 0 |  | 0 | 0 | 0 | 0 | 0 | 16181.0478 | 12302.2016 | 13112.6806 | 0 | no | Surplus | yes |  | 0 | 0 | 0 | 1186.6056 | 0 | no | 0 | 0 | 0 | 1186.6056 | 0 |  |  | 0 | 0 | 0 | 0 | 0 |  | 0 | 0 | 0 | 0 | 0
| 15540.1652 | 0 | no | Surplus | yes |  | 0 | 0 | 0 | 640.8826 | 0 | no | 0 | 0 | 0 | 640.8826 | 4860 | no | 15540.1652 | 0 | 24300 |  |  | 0 |  |  | 0 | 0 | 0 | 0 | 0 |  | 0 | 0 | 0 | 0 | 0 | 15540.1652 | 12129.2501 | 12593.3267 | 0 | no | Surplus | yes |  | 0 | 0 | 0 | 983.4305 | 0 | no | 0 | 0 | 0 | 983.4305 | 0 |  |  | 0 | 0 | 0 | 0 | 0 |  | 0 | 0 | 0 | 0 | 0
| 16108.5963 | 0 | yes | Deficit |  |  | 0 | 0 | 0 | 0 | 0 |  | 0 | 0 | 0 | 0 | 4860 | no |  | 0 | 24300 | no | 16108.5963 | 0 | no | no | 0 | 0 | 0 | 0 | 0 |  | 0 | 0 | 0 | 0 | 0 | 16108.5963 | 12024.4584 | 13053.9679 | 0 | no | Surplus | yes |  | 0 | 0 | 0 | 568.8683 | 0 | no | 0 | 0 | 0 | 568.8683 | 0 |  |  | 0 | 0 | 0 | 0 | 0 |  | 0 | 0 | 0 | 0 | 0
| 16172.3842 | 0 | yes | Deficit |  |  | 0 | 0 | 0 | 0 | 0 |  | 0 | 0 | 0 | 0 | 4860 | no |  | 0 | 24300 | no | 16172.3842 | 0 | no | no | 0 | 0 | 0 | 0 | 0 |  | 0 | 0 | 0 | 0 | 0 | 16172.3842 | 12662.4645 | 13105.6598 | 0 | no | Surplus | yes |  | 0 | 0 | 0 | 391.5033 | 0 | no | 0 | 0 | 0 | 391.5033 | 0 |  |  | 0 | 0 | 0 | 0 | 0 |  | 0 | 0 | 0 | 0 | 0
| 16013.04 | 0 | no | Surplus | yes |  | 0 | 0 | 0 | 159.3442 | 0 | no | 0 | 0 | 0 | 159.3442 | 4860 | no | 16013.04 | 0 | 24300 |  |  | 0 |  |  | 0 | 0 | 0 | 0 | 0 |  | 0 | 0 | 0 | 0 | 0 | 16013.04 | 12749.3257 | 12976.5316 | 0 | no | Surplus | yes |  | 0 | 0 | 0 | 356.3341 | 0 | no | 0 | 0 | 0 | 356.3341 | 0 |  |  | 0 | 0 | 0 | 0 | 0 |  | 0 | 0 | 0 | 0 | 0
| 18830.1905 | 0 | yes | Deficit |  |  | 0 | 0 | 0 | 0 | 0 |  | 0 | 0 | 0 | 0 | 4860 | no |  | 0 | 24300 | no | 18830.1905 | 0 | no | no | 0 | 0 | 0 | 0 | 0 |  | 0 | 0 | 0 | 0 | 0 | 18830.1905 | 12364.2545 | 15259.4736 | 0 | no | Surplus | yes |  | 0 | 0 | 0 | 612.2771 | 0 | no | 0 | 0 | 0 | 612.2771 | 0 |  |  | 0 | 0 | 0 | 0 | 0 |  | 0 | 0 | 0 | 0 | 0
| 19281.62 | 0 | yes | Deficit |  |  | 0 | 0 | 0 | 0 | 0 |  | 0 | 0 | 0 | 0 | 4860 | no |  | 0 | 24300 | no | 19281.62 | 0 | no | no | 0 | 0 | 0 | 0 | 0 |  | 0 | 0 | 0 | 0 | 0 | 19281.62 | 12959.3302 | 15625.2999 | 0 | no | Surplus | yes |  | 0 | 0 | 0 | 2300.1434 | 0 | no | 0 | 0 | 0 | 2300.1434 | 0 |  |  | 0 | 0 | 0 | 0 | 0 |  | 0 | 0 | 0 | 0 | 0
| 15814.0794 | 0 | no | Surplus | yes |  | 0 | 0 | 0 | 3467.5407 | 0 | no | 0 | 0 | 0 | 3467.5407 | 4860 | no | 15814.0794 | 0 | 24300 |  |  | 0 |  |  | 0 | 0 | 0 | 0 | 0 |  | 0 | 0 | 0 | 0 | 0 | 15814.0794 | 13578.9234 | 12815.2993 | 0 | no | Surplus | yes |  | 0 | 0 | 0 | 2046.3764 | 0 | no | 0 | 0 | 0 | 2046.3764 | 0 |  |  | 0 | 0 | 0 | 0 | 0 |  | 0 | 0 | 0 | 0 | 0
| 16275.8636 | 0 | yes | Deficit |  |  | 0 | 0 | 0 | 0 | 0 |  | 0 | 0 | 0 | 0 | 4860 | no |  | 0 | 24300 | no | 16275.8636 | 0 | no | no | 0 | 0 | 0 | 0 | 0 |  | 0 | 0 | 0 | 0 | 0 | 16275.8636 | 12958.9667 | 13189.5167 | 0 | yes | Deficit |  |  | 0 | 0 | 0 | 0 | 0 |  | 0 | 0 | 0 | 0 | 143.6674 | yes |  | 0 | 0 | 0 | 143.6674 | 0 | no | 0 | 0 | 0 | 143.6674 | 0
| 18163.0044 | 0 | yes | Deficit |  |  | 0 | 0 | 0 | 0 | 0 |  | 0 | 0 | 0 | 0 | 4860 | no |  | 0 | 24300 | no | 18163.0044 | 0 | no | no | 0 | 0 | 0 | 0 | 0 |  | 0 | 0 | 0 | 0 | 0 | 18163.0044 | 15100.7278 | 14718.8042 | 0 | yes | Deficit |  |  | 0 | 0 | 0 | 0 | 0 |  | 0 | 0 | 0 | 0 | 1911.2111 | yes |  | 0 | 0 | 0 | 1911.2111 | 0 | no | 0 | 0 | 0 | 1911.2111 | 0
| 17843.3573 | 0 | no | Surplus | yes |  | 0 | 0 | 0 | 319.6471 | 0 | no | 0 | 0 | 0 | 319.6471 | 4860 | no | 17843.3573 | 0 | 24300 |  |  | 0 |  |  | 0 | 0 | 0 | 0 | 0 |  | 0 | 0 | 0 | 0 | 0 | 17843.3573 | 15206.2688 | 14459.7709 | 0 | yes | Deficit |  |  | 0 | 0 | 0 | 0 | 0 |  | 0 | 0 | 0 | 0 | 487.4646 | yes |  | 0 | 0 | 0 | 487.4646 | 0 | no | 0 | 0 | 0 | 487.4646 | 0
| 17101.8553 | 0 | no | Surplus | yes |  | 0 | 0 | 0 | 741.502 | 0 | no | 0 | 0 | 0 | 741.502 | 4860 | no | 17101.8553 | 0 | 24300 |  |  | 0 |  |  | 0 | 0 | 0 | 0 | 0 |  | 0 | 0 | 0 | 0 | 0 | 17101.8553 | 18466.7317 | 13858.8779 | 0 | yes | Deficit |  |  | 0 | 0 | 0 | 0 | 0 |  | 0 | 0 | 0 | 0 | 4006.9608 | yes |  | 0 | 0 | 0 | 4006.9608 | 0 | no | 0 | 0 | 0 | 4006.9608 | 0
| 19980.5628 | 0 | yes | Deficit |  |  | 0 | 0 | 0 | 0 | 0 |  | 0 | 0 | 0 | 0 | 4860 | no |  | 0 | 24300 | no | 19980.5628 | 0 | no | no | 0 | 0 | 0 | 0 | 0 |  | 0 | 0 | 0 | 0 | 0 | 19980.5628 | 16574.3758 | 16191.704 | 0 | yes | Deficit |  |  | 0 | 0 | 0 | 0 | 0 |  | 0 | 0 | 0 | 0 | 2715.4979 | yes |  | 0 | 0 | 0 | 2715.4979 | 0 | no | 0 | 0 | 0 | 2715.4979 | 0
| 19770.4774 | 0 | no | Surplus | yes |  | 0 | 0 | 0 | 210.0854 | 0 | no | 0 | 0 | 0 | 210.0854 | 4860 | no | 19770.4774 | 0 | 24300 |  |  | 0 |  |  | 0 | 0 | 0 | 0 | 0 |  | 0 | 0 | 0 | 0 | 0 | 19770.4774 | 18237.8739 | 16021.4565 | 0 | yes | Deficit |  |  | 0 | 0 | 0 | 0 | 0 |  | 0 | 0 | 0 | 0 | 2046.1699 | yes |  | 0 | 0 | 0 | 2046.1699 | 0 | no | 0 | 0 | 0 | 2046.1699 | 0
| 19539.3199 | 0 | no | Surplus | yes |  | 0 | 0 | 0 | 231.1574 | 0 | no | 0 | 0 | 0 | 231.1574 | 4860 | no | 19539.3199 | 0 | 24300 |  |  | 0 |  |  | 0 | 0 | 0 | 0 | 0 |  | 0 | 0 | 0 | 0 | 0 | 19539.3199 | 16323.3248 | 15834.1328 | 0 | yes | Deficit |  |  | 0 | 0 | 0 | 0 | 0 |  | 0 | 0 | 0 | 0 | 301.8682 | yes |  | 0 | 0 | 0 | 301.8682 | 0 | no | 0 | 0 | 0 | 301.8682 | 0
| 22390.413 | 0 | yes | Deficit |  |  | 0 | 0 | 0 | 0 | 0 |  | 0 | 0 | 0 | 0 | 4860 | no |  | 0 | 24300 | no | 22390.413 | 0 | no | no | 0 | 0 | 0 | 0 | 0 |  | 0 | 0 | 0 | 0 | 0 | 22390.413 | 17399.7116 | 18144.581 | 0 | yes | Deficit |  |  | 0 | 0 | 0 | 0 | 0 |  | 0 | 0 | 0 | 0 | 1565.5787 | yes |  | 0 | 0 | 0 | 1565.5787 | 0 | no | 0 | 0 | 0 | 1565.5787 | 0
| 20896.157 | 0 | no | Surplus | yes |  | 0 | 0 | 0 | 1494.256 | 0 | no | 0 | 0 | 0 | 1494.256 | 4860 | no | 20896.157 | 0 | 24300 |  |  | 0 |  |  | 0 | 0 | 0 | 0 | 0 |  | 0 | 0 | 0 | 0 | 0 | 20896.157 | 20007.2452 | 16933.6766 | 0 | yes | Deficit |  |  | 0 | 0 | 0 | 0 | 0 |  | 0 | 0 | 0 | 0 | 1862.6642 | yes |  | 0 | 0 | 0 | 1862.6642 | 0 | no | 0 | 0 | 0 | 1862.6642 | 0
| 20151.6544 | 0 | no | Surplus | yes |  | 0 | 0 | 0 | 744.5025 | 0 | no | 0 | 0 | 0 | 744.5025 | 4860 | no | 20151.6544 | 0 | 24300 |  |  | 0 |  |  | 0 | 0 | 0 | 0 | 0 |  | 0 | 0 | 0 | 0 | 0 | 20151.6544 | 17496.3144 | 16330.352 | 0 | yes | Deficit |  |  | 0 | 0 | 0 | 0 | 0 |  | 0 | 0 | 0 | 0 | 562.6378 | yes |  | 0 | 0 | 0 | 562.6378 | 0 | no | 0 | 0 | 0 | 562.6378 | 0
| 21057.1143 | 0 | yes | Deficit |  |  | 0 | 0 | 0 | 0 | 0 |  | 0 | 0 | 0 | 0 | 4860 | no |  | 0 | 24300 | no | 21057.1143 | 0 | no | no | 0 | 0 | 0 | 0 | 0 |  | 0 | 0 | 0 | 0 | 0 | 21057.1143 | 16406.9224 | 17064.1121 | 0 | yes | Deficit |  |  | 0 | 0 | 0 | 0 | 0 |  | 0 | 0 | 0 | 0 | 76.5704 | yes |  | 0 | 0 | 0 | 76.5704 | 0 | no | 0 | 0 | 0 | 76.5704 | 0
| 19851.7607 | 0 | no | Surplus | yes |  | 0 | 0 | 0 | 1205.3535 | 0 | no | 0 | 0 | 0 | 1205.3535 | 4860 | no | 19851.7607 | 0 | 24300 |  |  | 0 |  |  | 0 | 0 | 0 | 0 | 0 |  | 0 | 0 | 0 | 0 | 0 | 19851.7607 | 15559.9233 | 16087.3264 | 0 | no | Surplus | yes |  | 0 | 0 | 0 | 1504.1887 | 0 | no | 0 | 0 | 0 | 1504.1887 | 0 |  |  | 0 | 0 | 0 | 0 | 0 |  | 0 | 0 | 0 | 0 | 0
| 17420.3896 | 0 | no | Surplus | yes |  | 0 | 0 | 0 | 2431.3712 | 0 | no | 0 | 0 | 0 | 2431.3712 | 4860 | no | 17420.3896 | 0 | 24300 |  |  | 0 |  |  | 0 | 0 | 0 | 0 | 0 |  | 0 | 0 | 0 | 0 | 0 | 17420.3896 | 11984.9933 | 14117.0094 | 0 | no | Surplus | yes |  | 0 | 0 | 0 | 4102.3331 | 0 | no | 0 | 0 | 0 | 4102.3331 | 0 |  |  | 0 | 0 | 0 | 0 | 0 |  | 0 | 0 | 0 | 0 | 0
| 17295.4691 | 0 | no | Surplus | yes |  | 0 | 0 | 0 | 124.9205 | 0 | no | 0 | 0 | 0 | 124.9205 | 4860 | no | 17295.4691 | 0 | 24300 |  |  | 0 |  |  | 0 | 0 | 0 | 0 | 0 |  | 0 | 0 | 0 | 0 | 0 | 17295.4691 | 11258.1333 | 14015.7772 | 0 | no | Surplus | yes |  | 0 | 0 | 0 | 2858.8761 | 0 | no | 0 | 0 | 0 | 2858.8761 | 0 |  |  | 0 | 0 | 0 | 0 | 0 |  | 0 | 0 | 0 | 0 | 0
| 16331.1287 | 0 | no | Surplus | yes |  | 0 | 0 | 0 | 964.3404 | 0 | no | 0 | 0 | 0 | 964.3404 | 4860 | no | 16331.1287 | 0 | 24300 |  |  | 0 |  |  | 0 | 0 | 0 | 0 | 0 |  | 0 | 0 | 0 | 0 | 0 | 16331.1287 | 14766.5318 | 13234.302 | 0 | yes | Deficit |  |  | 0 | 0 | 0 | 0 | 0 |  | 0 | 0 | 0 | 0 | 750.7546 | yes |  | 0 | 0 | 0 | 750.7546 | 0 | no | 0 | 0 | 0 | 750.7546 | 0
| 19246.9931 | 0 | yes | Deficit |  |  | 0 | 0 | 0 | 0 | 0 |  | 0 | 0 | 0 | 0 | 4860 | no |  | 0 | 24300 | no | 19246.9931 | 0 | no | no | 0 | 0 | 0 | 0 | 0 |  | 0 | 0 | 0 | 0 | 0 | 19246.9931 | 13449.6629 | 15597.2392 | 0 | yes | Deficit |  |  | 0 | 0 | 0 | 0 | 0 |  | 0 | 0 | 0 | 0 | 215.3609 | yes |  | 0 | 0 | 0 | 215.3609 | 0 | no | 0 | 0 | 0 | 215.3609 | 0
| 17514.7694 | 0 | no | Surplus | yes |  | 0 | 0 | 0 | 1732.2237 | 0 | no | 0 | 0 | 0 | 1732.2237 | 4860 | no | 17514.7694 | 0 | 24300 |  |  | 0 |  |  | 0 | 0 | 0 | 0 | 0 |  | 0 | 0 | 0 | 0 | 0 | 17514.7694 | 14212.8106 | 14193.4922 | 0 | no | Surplus | yes |  | 0 | 0 | 0 | 1384.4285 | 0 | no | 0 | 0 | 0 | 1384.4285 | 0 |  |  | 0 | 0 | 0 | 0 | 0 |  | 0 | 0 | 0 | 0 | 0
| 16983.9985 | 0 | no | Surplus | yes |  | 0 | 0 | 0 | 530.7709 | 0 | no | 0 | 0 | 0 | 530.7709 | 4860 | no | 16983.9985 | 0 | 24300 |  |  | 0 |  |  | 0 | 0 | 0 | 0 | 0 |  | 0 | 0 | 0 | 0 | 0 | 16983.9985 | 16337.9443 | 13763.3699 | 0 | yes | Deficit |  |  | 0 | 0 | 0 | 0 | 0 |  | 0 | 0 | 0 | 0 | 2144.4521 | yes |  | 0 | 0 | 0 | 2144.4521 | 0 | no | 0 | 0 | 0 | 2144.4521 | 0
| 16920.6627 | 0 | no | Surplus | yes |  | 0 | 0 | 0 | 63.3358 | 0 | no | 0 | 0 | 0 | 63.3358 | 4860 | no | 16920.6627 | 0 | 24300 |  |  | 0 |  |  | 0 | 0 | 0 | 0 | 0 |  | 0 | 0 | 0 | 0 | 0 | 16920.6627 | 17800.1172 | 13712.0443 | 0 | yes | Deficit |  |  | 0 | 0 | 0 | 0 | 0 |  | 0 | 0 | 0 | 0 | 4036.7473 | yes |  | 0 | 0 | 0 | 4036.7473 | 0 | no | 0 | 0 | 0 | 4036.7473 | 0
| 17371.0743 | 0 | yes | Deficit |  |  | 0 | 0 | 0 | 0 | 0 |  | 0 | 0 | 0 | 0 | 4860 | no |  | 0 | 24300 | no | 17371.0743 | 0 | no | no | 0 | 0 | 0 | 0 | 0 |  | 0 | 0 | 0 | 0 | 0 | 17371.0743 | 17372.0479 | 14077.0456 | 0 | yes | Deficit |  |  | 0 | 0 | 0 | 0 | 0 |  | 0 | 0 | 0 | 0 | 3660.0036 | yes |  | 0 | 0 | 0 | 3660.0036 | 0 | no | 0 | 0 | 0 | 3660.0036 | 0
| 21239.4356 | 0 | yes | Deficit |  |  | 0 | 0 | 0 | 0 | 0 |  | 0 | 0 | 0 | 0 | 4860 | no |  | 0 | 24300 | no | 21239.4356 | 0 | no | no | 0 | 0 | 0 | 0 | 0 |  | 0 | 0 | 0 | 0 | 0 | 21239.4356 | 15247.1001 | 17211.8603 | 0 | yes | Deficit |  |  | 0 | 0 | 0 | 0 | 0 |  | 0 | 0 | 0 | 0 | 1170.0545 | yes |  | 0 | 0 | 0 | 1170.0545 | 0 | no | 0 | 0 | 0 | 1170.0545 | 0
| 20953.302 | 0 | no | Surplus | yes |  | 0 | 0 | 0 | 286.1337 | 0 | no | 0 | 0 | 0 | 286.1337 | 4860 | no | 20953.302 | 0 | 24300 |  |  | 0 |  |  | 0 | 0 | 0 | 0 | 0 |  | 0 | 0 | 0 | 0 | 0 | 20953.302 | 15917.4118 | 16979.9854 | 0 | no | Surplus | yes |  | 0 | 0 | 0 | 1294.4486 | 0 | no | 0 | 0 | 0 | 1294.4486 | 0 |  |  | 0 | 0 | 0 | 0 | 0 |  | 0 | 0 | 0 | 0 | 0
| 20500.8106 | 0 | no | Surplus | yes |  | 0 | 0 | 0 | 452.4914 | 0 | no | 0 | 0 | 0 | 452.4914 | 4860 | no | 20500.8106 | 0 | 24300 |  |  | 0 |  |  | 0 | 0 | 0 | 0 | 0 |  | 0 | 0 | 0 | 0 | 0 | 20500.8106 | 15642.7162 | 16613.2987 | 0 | no | Surplus | yes |  | 0 | 0 | 0 | 1337.2692 | 0 | no | 0 | 0 | 0 | 1337.2692 | 0 |  |  | 0 | 0 | 0 | 0 | 0 |  | 0 | 0 | 0 | 0 | 0
| 18976.6482 | 0 | no | Surplus | yes |  | 0 | 0 | 0 | 1524.1624 | 0 | no | 0 | 0 | 0 | 1524.1624 | 4860 | no | 18976.6482 | 0 | 24300 |  |  | 0 |  |  | 0 | 0 | 0 | 0 | 0 |  | 0 | 0 | 0 | 0 | 0 | 18976.6482 | 15892.6766 | 15378.159 | 0 | no | Surplus | yes |  | 0 | 0 | 0 | 720.6221 | 0 | no | 0 | 0 | 0 | 720.6221 | 0 |  |  | 0 | 0 | 0 | 0 | 0 |  | 0 | 0 | 0 | 0 | 0
| 19848.3862 | 0 | yes | Deficit |  |  | 0 | 0 | 0 | 0 | 0 |  | 0 | 0 | 0 | 0 | 4860 | no |  | 0 | 24300 | no | 19848.3862 | 0 | no | no | 0 | 0 | 0 | 0 | 0 |  | 0 | 0 | 0 | 0 | 0 | 19848.3862 | 15023.7499 | 16084.5918 | 0 | no | Surplus | yes |  | 0 | 0 | 0 | 354.4091 | 0 | no | 0 | 0 | 0 | 354.4091 | 0 |  |  | 0 | 0 | 0 | 0 | 0 |  | 0 | 0 | 0 | 0 | 0
| 20150.5955 | 0 | yes | Deficit |  |  | 0 | 0 | 0 | 0 | 0 |  | 0 | 0 | 0 | 0 | 4860 | no |  | 0 | 24300 | no | 20150.5955 | 0 | no | no | 0 | 0 | 0 | 0 | 0 |  | 0 | 0 | 0 | 0 | 0 | 20150.5955 | 15256.3258 | 16329.4939 | 0 | no | Surplus | yes |  | 0 | 0 | 0 | 828.266 | 0 | no | 0 | 0 | 0 | 828.266 | 0 |  |  | 0 | 0 | 0 | 0 | 0 |  | 0 | 0 | 0 | 0 | 0
| 21562.3206 | 0 | yes | Deficit |  |  | 0 | 0 | 0 | 0 | 0 |  | 0 | 0 | 0 | 0 | 4860 | no |  | 0 | 24300 | no | 21562.3206 | 0 | no | no | 0 | 0 | 0 | 0 | 0 |  | 0 | 0 | 0 | 0 | 0 | 21562.3206 | 15575.0918 | 17473.5175 | 0 | no | Surplus | yes |  | 0 | 0 | 0 | 754.4022 | 0 | no | 0 | 0 | 0 | 754.4022 | 0 |  |  | 0 | 0 | 0 | 0 | 0 |  | 0 | 0 | 0 | 0 | 0
| 18927.6755 | 0 | no | Surplus | yes |  | 0 | 0 | 0 | 2634.6451 | 0 | no | 0 | 0 | 0 | 2634.6451 | 4860 | no | 18927.6755 | 0 | 24300 |  |  | 0 |  |  | 0 | 0 | 0 | 0 | 0 |  | 0 | 0 | 0 | 0 | 0 | 18927.6755 | 16128.6034 | 15338.4729 | 0 | no | Surplus | yes |  | 0 | 0 | 0 | 1344.9141 | 0 | no | 0 | 0 | 0 | 1344.9141 | 0 |  |  | 0 | 0 | 0 | 0 | 0 |  | 0 | 0 | 0 | 0 | 0
| 19094.0156 | 0 | yes | Deficit |  |  | 0 | 0 | 0 | 0 | 0 |  | 0 | 0 | 0 | 0 | 4860 | no |  | 0 | 24300 | no | 19094.0156 | 0 | no | no | 0 | 0 | 0 | 0 | 0 |  | 0 | 0 | 0 | 0 | 0 | 19094.0156 | 16794.7413 | 15473.2703 | 0 | yes | Deficit |  |  | 0 | 0 | 0 | 0 | 0 |  | 0 | 0 | 0 | 0 | 1456.2684 | yes |  | 0 | 0 | 0 | 1456.2684 | 0 | no | 0 | 0 | 0 | 1456.2684 | 0
| 19516.3773 | 0 | yes | Deficit |  |  | 0 | 0 | 0 | 0 | 0 |  | 0 | 0 | 0 | 0 | 4860 | no |  | 0 | 24300 | no | 19516.3773 | 0 | no | no | 0 | 0 | 0 | 0 | 0 |  | 0 | 0 | 0 | 0 | 0 | 19516.3773 | 16498.5698 | 15815.5408 | 0 | yes | Deficit |  |  | 0 | 0 | 0 | 0 | 0 |  | 0 | 0 | 0 | 0 | 1025.2995 | yes |  | 0 | 0 | 0 | 1025.2995 | 0 | no | 0 | 0 | 0 | 1025.2995 | 0
| 18621.2791 | 0 | no | Surplus | yes |  | 0 | 0 | 0 | 895.0982 | 0 | no | 0 | 0 | 0 | 895.0982 | 4860 | no | 18621.2791 | 0 | 24300 |  |  | 0 |  |  | 0 | 0 | 0 | 0 | 0 |  | 0 | 0 | 0 | 0 | 0 | 18621.2791 | 16862.9716 | 15090.1775 | 0 | yes | Deficit |  |  | 0 | 0 | 0 | 0 | 0 |  | 0 | 0 | 0 | 0 | 1047.4308 | yes |  | 0 | 0 | 0 | 1047.4308 | 0 | no | 0 | 0 | 0 | 1047.4308 | 0
| 19037.467 | 0 | yes | Deficit |  |  | 0 | 0 | 0 | 0 | 0 |  | 0 | 0 | 0 | 0 | 4860 | no |  | 0 | 24300 | no | 19037.467 | 0 | no | no | 0 | 0 | 0 | 0 | 0 |  | 0 | 0 | 0 | 0 | 0 | 19037.467 | 16952.9977 | 15427.4449 | 0 | yes | Deficit |  |  | 0 | 0 | 0 | 0 | 0 |  | 0 | 0 | 0 | 0 | 1862.8201 | yes |  | 0 | 0 | 0 | 1862.8201 | 0 | no | 0 | 0 | 0 | 1862.8201 | 0
| 20289.9837 | 0 | yes | Deficit |  |  | 0 | 0 | 0 | 0 | 0 |  | 0 | 0 | 0 | 0 | 4860 | no |  | 0 | 24300 | no | 20289.9837 | 0 | no | no | 0 | 0 | 0 | 0 | 0 |  | 0 | 0 | 0 | 0 | 0 | 20289.9837 | 16918.9597 | 16442.4503 | 0 | yes | Deficit |  |  | 0 | 0 | 0 | 0 | 0 |  | 0 | 0 | 0 | 0 | 1491.5148 | yes |  | 0 | 0 | 0 | 1491.5148 | 0 | no | 0 | 0 | 0 | 1491.5148 | 0
| 21443.1526 | 0 | yes | Deficit |  |  | 0 | 0 | 0 | 0 | 0 |  | 0 | 0 | 0 | 0 | 4860 | no |  | 0 | 24300 | no | 21443.1526 | 0 | no | no | 0 | 0 | 0 | 0 | 0 |  | 0 | 0 | 0 | 0 | 0 | 21443.1526 | 16253.343 | 17376.947 | 0 | no | Surplus | yes |  | 0 | 0 | 0 | 189.1073 | 0 | no | 0 | 0 | 0 | 189.1073 | 0 |  |  | 0 | 0 | 0 | 0 | 0 |  | 0 | 0 | 0 | 0 | 0
| 21611.403 | 0 | yes | Deficit |  |  | 0 | 0 | 0 | 0 | 0 |  | 0 | 0 | 0 | 0 | 4860 | no |  | 0 | 24300 | no | 21611.403 | 0 | no | no | 0 | 0 | 0 | 0 | 0 |  | 0 | 0 | 0 | 0 | 0 | 21611.403 | 16241.0974 | 17513.2926 | 0 | no | Surplus | yes |  | 0 | 0 | 0 | 1135.8495 | 0 | no | 0 | 0 | 0 | 1135.8495 | 0 |  |  | 0 | 0 | 0 | 0 | 0 |  | 0 | 0 | 0 | 0 | 0
| 21901.7479 | 0 | yes | Deficit |  |  | 0 | 0 | 0 | 0 | 0 |  | 0 | 0 | 0 | 0 | 4860 | no |  | 0 | 24300 | no | 21901.7479 | 0 | no | no | 0 | 0 | 0 | 0 | 0 |  | 0 | 0 | 0 | 0 | 0 | 21901.7479 | 16208.6699 | 17748.5802 | 0 | no | Surplus | yes |  | 0 | 0 | 0 | 1304.6227 | 0 | no | 0 | 0 | 0 | 1304.6227 | 0 |  |  | 0 | 0 | 0 | 0 | 0 |  | 0 | 0 | 0 | 0 | 0
| 19172.4019 | 0 | no | Surplus | yes |  | 0 | 0 | 0 | 2729.346 | 0 | no | 0 | 0 | 0 | 2729.346 | 4860 | no | 19172.4019 | 0 | 24300 |  |  | 0 |  |  | 0 | 0 | 0 | 0 | 0 |  | 0 | 0 | 0 | 0 | 0 | 19172.4019 | 15392.9263 | 15536.7924 | 0 | no | Surplus | yes |  | 0 | 0 | 0 | 2355.6539 | 0 | no | 0 | 0 | 0 | 2355.6539 | 0 |  |  | 0 | 0 | 0 | 0 | 0 |  | 0 | 0 | 0 | 0 | 0
| 17855.9979 | 0 | no | Surplus | yes |  | 0 | 0 | 0 | 1316.404 | 0 | no | 0 | 0 | 0 | 1316.404 | 4860 | no | 17855.9979 | 0 | 24300 |  |  | 0 |  |  | 0 | 0 | 0 | 0 | 0 |  | 0 | 0 | 0 | 0 | 0 | 17855.9979 | 14696.6387 | 14470.0145 | 0 | no | Surplus | yes |  | 0 | 0 | 0 | 840.1537 | 0 | no | 0 | 0 | 0 | 840.1537 | 0 |  |  | 0 | 0 | 0 | 0 | 0 |  | 0 | 0 | 0 | 0 | 0
| 18933.6783 | 0 | yes | Deficit |  |  | 0 | 0 | 0 | 0 | 0 |  | 0 | 0 | 0 | 0 | 4860 | no |  | 0 | 24300 | no | 18933.6783 | 0 | no | no | 0 | 0 | 0 | 0 | 0 |  | 0 | 0 | 0 | 0 | 0 | 18933.6783 | 15939.0297 | 15343.3373 | 0 | yes | Deficit |  |  | 0 | 0 | 0 | 0 | 0 |  | 0 | 0 | 0 | 0 | 1469.0151 | yes |  | 0 | 0 | 0 | 1469.0151 | 0 | no | 0 | 0 | 0 | 1469.0151 | 0
| 18804.3446 | 0 | no | Surplus | yes |  | 0 | 0 | 0 | 129.3336 | 0 | no | 0 | 0 | 0 | 129.3336 | 4860 | no | 18804.3446 | 0 | 24300 |  |  | 0 |  |  | 0 | 0 | 0 | 0 | 0 |  | 0 | 0 | 0 | 0 | 0 | 18804.3446 | 16280.4178 | 15238.5289 | 0 | yes | Deficit |  |  | 0 | 0 | 0 | 0 | 0 |  | 0 | 0 | 0 | 0 | 937.0804 | yes |  | 0 | 0 | 0 | 937.0804 | 0 | no | 0 | 0 | 0 | 937.0804 | 0
| 18270.9784 | 0 | no | Surplus | yes |  | 0 | 0 | 0 | 533.3663 | 0 | no | 0 | 0 | 0 | 533.3663 | 4860 | no | 18270.9784 | 0 | 24300 |  |  | 0 |  |  | 0 | 0 | 0 | 0 | 0 |  | 0 | 0 | 0 | 0 | 0 | 18270.9784 | 16058.3238 | 14806.3034 | 0 | yes | Deficit |  |  | 0 | 0 | 0 | 0 | 0 |  | 0 | 0 | 0 | 0 | 819.795 | yes |  | 0 | 0 | 0 | 819.795 | 0 | no | 0 | 0 | 0 | 819.795 | 0
| 17080.4162 | 0 | no | Surplus | yes |  | 0 | 0 | 0 | 1190.5622 | 0 | no | 0 | 0 | 0 | 1190.5622 | 4860 | no | 17080.4162 | 0 | 24300 |  |  | 0 |  |  | 0 | 0 | 0 | 0 | 0 |  | 0 | 0 | 0 | 0 | 0 | 17080.4162 | 16015.4868 | 13841.5042 | 0 | yes | Deficit |  |  | 0 | 0 | 0 | 0 | 0 |  | 0 | 0 | 0 | 0 | 1209.1834 | yes |  | 0 | 0 | 0 | 1209.1834 | 0 | no | 0 | 0 | 0 | 1209.1834 | 0
| 20279.7466 | 0 | yes | Deficit |  |  | 0 | 0 | 0 | 0 | 0 |  | 0 | 0 | 0 | 0 | 4860 | no |  | 0 | 24300 | no | 20279.7466 | 0 | no | no | 0 | 0 | 0 | 0 | 0 |  | 0 | 0 | 0 | 0 | 0 | 20279.7466 | 15026.7772 | 16434.1545 | 0 | yes | Deficit |  |  | 0 | 0 | 0 | 0 | 0 |  | 0 | 0 | 0 | 0 | 1185.273 | yes |  | 0 | 0 | 0 | 1185.273 | 0 | no | 0 | 0 | 0 | 1185.273 | 0
| 18608.7965 | 0 | no | Surplus | yes |  | 0 | 0 | 0 | 1670.9501 | 0 | no | 0 | 0 | 0 | 1670.9501 | 4860 | no | 18608.7965 | 0 | 24300 |  |  | 0 |  |  | 0 | 0 | 0 | 0 | 0 |  | 0 | 0 | 0 | 0 | 0 | 18608.7965 | 15734.1615 | 15080.062 | 0 | no | Surplus | yes |  | 0 | 0 | 0 | 699.9929 | 0 | no | 0 | 0 | 0 | 699.9929 | 0 |  |  | 0 | 0 | 0 | 0 | 0 |  | 0 | 0 | 0 | 0 | 0
| 20082.6463 | 0 | yes | Deficit |  |  | 0 | 0 | 0 | 0 | 0 |  | 0 | 0 | 0 | 0 | 4860 | no |  | 0 | 24300 | no | 20082.6463 | 0 | no | no | 0 | 0 | 0 | 0 | 0 |  | 0 | 0 | 0 | 0 | 0 | 20082.6463 | 14510.484 | 16274.4297 | 0 | no | Surplus | yes |  | 0 | 0 | 0 | 569.5779 | 0 | no | 0 | 0 | 0 | 569.5779 | 0 |  |  | 0 | 0 | 0 | 0 | 0 |  | 0 | 0 | 0 | 0 | 0
| 19344.259 | 0 | no | Surplus | yes |  | 0 | 0 | 0 | 738.3873 | 0 | no | 0 | 0 | 0 | 738.3873 | 4860 | no | 19344.259 | 0 | 24300 |  |  | 0 |  |  | 0 | 0 | 0 | 0 | 0 |  | 0 | 0 | 0 | 0 | 0 | 19344.259 | 14664.8658 | 15676.0608 | 0 | no | Surplus | yes |  | 0 | 0 | 0 | 1609.5639 | 0 | no | 0 | 0 | 0 | 1609.5639 | 0 |  |  | 0 | 0 | 0 | 0 | 0 |  | 0 | 0 | 0 | 0 | 0
| 18558.0281 | 0 | no | Surplus | yes |  | 0 | 0 | 0 | 786.2309 | 0 | no | 0 | 0 | 0 | 786.2309 | 4860 | no | 18558.0281 | 0 | 24300 |  |  | 0 |  |  | 0 | 0 | 0 | 0 | 0 |  | 0 | 0 | 0 | 0 | 0 | 18558.0281 | 13332.1468 | 15038.9207 | 0 | no | Surplus | yes |  | 0 | 0 | 0 | 2343.9139 | 0 | no | 0 | 0 | 0 | 2343.9139 | 0 |  |  | 0 | 0 | 0 | 0 | 0 |  | 0 | 0 | 0 | 0 | 0
| 18182.9391 | 0 | no | Surplus | yes |  | 0 | 0 | 0 | 375.089 | 0 | no | 0 | 0 | 0 | 375.089 | 4860 | no | 18182.9391 | 0 | 24300 |  |  | 0 |  |  | 0 | 0 | 0 | 0 | 0 |  | 0 | 0 | 0 | 0 | 0 | 18182.9391 | 15257.6426 | 14734.9587 | 0 | yes | Deficit |  |  | 0 | 0 | 0 | 0 | 0 |  | 0 | 0 | 0 | 0 | 218.7219 | yes |  | 0 | 0 | 0 | 218.7219 | 0 | no | 0 | 0 | 0 | 218.7219 | 0
| 17925.3909 | 0 | no | Surplus | yes |  | 0 | 0 | 0 | 257.5482 | 0 | no | 0 | 0 | 0 | 257.5482 | 4860 | no | 17925.3909 | 0 | 24300 |  |  | 0 |  |  | 0 | 0 | 0 | 0 | 0 |  | 0 | 0 | 0 | 0 | 0 | 17925.3909 | 15310.0883 | 14526.2487 | 0 | yes | Deficit |  |  | 0 | 0 | 0 | 0 | 0 |  | 0 | 0 | 0 | 0 | 575.1296 | yes |  | 0 | 0 | 0 | 575.1296 | 0 | no | 0 | 0 | 0 | 575.1296 | 0
| 19535.962 | 0 | yes | Deficit |  |  | 0 | 0 | 0 | 0 | 0 |  | 0 | 0 | 0 | 0 | 4860 | no |  | 0 | 24300 | no | 19535.962 | 0 | no | no | 0 | 0 | 0 | 0 | 0 |  | 0 | 0 | 0 | 0 | 0 | 19535.962 | 15161.3329 | 15831.4116 | 0 | yes | Deficit |  |  | 0 | 0 | 0 | 0 | 0 |  | 0 | 0 | 0 | 0 | 635.0842 | yes |  | 0 | 0 | 0 | 635.0842 | 0 | no | 0 | 0 | 0 | 635.0842 | 0
| 24403.8112 | 0 | yes | Deficit |  |  | 0 | 0 | 0 | 0 | 0 |  | 0 | 0 | 0 | 0 | 4860 | no |  | 0 | 24300 | yes | 24300 | 103.8112 | yes |  | 0 | 0 | 0 | 103.8112 | 0 | no | 0 | 0 | 0 | 103.8112 | 0 | 24300 | 14876.231 | 19692.0583 | 0 | no | Surplus | yes |  | 0 | 0 | 0 | 955.1807 | 0 | no | 0 | 0 | 0 | 955.1807 | 0 |  |  | 0 | 0 | 0 | 0 | 0 |  | 0 | 0 | 0 | 0 | 0
| 20375.0182 | 0 | no | Surplus | yes |  | 0 | 0 | 0 | 3924.9818 | 0 | no | 0 | 0 | 0 | 3924.9818 | 4860 | no | 20375.0182 | 0 | 24300 |  |  | 0 |  |  | 0 | 0 | 0 | 0 | 0 |  | 0 | 0 | 0 | 0 | 0 | 20375.0182 | 12741.7485 | 16511.36 | 0 | no | Surplus | yes |  | 0 | 0 | 0 | 6950.3099 | 0 | no | 0 | 0 | 0 | 6950.3099 | 0 |  |  | 0 | 0 | 0 | 0 | 0 |  | 0 | 0 | 0 | 0 | 0
| 19302.7454 | 0 | no | Surplus | yes |  | 0 | 0 | 0 | 1072.2728 | 0 | no | 0 | 0 | 0 | 1072.2728 | 4860 | no | 19302.7454 | 0 | 24300 |  |  | 0 |  |  | 0 | 0 | 0 | 0 | 0 |  | 0 | 0 | 0 | 0 | 0 | 19302.7454 | 14576.9617 | 15642.4193 | 0 | no | Surplus | yes |  | 0 | 0 | 0 | 1934.3983 | 0 | no | 0 | 0 | 0 | 1934.3983 | 0 |  |  | 0 | 0 | 0 | 0 | 0 |  | 0 | 0 | 0 | 0 | 0
| 19712.2811 | 0 | yes | Deficit |  |  | 0 | 0 | 0 | 0 | 0 |  | 0 | 0 | 0 | 0 | 4860 | no |  | 0 | 24300 | no | 19712.2811 | 0 | no | no | 0 | 0 | 0 | 0 | 0 |  | 0 | 0 | 0 | 0 | 0 | 19712.2811 | 16087.787 | 15974.2959 | 0 | yes | Deficit |  |  | 0 | 0 | 0 | 0 | 0 |  | 0 | 0 | 0 | 0 | 445.3677 | yes |  | 0 | 0 | 0 | 445.3677 | 0 | no | 0 | 0 | 0 | 445.3677 | 0
| 18436.7106 | 0 | no | Surplus | yes |  | 0 | 0 | 0 | 1275.5705 | 0 | no | 0 | 0 | 0 | 1275.5705 | 4860 | no | 18436.7106 | 0 | 24300 |  |  | 0 |  |  | 0 | 0 | 0 | 0 | 0 |  | 0 | 0 | 0 | 0 | 0 | 18436.7106 | 15827.9018 | 14940.6083 | 0 | no | Surplus | yes |  | 0 | 0 | 0 | 146.394 | 0 | no | 0 | 0 | 0 | 146.394 | 0 |  |  | 0 | 0 | 0 | 0 | 0 |  | 0 | 0 | 0 | 0 | 0
| 19373.896 | 0 | yes | Deficit |  |  | 0 | 0 | 0 | 0 | 0 |  | 0 | 0 | 0 | 0 | 4860 | no |  | 0 | 24300 | no | 19373.896 | 0 | no | no | 0 | 0 | 0 | 0 | 0 |  | 0 | 0 | 0 | 0 | 0 | 19373.896 | 14545.8658 | 15700.0778 | 0 | no | Surplus | yes |  | 0 | 0 | 0 | 394.7424 | 0 | no | 0 | 0 | 0 | 394.7424 | 0 |  |  | 0 | 0 | 0 | 0 | 0 |  | 0 | 0 | 0 | 0 | 0
| 20570.0962 | 0 | yes | Deficit |  |  | 0 | 0 | 0 | 0 | 0 |  | 0 | 0 | 0 | 0 | 4860 | no |  | 0 | 24300 | no | 20570.0962 | 0 | no | no | 0 | 0 | 0 | 0 | 0 |  | 0 | 0 | 0 | 0 | 0 | 20570.0962 | 14135.3137 | 16669.4459 | 0 | no | Surplus | yes |  | 0 | 0 | 0 | 1564.7641 | 0 | no | 0 | 0 | 0 | 1564.7641 | 0 |  |  | 0 | 0 | 0 | 0 | 0 |  | 0 | 0 | 0 | 0 | 0
| 21272.6504 | 0 | yes | Deficit |  |  | 0 | 0 | 0 | 0 | 0 |  | 0 | 0 | 0 | 0 | 4860 | no |  | 0 | 24300 | no | 21272.6504 | 0 | no | no | 0 | 0 | 0 | 0 | 0 |  | 0 | 0 | 0 | 0 | 0 | 21272.6504 | 14033.6697 | 17238.7767 | 0 | no | Surplus | yes |  | 0 | 0 | 0 | 2635.7762 | 0 | no | 0 | 0 | 0 | 2635.7762 | 0 |  |  | 0 | 0 | 0 | 0 | 0 |  | 0 | 0 | 0 | 0 | 0
| 20269.841 | 0 | no | Surplus | yes |  | 0 | 0 | 0 | 1002.8094 | 0 | no | 0 | 0 | 0 | 1002.8094 | 4860 | no | 20269.841 | 0 | 24300 |  |  | 0 |  |  | 0 | 0 | 0 | 0 | 0 |  | 0 | 0 | 0 | 0 | 0 | 20269.841 | 14563.8986 | 16426.1272 | 0 | no | Surplus | yes |  | 0 | 0 | 0 | 2674.878 | 0 | no | 0 | 0 | 0 | 2674.878 | 0 |  |  | 0 | 0 | 0 | 0 | 0 |  | 0 | 0 | 0 | 0 | 0
| 20242.4442 | 0 | no | Surplus | yes |  | 0 | 0 | 0 | 27.3967 | 0 | no | 0 | 0 | 0 | 27.3967 | 4860 | no | 20242.4442 | 0 | 24300 |  |  | 0 |  |  | 0 | 0 | 0 | 0 | 0 |  | 0 | 0 | 0 | 0 | 0 | 20242.4442 | 13531.292 | 16403.9256 | 0 | no | Surplus | yes |  | 0 | 0 | 0 | 2894.8352 | 0 | no | 0 | 0 | 0 | 2894.8352 | 0 |  |  | 0 | 0 | 0 | 0 | 0 |  | 0 | 0 | 0 | 0 | 0
| 21536.5033 | 0 | yes | Deficit |  |  | 0 | 0 | 0 | 0 | 0 |  | 0 | 0 | 0 | 0 | 4860 | no |  | 0 | 24300 | no | 21536.5033 | 0 | no | no | 0 | 0 | 0 | 0 | 0 |  | 0 | 0 | 0 | 0 | 0 | 21536.5033 | 14591.0726 | 17452.5958 | 0 | no | Surplus | yes |  | 0 | 0 | 0 | 1812.8531 | 0 | no | 0 | 0 | 0 | 1812.8531 | 0 |  |  | 0 | 0 | 0 | 0 | 0 |  | 0 | 0 | 0 | 0 | 0
| 18265.6178 | 0 | no | Surplus | yes |  | 0 | 0 | 0 | 3270.8855 | 0 | no | 0 | 0 | 0 | 3270.8855 | 4860 | no | 18265.6178 | 0 | 24300 |  |  | 0 |  |  | 0 | 0 | 0 | 0 | 0 |  | 0 | 0 | 0 | 0 | 0 | 18265.6178 | 14769.7005 | 14801.9593 | 0 | no | Surplus | yes |  | 0 | 0 | 0 | 2682.8954 | 0 | no | 0 | 0 | 0 | 2682.8954 | 0 |  |  | 0 | 0 | 0 | 0 | 0 |  | 0 | 0 | 0 | 0 | 0
| 17822.8997 | 0 | no | Surplus | yes |  | 0 | 0 | 0 | 442.718 | 0 | no | 0 | 0 | 0 | 442.718 | 4860 | no | 17822.8997 | 0 | 24300 |  |  | 0 |  |  | 0 | 0 | 0 | 0 | 0 |  | 0 | 0 | 0 | 0 | 0 | 17822.8997 | 14255.5654 | 14443.1927 | 0 | no | Surplus | yes |  | 0 | 0 | 0 | 546.3939 | 0 | no | 0 | 0 | 0 | 546.3939 | 0 |  |  | 0 | 0 | 0 | 0 | 0 |  | 0 | 0 | 0 | 0 | 0
| 17425.1717 | 0 | no | Surplus | yes |  | 0 | 0 | 0 | 397.728 | 0 | no | 0 | 0 | 0 | 397.728 | 4860 | no | 17425.1717 | 0 | 24300 |  |  | 0 |  |  | 0 | 0 | 0 | 0 | 0 |  | 0 | 0 | 0 | 0 | 0 | 17425.1717 | 13089.897 | 14120.8847 | 0 | no | Surplus | yes |  | 0 | 0 | 0 | 1353.2957 | 0 | no | 0 | 0 | 0 | 1353.2957 | 0 |  |  | 0 | 0 | 0 | 0 | 0 |  | 0 | 0 | 0 | 0 | 0
| 18400.121 | 0 | yes | Deficit |  |  | 0 | 0 | 0 | 0 | 0 |  | 0 | 0 | 0 | 0 | 4860 | no |  | 0 | 24300 | no | 18400.121 | 0 | no | no | 0 | 0 | 0 | 0 | 0 |  | 0 | 0 | 0 | 0 | 0 | 18400.121 | 13471.1694 | 14910.9571 | 0 | no | Surplus | yes |  | 0 | 0 | 0 | 649.7153 | 0 | no | 0 | 0 | 0 | 649.7153 | 0 |  |  | 0 | 0 | 0 | 0 | 0 |  | 0 | 0 | 0 | 0 | 0
| 16051.3812 | 0 | no | Surplus | yes |  | 0 | 0 | 0 | 2348.7398 | 0 | no | 0 | 0 | 0 | 2348.7398 | 4860 | no | 16051.3812 | 0 | 24300 |  |  | 0 |  |  | 0 | 0 | 0 | 0 | 0 |  | 0 | 0 | 0 | 0 | 0 | 16051.3812 | 13972.0692 | 13007.6023 | 0 | no | Surplus | yes |  | 0 | 0 | 0 | 938.8879 | 0 | no | 0 | 0 | 0 | 938.8879 | 0 |  |  | 0 | 0 | 0 | 0 | 0 |  | 0 | 0 | 0 | 0 | 0
| 16579.0355 | 0 | yes | Deficit |  |  | 0 | 0 | 0 | 0 | 0 |  | 0 | 0 | 0 | 0 | 4860 | no |  | 0 | 24300 | no | 16579.0355 | 0 | no | no | 0 | 0 | 0 | 0 | 0 |  | 0 | 0 | 0 | 0 | 0 | 16579.0355 | 13975.6133 | 13435.1989 | 0 | yes | Deficit |  |  | 0 | 0 | 0 | 0 | 0 |  | 0 | 0 | 0 | 0 | 968.011 | yes |  | 0 | 0 | 0 | 968.011 | 0 | no | 0 | 0 | 0 | 968.011 | 0
| 15447.7822 | 0 | no | Surplus | yes |  | 0 | 0 | 0 | 1131.2533 | 0 | no | 0 | 0 | 0 | 1131.2533 | 4860 | no | 15447.7822 | 0 | 24300 |  |  | 0 |  |  | 0 | 0 | 0 | 0 | 0 |  | 0 | 0 | 0 | 0 | 0 | 15447.7822 | 13865.9511 | 12518.462 | 0 | yes | Deficit |  |  | 0 | 0 | 0 | 0 | 0 |  | 0 | 0 | 0 | 0 | 430.7522 | yes |  | 0 | 0 | 0 | 430.7522 | 0 | no | 0 | 0 | 0 | 430.7522 | 0
| 15114.7558 | 0 | no | Surplus | yes |  | 0 | 0 | 0 | 333.0264 | 0 | no | 0 | 0 | 0 | 333.0264 | 4860 | no | 15114.7558 | 0 | 24300 |  |  | 0 |  |  | 0 | 0 | 0 | 0 | 0 |  | 0 | 0 | 0 | 0 | 0 | 15114.7558 | 14150.7401 | 12248.5865 | 0 | yes | Deficit |  |  | 0 | 0 | 0 | 0 | 0 |  | 0 | 0 | 0 | 0 | 1632.2781 | yes |  | 0 | 0 | 0 | 1632.2781 | 0 | no | 0 | 0 | 0 | 1632.2781 | 0
| 15273.202 | 0 | yes | Deficit |  |  | 0 | 0 | 0 | 0 | 0 |  | 0 | 0 | 0 | 0 | 4860 | no |  | 0 | 24300 | no | 15273.202 | 0 | no | no | 0 | 0 | 0 | 0 | 0 |  | 0 | 0 | 0 | 0 | 0 | 15273.202 | 13450.879 | 12376.987 | 0 | yes | Deficit |  |  | 0 | 0 | 0 | 0 | 0 |  | 0 | 0 | 0 | 0 | 1202.2924 | yes |  | 0 | 0 | 0 | 1202.2924 | 0 | no | 0 | 0 | 0 | 1202.2924 | 0
| 14334.6416 | 0 | no | Surplus | yes |  | 0 | 0 | 0 | 938.5604 | 0 | no | 0 | 0 | 0 | 938.5604 | 4860 | no | 14334.6416 | 0 | 24300 |  |  | 0 |  |  | 0 | 0 | 0 | 0 | 0 |  | 0 | 0 | 0 | 0 | 0 | 14334.6416 | 13362.8001 | 11616.4033 | 0 | yes | Deficit |  |  | 0 | 0 | 0 | 0 | 0 |  | 0 | 0 | 0 | 0 | 985.8131 | yes |  | 0 | 0 | 0 | 985.8131 | 0 | no | 0 | 0 | 0 | 985.8131 | 0
| 17190.3151 | 0 | yes | Deficit |  |  | 0 | 0 | 0 | 0 | 0 |  | 0 | 0 | 0 | 0 | 4860 | no |  | 0 | 24300 | no | 17190.3151 | 0 | no | no | 0 | 0 | 0 | 0 | 0 |  | 0 | 0 | 0 | 0 | 0 | 17190.3151 | 14510.0988 | 13930.5633 | 0 | yes | Deficit |  |  | 0 | 0 | 0 | 0 | 0 |  | 0 | 0 | 0 | 0 | 2893.6955 | yes |  | 0 | 0 | 0 | 2893.6955 | 0 | no | 0 | 0 | 0 | 2893.6955 | 0
| 17958.6663 | 0 | yes | Deficit |  |  | 0 | 0 | 0 | 0 | 0 |  | 0 | 0 | 0 | 0 | 4860 | no |  | 0 | 24300 | no | 17958.6663 | 0 | no | no | 0 | 0 | 0 | 0 | 0 |  | 0 | 0 | 0 | 0 | 0 | 17958.6663 | 16058.5531 | 14553.2141 | 0 | yes | Deficit |  |  | 0 | 0 | 0 | 0 | 0 |  | 0 | 0 | 0 | 0 | 2127.9898 | yes |  | 0 | 0 | 0 | 2127.9898 | 0 | no | 0 | 0 | 0 | 2127.9898 | 0
| 19982.0352 | 0 | yes | Deficit |  |  | 0 | 0 | 0 | 0 | 0 |  | 0 | 0 | 0 | 0 | 4860 | no |  | 0 | 24300 | no | 19982.0352 | 0 | no | no | 0 | 0 | 0 | 0 | 0 |  | 0 | 0 | 0 | 0 | 0 | 19982.0352 | 14424.1154 | 16192.8972 | 0 | no | Surplus | yes |  | 0 | 0 | 0 | 129.0988 | 0 | no | 0 | 0 | 0 | 129.0988 | 0 |  |  | 0 | 0 | 0 | 0 | 0 |  | 0 | 0 | 0 | 0 | 0
| 20068.4175 | 0 | yes | Deficit |  |  | 0 | 0 | 0 | 0 | 0 |  | 0 | 0 | 0 | 0 | 4860 | no |  | 0 | 24300 | no | 20068.4175 | 0 | no | no | 0 | 0 | 0 | 0 | 0 |  | 0 | 0 | 0 | 0 | 0 | 20068.4175 | 13419.6133 | 16262.8991 | 0 | no | Surplus | yes |  | 0 | 0 | 0 | 2773.2839 | 0 | no | 0 | 0 | 0 | 2773.2839 | 0 |  |  | 0 | 0 | 0 | 0 | 0 |  | 0 | 0 | 0 | 0 | 0
| 20477.1701 | 0 | yes | Deficit |  |  | 0 | 0 | 0 | 0 | 0 |  | 0 | 0 | 0 | 0 | 4860 | no |  | 0 | 24300 | no | 20477.1701 | 0 | no | no | 0 | 0 | 0 | 0 | 0 |  | 0 | 0 | 0 | 0 | 0 | 20477.1701 | 14324.1958 | 16594.1411 | 0 | no | Surplus | yes |  | 0 | 0 | 0 | 1938.7033 | 0 | no | 0 | 0 | 0 | 1938.7033 | 0 |  |  | 0 | 0 | 0 | 0 | 0 |  | 0 | 0 | 0 | 0 | 0
| 22197.146 | 0 | yes | Deficit |  |  | 0 | 0 | 0 | 0 | 0 |  | 0 | 0 | 0 | 0 | 4860 | no |  | 0 | 24300 | no | 22197.146 | 0 | no | no | 0 | 0 | 0 | 0 | 0 |  | 0 | 0 | 0 | 0 | 0 | 22197.146 | 14634.2823 | 17987.9627 | 0 | no | Surplus | yes |  | 0 | 0 | 0 | 1959.8587 | 0 | no | 0 | 0 | 0 | 1959.8587 | 0 |  |  | 0 | 0 | 0 | 0 | 0 |  | 0 | 0 | 0 | 0 | 0
| 20815.4644 | 0 | no | Surplus | yes |  | 0 | 0 | 0 | 1381.6816 | 0 | no | 0 | 0 | 0 | 1381.6816 | 4860 | no | 20815.4644 | 0 | 24300 |  |  | 0 |  |  | 0 | 0 | 0 | 0 | 0 |  | 0 | 0 | 0 | 0 | 0 | 20815.4644 | 11961.857 | 16868.2856 | 0 | no | Surplus | yes |  | 0 | 0 | 0 | 6026.1057 | 0 | no | 0 | 0 | 0 | 6026.1057 | 0 |  |  | 0 | 0 | 0 | 0 | 0 |  | 0 | 0 | 0 | 0 | 0
| 20698.2926 | 0 | no | Surplus | yes |  | 0 | 0 | 0 | 117.1718 | 0 | no | 0 | 0 | 0 | 117.1718 | 4860 | no | 20698.2926 | 0 | 24300 |  |  | 0 |  |  | 0 | 0 | 0 | 0 | 0 |  | 0 | 0 | 0 | 0 | 0 | 20698.2926 | 13533.5738 | 16773.3328 | 0 | no | Surplus | yes |  | 0 | 0 | 0 | 3334.7117 | 0 | no | 0 | 0 | 0 | 3334.7117 | 0 |  |  | 0 | 0 | 0 | 0 | 0 |  | 0 | 0 | 0 | 0 | 0
| 20130.9164 | 0 | no | Surplus | yes |  | 0 | 0 | 0 | 567.3762 | 0 | no | 0 | 0 | 0 | 567.3762 | 4860 | no | 20130.9164 | 0 | 24300 |  |  | 0 |  |  | 0 | 0 | 0 | 0 | 0 |  | 0 | 0 | 0 | 0 | 0 | 20130.9164 | 12835.9174 | 16313.5465 | 0 | no | Surplus | yes |  | 0 | 0 | 0 | 3937.4154 | 0 | no | 0 | 0 | 0 | 3937.4154 | 0 |  |  | 0 | 0 | 0 | 0 | 0 |  | 0 | 0 | 0 | 0 | 0
| 19802.6653 | 0 | no | Surplus | yes |  | 0 | 0 | 0 | 328.2511 | 0 | no | 0 | 0 | 0 | 328.2511 | 4860 | no | 19802.6653 | 0 | 24300 |  |  | 0 |  |  | 0 | 0 | 0 | 0 | 0 |  | 0 | 0 | 0 | 0 | 0 | 19802.6653 | 12657.5519 | 16047.5408 | 0 | no | Surplus | yes |  | 0 | 0 | 0 | 3655.9946 | 0 | no | 0 | 0 | 0 | 3655.9946 | 0 |  |  | 0 | 0 | 0 | 0 | 0 |  | 0 | 0 | 0 | 0 | 0
| 19209.7997 | 0 | no | Surplus | yes |  | 0 | 0 | 0 | 592.8656 | 0 | no | 0 | 0 | 0 | 592.8656 | 4860 | no | 19209.7997 | 0 | 24300 |  |  | 0 |  |  | 0 | 0 | 0 | 0 | 0 |  | 0 | 0 | 0 | 0 | 0 | 19209.7997 | 10502.6852 | 15567.0986 | 0 | no | Surplus | yes |  | 0 | 0 | 0 | 5544.8555 | 0 | no | 0 | 0 | 0 | 5544.8555 | 0 |  |  | 0 | 0 | 0 | 0 | 0 |  | 0 | 0 | 0 | 0 | 0
| 19444.5407 | 0 | yes | Deficit |  |  | 0 | 0 | 0 | 0 | 0 |  | 0 | 0 | 0 | 0 | 4860 | no |  | 0 | 24300 | no | 19444.5407 | 0 | no | no | 0 | 0 | 0 | 0 | 0 |  | 0 | 0 | 0 | 0 | 0 | 19444.5407 | 10549.5084 | 15757.3263 | 0 | no | Surplus | yes |  | 0 | 0 | 0 | 5017.5902 | 0 | no | 0 | 0 | 0 | 5017.5902 | 0 |  |  | 0 | 0 | 0 | 0 | 0 |  | 0 | 0 | 0 | 0 | 0
| 17661.8819 | 0 | no | Surplus | yes |  | 0 | 0 | 0 | 1782.6588 | 0 | no | 0 | 0 | 0 | 1782.6588 | 4860 | no | 17661.8819 | 0 | 24300 |  |  | 0 |  |  | 0 | 0 | 0 | 0 | 0 |  | 0 | 0 | 0 | 0 | 0 | 17661.8819 | 11350.2747 | 14312.7082 | 0 | no | Surplus | yes |  | 0 | 0 | 0 | 4407.0516 | 0 | no | 0 | 0 | 0 | 4407.0516 | 0 |  |  | 0 | 0 | 0 | 0 | 0 |  | 0 | 0 | 0 | 0 | 0
| 18369.4107 | 0 | yes | Deficit |  |  | 0 | 0 | 0 | 0 | 0 |  | 0 | 0 | 0 | 0 | 4860 | no |  | 0 | 24300 | no | 18369.4107 | 0 | no | no | 0 | 0 | 0 | 0 | 0 |  | 0 | 0 | 0 | 0 | 0 | 18369.4107 | 11033.3064 | 14886.0702 | 0 | no | Surplus | yes |  | 0 | 0 | 0 | 3279.4018 | 0 | no | 0 | 0 | 0 | 3279.4018 | 0 |  |  | 0 | 0 | 0 | 0 | 0 |  | 0 | 0 | 0 | 0 | 0
| 20674.3969 | 0 | yes | Deficit |  |  | 0 | 0 | 0 | 0 | 0 |  | 0 | 0 | 0 | 0 | 4860 | no |  | 0 | 24300 | no | 20674.3969 | 0 | no | no | 0 | 0 | 0 | 0 | 0 |  | 0 | 0 | 0 | 0 | 0 | 20674.3969 | 11295.5934 | 16753.9683 | 0 | no | Surplus | yes |  | 0 | 0 | 0 | 3590.4768 | 0 | no | 0 | 0 | 0 | 3590.4768 | 0 |  |  | 0 | 0 | 0 | 0 | 0 |  | 0 | 0 | 0 | 0 | 0
| 20660.5261 | 0 | no | Surplus | yes |  | 0 | 0 | 0 | 13.8708 | 0 | no | 0 | 0 | 0 | 13.8708 | 4860 | no | 20660.5261 | 0 | 24300 |  |  | 0 |  |  | 0 | 0 | 0 | 0 | 0 |  | 0 | 0 | 0 | 0 | 0 | 20660.5261 | 11852.9214 | 16742.7278 | 0 | no | Surplus | yes |  | 0 | 0 | 0 | 4901.0469 | 0 | no | 0 | 0 | 0 | 4901.0469 | 0 |  |  | 0 | 0 | 0 | 0 | 0 |  | 0 | 0 | 0 | 0 | 0
| 21053.6463 | 0 | yes | Deficit |  |  | 0 | 0 | 0 | 0 | 0 |  | 0 | 0 | 0 | 0 | 4860 | no |  | 0 | 24300 | no | 21053.6463 | 0 | no | no | 0 | 0 | 0 | 0 | 0 |  | 0 | 0 | 0 | 0 | 0 | 21053.6463 | 11832.8797 | 17061.3017 | 0 | no | Surplus | yes |  | 0 | 0 | 0 | 4909.8481 | 0 | no | 0 | 0 | 0 | 4909.8481 | 0 |  |  | 0 | 0 | 0 | 0 | 0 |  | 0 | 0 | 0 | 0 | 0
| 16814.1736 | 0 | no | Surplus | yes |  | 0 | 0 | 0 | 4239.4728 | 0 | no | 0 | 0 | 0 | 4239.4728 | 4860 | no | 16814.1736 | 0 | 24300 |  |  | 0 |  |  | 0 | 0 | 0 | 0 | 0 |  | 0 | 0 | 0 | 0 | 0 | 16814.1736 | 11659.9887 | 13625.7484 | 0 | no | Surplus | yes |  | 0 | 0 | 0 | 5401.313 | 0 | no | 0 | 0 | 0 | 5401.313 | 0 |  |  | 0 | 0 | 0 | 0 | 0 |  | 0 | 0 | 0 | 0 | 0
| 17622.2351 | 0 | yes | Deficit |  |  | 0 | 0 | 0 | 0 | 0 |  | 0 | 0 | 0 | 0 | 4860 | no |  | 0 | 24300 | no | 17622.2351 | 0 | no | no | 0 | 0 | 0 | 0 | 0 |  | 0 | 0 | 0 | 0 | 0 | 17622.2351 | 12438.8466 | 14280.5795 | 0 | no | Surplus | yes |  | 0 | 0 | 0 | 1186.9018 | 0 | no | 0 | 0 | 0 | 1186.9018 | 0 |  |  | 0 | 0 | 0 | 0 | 0 |  | 0 | 0 | 0 | 0 | 0
| 19779.7472 | 0 | yes | Deficit |  |  | 0 | 0 | 0 | 0 | 0 |  | 0 | 0 | 0 | 0 | 4860 | no |  | 0 | 24300 | no | 19779.7472 | 0 | no | no | 0 | 0 | 0 | 0 | 0 |  | 0 | 0 | 0 | 0 | 0 | 19779.7472 | 14269.1201 | 16028.9685 | 0 | no | Surplus | yes |  | 0 | 0 | 0 | 11.4593 | 0 | no | 0 | 0 | 0 | 11.4593 | 0 |  |  | 0 | 0 | 0 | 0 | 0 |  | 0 | 0 | 0 | 0 | 0
| 17228.1872 | 0 | no | Surplus | yes |  | 0 | 0 | 0 | 2551.56 | 0 | no | 0 | 0 | 0 | 2551.56 | 4860 | no | 17228.1872 | 0 | 24300 |  |  | 0 |  |  | 0 | 0 | 0 | 0 | 0 |  | 0 | 0 | 0 | 0 | 0 | 17228.1872 | 11555.3909 | 13961.2538 | 0 | no | Surplus | yes |  | 0 | 0 | 0 | 4473.5776 | 0 | no | 0 | 0 | 0 | 4473.5776 | 0 |  |  | 0 | 0 | 0 | 0 | 0 |  | 0 | 0 | 0 | 0 | 0
| 17415.0949 | 0 | yes | Deficit |  |  | 0 | 0 | 0 | 0 | 0 |  | 0 | 0 | 0 | 0 | 4860 | no |  | 0 | 24300 | no | 17415.0949 | 0 | no | no | 0 | 0 | 0 | 0 | 0 |  | 0 | 0 | 0 | 0 | 0 | 17415.0949 | 15666.9574 | 14112.7187 | 0 | yes | Deficit |  |  | 0 | 0 | 0 | 0 | 0 |  | 0 | 0 | 0 | 0 | 1705.7036 | yes |  | 0 | 0 | 0 | 1705.7036 | 0 | no | 0 | 0 | 0 | 1705.7036 | 0
| 19545.9817 | 0 | yes | Deficit |  |  | 0 | 0 | 0 | 0 | 0 |  | 0 | 0 | 0 | 0 | 4860 | no |  | 0 | 24300 | no | 19545.9817 | 0 | no | no | 0 | 0 | 0 | 0 | 0 |  | 0 | 0 | 0 | 0 | 0 | 19545.9817 | 15853.7495 | 15839.5313 | 0 | yes | Deficit |  |  | 0 | 0 | 0 | 0 | 0 |  | 0 | 0 | 0 | 0 | 1741.0308 | yes |  | 0 | 0 | 0 | 1741.0308 | 0 | no | 0 | 0 | 0 | 1741.0308 | 0
| 19530.8761 | 0 | no | Surplus | yes |  | 0 | 0 | 0 | 15.1055 | 0 | no | 0 | 0 | 0 | 15.1055 | 4860 | no | 19530.8761 | 0 | 24300 |  |  | 0 |  |  | 0 | 0 | 0 | 0 | 0 |  | 0 | 0 | 0 | 0 | 0 | 19530.8761 | 15033.2325 | 15827.2902 | 0 | no | Surplus | yes |  | 0 | 0 | 0 | 806.2988 | 0 | no | 0 | 0 | 0 | 806.2988 | 0 |  |  | 0 | 0 | 0 | 0 | 0 |  | 0 | 0 | 0 | 0 | 0
| 17902.1784 | 0 | no | Surplus | yes |  | 0 | 0 | 0 | 1628.6977 | 0 | no | 0 | 0 | 0 | 1628.6977 | 4860 | no | 17902.1784 | 0 | 24300 |  |  | 0 |  |  | 0 | 0 | 0 | 0 | 0 |  | 0 | 0 | 0 | 0 | 0 | 17902.1784 | 15893.3402 | 14507.4379 | 0 | yes | Deficit |  |  | 0 | 0 | 0 | 0 | 0 |  | 0 | 0 | 0 | 0 | 66.05 | yes |  | 0 | 0 | 0 | 66.05 | 0 | no | 0 | 0 | 0 | 66.05 | 0
| 16639.8358 | 0 | no | Surplus | yes |  | 0 | 0 | 0 | 1262.3426 | 0 | no | 0 | 0 | 0 | 1262.3426 | 4860 | no | 16639.8358 | 0 | 24300 |  |  | 0 |  |  | 0 | 0 | 0 | 0 | 0 |  | 0 | 0 | 0 | 0 | 0 | 16639.8358 | 15099.0014 | 13484.4699 | 0 | yes | Deficit |  |  | 0 | 0 | 0 | 0 | 0 |  | 0 | 0 | 0 | 0 | 591.5635 | yes |  | 0 | 0 | 0 | 591.5635 | 0 | no | 0 | 0 | 0 | 591.5635 | 0
| 16903.2649 | 0 | yes | Deficit |  |  | 0 | 0 | 0 | 0 | 0 |  | 0 | 0 | 0 | 0 | 4860 | no |  | 0 | 24300 | no | 16903.2649 | 0 | no | no | 0 | 0 | 0 | 0 | 0 |  | 0 | 0 | 0 | 0 | 0 | 16903.2649 | 14376.0516 | 13697.9456 | 0 | yes | Deficit |  |  | 0 | 0 | 0 | 0 | 0 |  | 0 | 0 | 0 | 0 | 891.5817 | yes |  | 0 | 0 | 0 | 891.5817 | 0 | no | 0 | 0 | 0 | 891.5817 | 0
| 17219.7266 | 0 | yes | Deficit |  |  | 0 | 0 | 0 | 0 | 0 |  | 0 | 0 | 0 | 0 | 4860 | no |  | 0 | 24300 | no | 17219.7266 | 0 | no | no | 0 | 0 | 0 | 0 | 0 |  | 0 | 0 | 0 | 0 | 0 | 17219.7266 | 15605.5307 | 13954.3976 | 0 | yes | Deficit |  |  | 0 | 0 | 0 | 0 | 0 |  | 0 | 0 | 0 | 0 | 1907.5851 | yes |  | 0 | 0 | 0 | 1907.5851 | 0 | no | 0 | 0 | 0 | 1907.5851 | 0
| 16161.9975 | 0 | no | Surplus | yes |  | 0 | 0 | 0 | 1057.7291 | 0 | no | 0 | 0 | 0 | 1057.7291 | 4860 | no | 16161.9975 | 0 | 24300 |  |  | 0 |  |  | 0 | 0 | 0 | 0 | 0 |  | 0 | 0 | 0 | 0 | 0 | 16161.9975 | 15129.1631 | 13097.2427 | 0 | yes | Deficit |  |  | 0 | 0 | 0 | 0 | 0 |  | 0 | 0 | 0 | 0 | 1174.7655 | yes |  | 0 | 0 | 0 | 1174.7655 | 0 | no | 0 | 0 | 0 | 1174.7655 | 0
| 16476.6977 | 0 | yes | Deficit |  |  | 0 | 0 | 0 | 0 | 0 |  | 0 | 0 | 0 | 0 | 4860 | no |  | 0 | 24300 | no | 16476.6977 | 0 | no | no | 0 | 0 | 0 | 0 | 0 |  | 0 | 0 | 0 | 0 | 0 | 16476.6977 | 16006.5971 | 13352.2672 | 0 | yes | Deficit |  |  | 0 | 0 | 0 | 0 | 0 |  | 0 | 0 | 0 | 0 | 2909.3544 | yes |  | 0 | 0 | 0 | 2909.3544 | 0 | no | 0 | 0 | 0 | 2909.3544 | 0
| 15769.3978 | 0 | no | Surplus | yes |  | 0 | 0 | 0 | 707.2999 | 0 | no | 0 | 0 | 0 | 707.2999 | 4860 | no | 15769.3978 | 0 | 24300 |  |  | 0 |  |  | 0 | 0 | 0 | 0 | 0 |  | 0 | 0 | 0 | 0 | 0 | 15769.3978 | 15492.5233 | 12779.0906 | 0 | yes | Deficit |  |  | 0 | 0 | 0 | 0 | 0 |  | 0 | 0 | 0 | 0 | 2140.2562 | yes |  | 0 | 0 | 0 | 2140.2562 | 0 | no | 0 | 0 | 0 | 2140.2562 | 0
| 17364.202 | 0 | yes | Deficit |  |  | 0 | 0 | 0 | 0 | 0 |  | 0 | 0 | 0 | 0 | 4860 | no |  | 0 | 24300 | no | 17364.202 | 0 | no | no | 0 | 0 | 0 | 0 | 0 |  | 0 | 0 | 0 | 0 | 0 | 17364.202 | 14833.0542 | 14071.4765 | 0 | yes | Deficit |  |  | 0 | 0 | 0 | 0 | 0 |  | 0 | 0 | 0 | 0 | 2053.9637 | yes |  | 0 | 0 | 0 | 2053.9637 | 0 | no | 0 | 0 | 0 | 2053.9637 | 0
| 16831.8405 | 0 | no | Surplus | yes |  | 0 | 0 | 0 | 532.3615 | 0 | no | 0 | 0 | 0 | 532.3615 | 4860 | no | 16831.8405 | 0 | 24300 |  |  | 0 |  |  | 0 | 0 | 0 | 0 | 0 |  | 0 | 0 | 0 | 0 | 0 | 16831.8405 | 13986.4945 | 13640.0652 | 0 | no | Surplus | yes |  | 0 | 0 | 0 | 84.982 | 0 | no | 0 | 0 | 0 | 84.982 | 0 |  |  | 0 | 0 | 0 | 0 | 0 |  | 0 | 0 | 0 | 0 | 0
| 14979.3692 | 0 | no | Surplus | yes |  | 0 | 0 | 0 | 1852.4713 | 0 | no | 0 | 0 | 0 | 1852.4713 | 4860 | no | 14979.3692 | 0 | 24300 |  |  | 0 |  |  | 0 | 0 | 0 | 0 | 0 |  | 0 | 0 | 0 | 0 | 0 | 14979.3692 | 14283.2718 | 12138.8729 | 0 | yes | Deficit |  |  | 0 | 0 | 0 | 0 | 0 |  | 0 | 0 | 0 | 0 | 643.2066 | yes |  | 0 | 0 | 0 | 643.2066 | 0 | no | 0 | 0 | 0 | 643.2066 | 0
| 13391.1721 | 0 | no | Surplus | yes |  | 0 | 0 | 0 | 1588.1971 | 0 | no | 0 | 0 | 0 | 1588.1971 | 4860 | no | 13391.1721 | 0 | 24300 |  |  | 0 |  |  | 0 | 0 | 0 | 0 | 0 |  | 0 | 0 | 0 | 0 | 0 | 13391.1721 | 13594.2646 | 10851.8413 | 0 | yes | Deficit |  |  | 0 | 0 | 0 | 0 | 0 |  | 0 | 0 | 0 | 0 | 1455.3916 | yes |  | 0 | 0 | 0 | 1455.3916 | 0 | no | 0 | 0 | 0 | 1455.3916 | 0
| 13725.7767 | 0 | yes | Deficit |  |  | 0 | 0 | 0 | 0 | 0 |  | 0 | 0 | 0 | 0 | 4860 | no |  | 0 | 24300 | no | 13725.7767 | 0 | no | no | 0 | 0 | 0 | 0 | 0 |  | 0 | 0 | 0 | 0 | 0 | 13725.7767 | 16420.1845 | 11122.9957 | 0 | yes | Deficit |  |  | 0 | 0 | 0 | 0 | 0 |  | 0 | 0 | 0 | 0 | 5568.3432 | yes |  | 0 | 0 | 0 | 5568.3432 | 0 | no | 0 | 0 | 0 | 5568.3432 | 0
| 12854.262 | 0 | no | Surplus | yes |  | 0 | 0 | 0 | 871.5148 | 0 | no | 0 | 0 | 0 | 871.5148 | 4860 | no | 12854.262 | 0 | 24300 |  |  | 0 |  |  | 0 | 0 | 0 | 0 | 0 |  | 0 | 0 | 0 | 0 | 0 | 12854.262 | 15794.9339 | 10416.7439 | 0 | yes | Deficit |  |  | 0 | 0 | 0 | 0 | 0 |  | 0 | 0 | 0 | 0 | 4671.9382 | yes |  | 0 | 0 | 0 | 4671.9382 | 0 | no | 0 | 0 | 0 | 4671.9382 | 0
| 11063.6168 | 0 | no | Surplus | yes |  | 0 | 0 | 0 | 1790.6452 | 0 | no | 0 | 0 | 0 | 1790.6452 | 4860 | no | 11063.6168 | 0 | 24300 |  |  | 0 |  |  | 0 | 0 | 0 | 0 | 0 |  | 0 | 0 | 0 | 0 | 0 | 11063.6168 | 15022.6036 | 8965.6538 | 0 | yes | Deficit |  |  | 0 | 0 | 0 | 0 | 0 |  | 0 | 0 | 0 | 0 | 4605.8597 | yes |  | 0 | 0 | 0 | 4605.8597 | 0 | no | 0 | 0 | 0 | 4605.8597 | 0
| 13513.5046 | 0 | yes | Deficit |  |  | 0 | 0 | 0 | 0 | 0 |  | 0 | 0 | 0 | 0 | 4860 | no |  | 0 | 22127.2335 | no | 13513.5046 | 0 | no | no | 0 | 0 | 0 | 0 | 0 |  | 0 | 0 | 0 | 0 | 0 | 13513.5046 | 15566.0309 | 10950.9762 | 0 | yes | Deficit |  |  | 0 | 0 | 0 | 0 | 0 |  | 0 | 0 | 0 | 0 | 6600.3771 | yes |  | 0 | 0 | 0 | 6600.3771 | 0 | no | 0 | 0 | 0 | 6600.3771 | 0
| 12239.1949 | 0 | no | Surplus | yes |  | 0 | 0 | 0 | 1274.3097 | 0 | no | 0 | 0 | 0 | 1274.3097 | 4860 | no | 12239.1949 | 0 | 24300 |  |  | 0 |  |  | 0 | 0 | 0 | 0 | 0 |  | 0 | 0 | 0 | 0 | 0 | 12239.1949 | 14135.0078 | 9918.3103 | 0 | yes | Deficit |  |  | 0 | 0 | 0 | 0 | 0 |  | 0 | 0 | 0 | 0 | 3184.0316 | yes |  | 0 | 0 | 0 | 3184.0316 | 0 | no | 0 | 0 | 0 | 3184.0316 | 0
| 14886.8493 | 0 | yes | Deficit |  |  | 0 | 0 | 0 | 0 | 0 |  | 0 | 0 | 0 | 0 | 4860 | no |  | 0 | 24300 | no | 14886.8493 | 0 | no | no | 0 | 0 | 0 | 0 | 0 |  | 0 | 0 | 0 | 0 | 0 | 14886.8493 | 15608.1862 | 12063.8973 | 0 | yes | Deficit |  |  | 0 | 0 | 0 | 0 | 0 |  | 0 | 0 | 0 | 0 | 5689.8759 | yes |  | 0 | 0 | 0 | 5689.8759 | 0 | no | 0 | 0 | 0 | 5689.8759 | 0
| 14040.399 | 0 | no | Surplus | yes |  | 0 | 0 | 0 | 846.4504 | 0 | no | 0 | 0 | 0 | 846.4504 | 4860 | no | 14040.399 | 0 | 24300 |  |  | 0 |  |  | 0 | 0 | 0 | 0 | 0 |  | 0 | 0 | 0 | 0 | 0 | 14040.399 | 15733.3223 | 11377.957 | 0 | yes | Deficit |  |  | 0 | 0 | 0 | 0 | 0 |  | 0 | 0 | 0 | 0 | 3669.425 | yes |  | 0 | 0 | 0 | 3669.425 | 0 | no | 0 | 0 | 0 | 3669.425 | 0
| 13098.2928 | 0 | no | Surplus | yes |  | 0 | 0 | 0 | 942.1061 | 0 | no | 0 | 0 | 0 | 942.1061 | 4860 | no | 13098.2928 | 0 | 24300 |  |  | 0 |  |  | 0 | 0 | 0 | 0 | 0 |  | 0 | 0 | 0 | 0 | 0 | 13098.2928 | 15883.3448 | 10614.4998 | 0 | yes | Deficit |  |  | 0 | 0 | 0 | 0 | 0 |  | 0 | 0 | 0 | 0 | 4505.3878 | yes |  | 0 | 0 | 0 | 4505.3878 | 0 | no | 0 | 0 | 0 | 4505.3878 | 0
| 13892.2162 | 0 | yes | Deficit |  |  | 0 | 0 | 0 | 0 | 0 |  | 0 | 0 | 0 | 0 | 4860 | no |  | 0 | 24300 | no | 13892.2162 | 0 | no | no | 0 | 0 | 0 | 0 | 0 |  | 0 | 0 | 0 | 0 | 0 | 13892.2162 | 15129.5496 | 11257.8738 | 0 | yes | Deficit |  |  | 0 | 0 | 0 | 0 | 0 |  | 0 | 0 | 0 | 0 | 4515.0497 | yes |  | 0 | 0 | 0 | 4515.0497 | 0 | no | 0 | 0 | 0 | 4515.0497 | 0
| 15967.3397 | 0 | yes | Deficit |  |  | 0 | 0 | 0 | 0 | 0 |  | 0 | 0 | 0 | 0 | 4860 | no |  | 0 | 24300 | no | 15967.3397 | 0 | no | no | 0 | 0 | 0 | 0 | 0 |  | 0 | 0 | 0 | 0 | 0 | 15967.3397 | 15245.0044 | 12939.4973 | 0 | yes | Deficit |  |  | 0 | 0 | 0 | 0 | 0 |  | 0 | 0 | 0 | 0 | 3987.1306 | yes |  | 0 | 0 | 0 | 3987.1306 | 0 | no | 0 | 0 | 0 | 3987.1306 | 0
| 14854.9484 | 0 | no | Surplus | yes |  | 0 | 0 | 0 | 1112.3913 | 0 | no | 0 | 0 | 0 | 1112.3913 | 4860 | no | 14854.9484 | 0 | 24300 |  |  | 0 |  |  | 0 | 0 | 0 | 0 | 0 |  | 0 | 0 | 0 | 0 | 0 | 14854.9484 | 15710.9163 | 12038.0457 | 0 | yes | Deficit |  |  | 0 | 0 | 0 | 0 | 0 |  | 0 | 0 | 0 | 0 | 2771.419 | yes |  | 0 | 0 | 0 | 2771.419 | 0 | no | 0 | 0 | 0 | 2771.419 | 0
| 13349.5455 | 0 | no | Surplus | yes |  | 0 | 0 | 0 | 1505.4029 | 0 | no | 0 | 0 | 0 | 1505.4029 | 4860 | no | 13349.5455 | 0 | 24300 |  |  | 0 |  |  | 0 | 0 | 0 | 0 | 0 |  | 0 | 0 | 0 | 0 | 0 | 13349.5455 | 14315.5589 | 10818.1082 | 0 | yes | Deficit |  |  | 0 | 0 | 0 | 0 | 0 |  | 0 | 0 | 0 | 0 | 2277.5132 | yes |  | 0 | 0 | 0 | 2277.5132 | 0 | no | 0 | 0 | 0 | 2277.5132 | 0
| 12463.7475 | 0 | no | Surplus | yes |  | 0 | 0 | 0 | 885.798 | 0 | no | 0 | 0 | 0 | 885.798 | 4860 | no | 12463.7475 | 0 | 24300 |  |  | 0 |  |  | 0 | 0 | 0 | 0 | 0 |  | 0 | 0 | 0 | 0 | 0 | 12463.7475 | 15637.585 | 10100.2816 | 0 | yes | Deficit |  |  | 0 | 0 | 0 | 0 | 0 |  | 0 | 0 | 0 | 0 | 4819.4769 | yes |  | 0 | 0 | 0 | 4819.4769 | 0 | no | 0 | 0 | 0 | 4819.4769 | 0
| 11692.1863 | 0 | no | Surplus | yes |  | 0 | 0 | 0 | 771.5612 | 0 | no | 0 | 0 | 0 | 771.5612 | 4860 | no | 11692.1863 | 0 | 24300 |  |  | 0 |  |  | 0 | 0 | 0 | 0 | 0 |  | 0 | 0 | 0 | 0 | 0 | 11692.1863 | 15842.8988 | 9475.0294 | 0 | yes | Deficit |  |  | 0 | 0 | 0 | 0 | 0 |  | 0 | 0 | 0 | 0 | 5742.6173 | yes |  | 0 | 0 | 0 | 5742.6173 | 0 | no | 0 | 0 | 0 | 5742.6173 | 0
| 10795.1693 | 0 | no | Surplus | yes |  | 0 | 0 | 0 | 897.0169 | 0 | no | 0 | 0 | 0 | 897.0169 | 4860 | no | 10795.1693 | 0 | 23384.3725 |  |  | 0 |  |  | 0 | 0 | 0 | 0 | 0 |  | 0 | 0 | 0 | 0 | 0 | 10795.1693 | 11242.0253 | 8748.1113 | 0 | yes | Deficit |  |  | 0 | 0 | 0 | 0 | 0 |  | 0 | 0 | 0 | 0 | 1766.9959 | yes |  | 0 | 0 | 0 | 1766.9959 | 0 | no | 0 | 0 | 0 | 1766.9959 | 0
| 13749.4879 | 0 | yes | Deficit |  |  | 0 | 0 | 0 | 0 | 0 |  | 0 | 0 | 0 | 0 | 4860 | no |  | 0 | 21590.3386 | no | 13749.4879 | 0 | no | no | 0 | 0 | 0 | 0 | 0 |  | 0 | 0 | 0 | 0 | 0 | 13749.4879 | 13948.0055 | 11142.2107 | 0 | yes | Deficit |  |  | 0 | 0 | 0 | 0 | 0 |  | 0 | 0 | 0 | 0 | 5199.8942 | yes |  | 0 | 0 | 0 | 5199.8942 | 0 | no | 0 | 0 | 0 | 5199.8942 | 0
| 15333.6954 | 0 | yes | Deficit |  |  | 0 | 0 | 0 | 0 | 0 |  | 0 | 0 | 0 | 0 | 4860 | no |  | 0 | 24300 | no | 15333.6954 | 0 | no | no | 0 | 0 | 0 | 0 | 0 |  | 0 | 0 | 0 | 0 | 0 | 15333.6954 | 13949.4435 | 12426.0092 | 0 | yes | Deficit |  |  | 0 | 0 | 0 | 0 | 0 |  | 0 | 0 | 0 | 0 | 2807.2329 | yes |  | 0 | 0 | 0 | 2807.2329 | 0 | no | 0 | 0 | 0 | 2807.2329 | 0
| 13914.3651 | 0 | no | Surplus | yes |  | 0 | 0 | 0 | 1419.3303 | 0 | no | 0 | 0 | 0 | 1419.3303 | 4860 | no | 13914.3651 | 0 | 24300 |  |  | 0 |  |  | 0 | 0 | 0 | 0 | 0 |  | 0 | 0 | 0 | 0 | 0 | 13914.3651 | 14618.9272 | 11275.8226 | 0 | yes | Deficit |  |  | 0 | 0 | 0 | 0 | 0 |  | 0 | 0 | 0 | 0 | 2192.918 | yes |  | 0 | 0 | 0 | 2192.918 | 0 | no | 0 | 0 | 0 | 2192.918 | 0
| 15541.2641 | 0 | yes | Deficit |  |  | 0 | 0 | 0 | 0 | 0 |  | 0 | 0 | 0 | 0 | 4860 | no |  | 0 | 24300 | no | 15541.2641 | 0 | no | no | 0 | 0 | 0 | 0 | 0 |  | 0 | 0 | 0 | 0 | 0 | 15541.2641 | 15834.3651 | 12594.2173 | 0 | yes | Deficit |  |  | 0 | 0 | 0 | 0 | 0 |  | 0 | 0 | 0 | 0 | 4558.5425 | yes |  | 0 | 0 | 0 | 4558.5425 | 0 | no | 0 | 0 | 0 | 4558.5425 | 0
| 16779.4051 | 0 | yes | Deficit |  |  | 0 | 0 | 0 | 0 | 0 |  | 0 | 0 | 0 | 0 | 4860 | no |  | 0 | 24300 | no | 16779.4051 | 0 | no | no | 0 | 0 | 0 | 0 | 0 |  | 0 | 0 | 0 | 0 | 0 | 16779.4051 | 16031.0221 | 13597.573 | 0 | yes | Deficit |  |  | 0 | 0 | 0 | 0 | 0 |  | 0 | 0 | 0 | 0 | 3436.8048 | yes |  | 0 | 0 | 0 | 3436.8048 | 0 | no | 0 | 0 | 0 | 3436.8048 | 0
| 14165.1266 | 0 | no | Surplus | yes |  | 0 | 0 | 0 | 2614.2785 | 0 | no | 0 | 0 | 0 | 2614.2785 | 4860 | no | 14165.1266 | 0 | 24300 |  |  | 0 |  |  | 0 | 0 | 0 | 0 | 0 |  | 0 | 0 | 0 | 0 | 0 | 14165.1266 | 15321.0844 | 11479.0329 | 0 | yes | Deficit |  |  | 0 | 0 | 0 | 0 | 0 |  | 0 | 0 | 0 | 0 | 1723.5114 | yes |  | 0 | 0 | 0 | 1723.5114 | 0 | no | 0 | 0 | 0 | 1723.5114 | 0
| 13950.6867 | 0 | no | Surplus | yes |  | 0 | 0 | 0 | 214.4399 | 0 | no | 0 | 0 | 0 | 214.4399 | 4860 | no | 13950.6867 | 0 | 24300 |  |  | 0 |  |  | 0 | 0 | 0 | 0 | 0 |  | 0 | 0 | 0 | 0 | 0 | 13950.6867 | 14902.8463 | 11305.2566 | 0 | yes | Deficit |  |  | 0 | 0 | 0 | 0 | 0 |  | 0 | 0 | 0 | 0 | 3423.8134 | yes |  | 0 | 0 | 0 | 3423.8134 | 0 | no | 0 | 0 | 0 | 3423.8134 | 0
| 17375.3501 | 0 | yes | Deficit |  |  | 0 | 0 | 0 | 0 | 0 |  | 0 | 0 | 0 | 0 | 4860 | no |  | 0 | 24300 | no | 17375.3501 | 0 | no | no | 0 | 0 | 0 | 0 | 0 |  | 0 | 0 | 0 | 0 | 0 | 17375.3501 | 16565.5907 | 14080.5106 | 0 | yes | Deficit |  |  | 0 | 0 | 0 | 0 | 0 |  | 0 | 0 | 0 | 0 | 5260.3341 | yes |  | 0 | 0 | 0 | 5260.3341 | 0 | no | 0 | 0 | 0 | 5260.3341 | 0
| 17287.6602 | 0 | no | Surplus | yes |  | 0 | 0 | 0 | 87.6899 | 0 | no | 0 | 0 | 0 | 87.6899 | 4860 | no | 17287.6602 | 0 | 24300 |  |  | 0 |  |  | 0 | 0 | 0 | 0 | 0 |  | 0 | 0 | 0 | 0 | 0 | 17287.6602 | 14446.0708 | 14009.4491 | 0 | yes | Deficit |  |  | 0 | 0 | 0 | 0 | 0 |  | 0 | 0 | 0 | 0 | 365.5602 | yes |  | 0 | 0 | 0 | 365.5602 | 0 | no | 0 | 0 | 0 | 365.5602 | 0
| 13614.7117 | 0 | no | Surplus | yes |  | 0 | 0 | 0 | 3672.9485 | 0 | no | 0 | 0 | 0 | 3672.9485 | 4860 | no | 13614.7117 | 0 | 24300 |  |  | 0 |  |  | 0 | 0 | 0 | 0 | 0 |  | 0 | 0 | 0 | 0 | 0 | 13614.7117 | 13813.8638 | 11032.9917 | 0 | no | Surplus | yes |  | 0 | 0 | 0 | 195.5853 | 0 | no | 0 | 0 | 0 | 195.5853 | 0 |  |  | 0 | 0 | 0 | 0 | 0 |  | 0 | 0 | 0 | 0 | 0
| 13277.6944 | 0 | no | Surplus | yes |  | 0 | 0 | 0 | 337.0173 | 0 | no | 0 | 0 | 0 | 337.0173 | 4860 | no | 13277.6944 | 0 | 24300 |  |  | 0 |  |  | 0 | 0 | 0 | 0 | 0 |  | 0 | 0 | 0 | 0 | 0 | 13277.6944 | 13376.5046 | 10759.882 | 0 | yes | Deficit |  |  | 0 | 0 | 0 | 0 | 0 |  | 0 | 0 | 0 | 0 | 2343.5129 | yes |  | 0 | 0 | 0 | 2343.5129 | 0 | no | 0 | 0 | 0 | 2343.5129 | 0
| 14419.4356 | 0 | yes | Deficit |  |  | 0 | 0 | 0 | 0 | 0 |  | 0 | 0 | 0 | 0 | 4860 | no |  | 0 | 24300 | no | 14419.4356 | 0 | no | no | 0 | 0 | 0 | 0 | 0 |  | 0 | 0 | 0 | 0 | 0 | 14419.4356 | 13597.9228 | 11685.118 | 0 | yes | Deficit |  |  | 0 | 0 | 0 | 0 | 0 |  | 0 | 0 | 0 | 0 | 2838.0408 | yes |  | 0 | 0 | 0 | 2838.0408 | 0 | no | 0 | 0 | 0 | 2838.0408 | 0
| 17636.5977 | 0 | yes | Deficit |  |  | 0 | 0 | 0 | 0 | 0 |  | 0 | 0 | 0 | 0 | 4860 | no |  | 0 | 24300 | no | 17636.5977 | 0 | no | no | 0 | 0 | 0 | 0 | 0 |  | 0 | 0 | 0 | 0 | 0 | 17636.5977 | 12697.8191 | 14292.2186 | 0 | yes | Deficit |  |  | 0 | 0 | 0 | 0 | 0 |  | 0 | 0 | 0 | 0 | 1012.7011 | yes |  | 0 | 0 | 0 | 1012.7011 | 0 | no | 0 | 0 | 0 | 1012.7011 | 0
| 17705.7053 | 0 | yes | Deficit |  |  | 0 | 0 | 0 | 0 | 0 |  | 0 | 0 | 0 | 0 | 4860 | no |  | 0 | 24300 | no | 17705.7053 | 0 | no | no | 0 | 0 | 0 | 0 | 0 |  | 0 | 0 | 0 | 0 | 0 | 17705.7053 | 13833.8248 | 14348.2215 | 0 | no | Surplus | yes |  | 0 | 0 | 0 | 458.3938 | 0 | no | 0 | 0 | 0 | 458.3938 | 0 |  |  | 0 | 0 | 0 | 0 | 0 |  | 0 | 0 | 0 | 0 | 0
| 15462.0602 | 0 | no | Surplus | yes |  | 0 | 0 | 0 | 2243.6451 | 0 | no | 0 | 0 | 0 | 2243.6451 | 4860 | no | 15462.0602 | 0 | 24300 |  |  | 0 |  |  | 0 | 0 | 0 | 0 | 0 |  | 0 | 0 | 0 | 0 | 0 | 15462.0602 | 14878.5758 | 12530.0326 | 0 | yes | Deficit |  |  | 0 | 0 | 0 | 0 | 0 |  | 0 | 0 | 0 | 0 | 530.3543 | yes |  | 0 | 0 | 0 | 530.3543 | 0 | no | 0 | 0 | 0 | 530.3543 | 0
| 15482.6504 | 0 | yes | Deficit |  |  | 0 | 0 | 0 | 0 | 0 |  | 0 | 0 | 0 | 0 | 4860 | no |  | 0 | 24300 | no | 15482.6504 | 0 | no | no | 0 | 0 | 0 | 0 | 0 |  | 0 | 0 | 0 | 0 | 0 | 15482.6504 | 16010.7416 | 12546.7183 | 0 | yes | Deficit |  |  | 0 | 0 | 0 | 0 | 0 |  | 0 | 0 | 0 | 0 | 3480.7089 | yes |  | 0 | 0 | 0 | 3480.7089 | 0 | no | 0 | 0 | 0 | 3480.7089 | 0
| 17149.9422 | 0 | yes | Deficit |  |  | 0 | 0 | 0 | 0 | 0 |  | 0 | 0 | 0 | 0 | 4860 | no |  | 0 | 24300 | no | 17149.9422 | 0 | no | no | 0 | 0 | 0 | 0 | 0 |  | 0 | 0 | 0 | 0 | 0 | 17149.9422 | 15660.2083 | 13897.8462 | 0 | yes | Deficit |  |  | 0 | 0 | 0 | 0 | 0 |  | 0 | 0 | 0 | 0 | 3113.4899 | yes |  | 0 | 0 | 0 | 3113.4899 | 0 | no | 0 | 0 | 0 | 3113.4899 | 0
| 16826.7228 | 0 | no | Surplus | yes |  | 0 | 0 | 0 | 323.2194 | 0 | no | 0 | 0 | 0 | 323.2194 | 4860 | no | 16826.7228 | 0 | 24300 |  |  | 0 |  |  | 0 | 0 | 0 | 0 | 0 |  | 0 | 0 | 0 | 0 | 0 | 16826.7228 | 16913.8888 | 13635.918 | 0 | yes | Deficit |  |  | 0 | 0 | 0 | 0 | 0 |  | 0 | 0 | 0 | 0 | 3016.0427 | yes |  | 0 | 0 | 0 | 3016.0427 | 0 | no | 0 | 0 | 0 | 3016.0427 | 0
| 17895.25 | 0 | yes | Deficit |  |  | 0 | 0 | 0 | 0 | 0 |  | 0 | 0 | 0 | 0 | 4860 | no |  | 0 | 24300 | no | 17895.25 | 0 | no | no | 0 | 0 | 0 | 0 | 0 |  | 0 | 0 | 0 | 0 | 0 | 17895.25 | 17240.0465 | 14501.8233 | 0 | yes | Deficit |  |  | 0 | 0 | 0 | 0 | 0 |  | 0 | 0 | 0 | 0 | 3604.1285 | yes |  | 0 | 0 | 0 | 3604.1285 | 0 | no | 0 | 0 | 0 | 3604.1285 | 0
| 20061.3998 | 0 | yes | Deficit |  |  | 0 | 0 | 0 | 0 | 0 |  | 0 | 0 | 0 | 0 | 4860 | no |  | 0 | 24300 | no | 20061.3998 | 0 | no | no | 0 | 0 | 0 | 0 | 0 |  | 0 | 0 | 0 | 0 | 0 | 20061.3998 | 17281.9728 | 16257.2121 | 0 | yes | Deficit |  |  | 0 | 0 | 0 | 0 | 0 |  | 0 | 0 | 0 | 0 | 2780.1495 | yes |  | 0 | 0 | 0 | 2780.1495 | 0 | no | 0 | 0 | 0 | 2780.1495 | 0
| 17927.4589 | 0 | no | Surplus | yes |  | 0 | 0 | 0 | 2133.9409 | 0 | no | 0 | 0 | 0 | 2133.9409 | 4860 | no | 17927.4589 | 0 | 24300 |  |  | 0 |  |  | 0 | 0 | 0 | 0 | 0 |  | 0 | 0 | 0 | 0 | 0 | 17927.4589 | 17230.81 | 14527.9246 | 0 | yes | Deficit |  |  | 0 | 0 | 0 | 0 | 0 |  | 0 | 0 | 0 | 0 | 973.5979 | yes |  | 0 | 0 | 0 | 973.5979 | 0 | no | 0 | 0 | 0 | 973.5979 | 0
| 19743.3231 | 0 | yes | Deficit |  |  | 0 | 0 | 0 | 0 | 0 |  | 0 | 0 | 0 | 0 | 4860 | no |  | 0 | 24300 | no | 19743.3231 | 0 | no | no | 0 | 0 | 0 | 0 | 0 |  | 0 | 0 | 0 | 0 | 0 | 19743.3231 | 16682.099 | 15999.4515 | 0 | yes | Deficit |  |  | 0 | 0 | 0 | 0 | 0 |  | 0 | 0 | 0 | 0 | 2154.1744 | yes |  | 0 | 0 | 0 | 2154.1744 | 0 | no | 0 | 0 | 0 | 2154.1744 | 0
| 19660.8163 | 0 | no | Surplus | yes |  | 0 | 0 | 0 | 82.5067 | 0 | no | 0 | 0 | 0 | 82.5067 | 4860 | no | 19660.8163 | 0 | 24300 |  |  | 0 |  |  | 0 | 0 | 0 | 0 | 0 |  | 0 | 0 | 0 | 0 | 0 | 19660.8163 | 16338.4821 | 15932.5902 | 0 | yes | Deficit |  |  | 0 | 0 | 0 | 0 | 0 |  | 0 | 0 | 0 | 0 | 339.0307 | yes |  | 0 | 0 | 0 | 339.0307 | 0 | no | 0 | 0 | 0 | 339.0307 | 0
| 17533.2954 | 0 | no | Surplus | yes |  | 0 | 0 | 0 | 2127.5209 | 0 | no | 0 | 0 | 0 | 2127.5209 | 4860 | no | 17533.2954 | 0 | 24300 |  |  | 0 |  |  | 0 | 0 | 0 | 0 | 0 |  | 0 | 0 | 0 | 0 | 0 | 17533.2954 | 16302.2976 | 14208.5052 | 0 | yes | Deficit |  |  | 0 | 0 | 0 | 0 | 0 |  | 0 | 0 | 0 | 0 | 369.7073 | yes |  | 0 | 0 | 0 | 369.7073 | 0 | no | 0 | 0 | 0 | 369.7073 | 0
| 20858.4855 | 0 | yes | Deficit |  |  | 0 | 0 | 0 | 0 | 0 |  | 0 | 0 | 0 | 0 | 4860 | no |  | 0 | 24300 | no | 20858.4855 | 0 | no | no | 0 | 0 | 0 | 0 | 0 |  | 0 | 0 | 0 | 0 | 0 | 20858.4855 | 16305.7465 | 16903.1487 | 0 | yes | Deficit |  |  | 0 | 0 | 0 | 0 | 0 |  | 0 | 0 | 0 | 0 | 2097.2413 | yes |  | 0 | 0 | 0 | 2097.2413 | 0 | no | 0 | 0 | 0 | 2097.2413 | 0
| 17013.7546 | 0 | no | Surplus | yes |  | 0 | 0 | 0 | 3844.7309 | 0 | no | 0 | 0 | 0 | 3844.7309 | 4860 | no | 17013.7546 | 0 | 24300 |  |  | 0 |  |  | 0 | 0 | 0 | 0 | 0 |  | 0 | 0 | 0 | 0 | 0 | 17013.7546 | 17859.6169 | 13787.4835 | 0 | yes | Deficit |  |  | 0 | 0 | 0 | 0 | 0 |  | 0 | 0 | 0 | 0 | 956.4682 | yes |  | 0 | 0 | 0 | 956.4682 | 0 | no | 0 | 0 | 0 | 956.4682 | 0
| 16951.9487 | 0 | no | Surplus | yes |  | 0 | 0 | 0 | 61.8058 | 0 | no | 0 | 0 | 0 | 61.8058 | 4860 | no | 16951.9487 | 0 | 24300 |  |  | 0 |  |  | 0 | 0 | 0 | 0 | 0 |  | 0 | 0 | 0 | 0 | 0 | 16951.9487 | 17612.1933 | 13737.3977 | 0 | yes | Deficit |  |  | 0 | 0 | 0 | 0 | 0 |  | 0 | 0 | 0 | 0 | 3824.7098 | yes |  | 0 | 0 | 0 | 3824.7098 | 0 | no | 0 | 0 | 0 | 3824.7098 | 0
| 16430.6721 | 0 | no | Surplus | yes |  | 0 | 0 | 0 | 521.2767 | 0 | no | 0 | 0 | 0 | 521.2767 | 4860 | no | 16430.6721 | 0 | 24300 |  |  | 0 |  |  | 0 | 0 | 0 | 0 | 0 |  | 0 | 0 | 0 | 0 | 0 | 16430.6721 | 17273.9291 | 13314.9693 | 0 | yes | Deficit |  |  | 0 | 0 | 0 | 0 | 0 |  | 0 | 0 | 0 | 0 | 3536.5314 | yes |  | 0 | 0 | 0 | 3536.5314 | 0 | no | 0 | 0 | 0 | 3536.5314 | 0
| 17232.0239 | 0 | yes | Deficit |  |  | 0 | 0 | 0 | 0 | 0 |  | 0 | 0 | 0 | 0 | 4860 | no |  | 0 | 24300 | no | 17232.0239 | 0 | no | no | 0 | 0 | 0 | 0 | 0 |  | 0 | 0 | 0 | 0 | 0 | 17232.0239 | 16485.6709 | 13964.363 | 0 | yes | Deficit |  |  | 0 | 0 | 0 | 0 | 0 |  | 0 | 0 | 0 | 0 | 3170.7016 | yes |  | 0 | 0 | 0 | 3170.7016 | 0 | no | 0 | 0 | 0 | 3170.7016 | 0
| 17243.4378 | 0 | yes | Deficit |  |  | 0 | 0 | 0 | 0 | 0 |  | 0 | 0 | 0 | 0 | 4860 | no |  | 0 | 24300 | no | 17243.4378 | 0 | no | no | 0 | 0 | 0 | 0 | 0 |  | 0 | 0 | 0 | 0 | 0 | 17243.4378 | 17742.6157 | 13973.6125 | 0 | yes | Deficit |  |  | 0 | 0 | 0 | 0 | 0 |  | 0 | 0 | 0 | 0 | 3778.2527 | yes |  | 0 | 0 | 0 | 3778.2527 | 0 | no | 0 | 0 | 0 | 3778.2527 | 0
| 14740.7871 | 0 | no | Surplus | yes |  | 0 | 0 | 0 | 2502.6508 | 0 | no | 0 | 0 | 0 | 2502.6508 | 4860 | no | 14740.7871 | 0 | 24300 |  |  | 0 |  |  | 0 | 0 | 0 | 0 | 0 |  | 0 | 0 | 0 | 0 | 0 | 14740.7871 | 17215.984 | 11945.5325 | 0 | yes | Deficit |  |  | 0 | 0 | 0 | 0 | 0 |  | 0 | 0 | 0 | 0 | 3242.3715 | yes |  | 0 | 0 | 0 | 3242.3715 | 0 | no | 0 | 0 | 0 | 3242.3715 | 0
| 16686.5371 | 0 | yes | Deficit |  |  | 0 | 0 | 0 | 0 | 0 |  | 0 | 0 | 0 | 0 | 4860 | no |  | 0 | 24300 | no | 16686.5371 | 0 | no | no | 0 | 0 | 0 | 0 | 0 |  | 0 | 0 | 0 | 0 | 0 | 16686.5371 | 16430.0948 | 13522.3153 | 0 | yes | Deficit |  |  | 0 | 0 | 0 | 0 | 0 |  | 0 | 0 | 0 | 0 | 4484.5623 | yes |  | 0 | 0 | 0 | 4484.5623 | 0 | no | 0 | 0 | 0 | 4484.5623 | 0
| 19018.3964 | 0 | yes | Deficit |  |  | 0 | 0 | 0 | 0 | 0 |  | 0 | 0 | 0 | 0 | 4860 | no |  | 0 | 24300 | no | 19018.3964 | 0 | no | no | 0 | 0 | 0 | 0 | 0 |  | 0 | 0 | 0 | 0 | 0 | 19018.3964 | 16371.0381 | 15411.9906 | 0 | yes | Deficit |  |  | 0 | 0 | 0 | 0 | 0 |  | 0 | 0 | 0 | 0 | 2848.7228 | yes |  | 0 | 0 | 0 | 2848.7228 | 0 | no | 0 | 0 | 0 | 2848.7228 | 0
| 17674.7232 | 0 | no | Surplus | yes |  | 0 | 0 | 0 | 1343.6732 | 0 | no | 0 | 0 | 0 | 1343.6732 | 4860 | no | 17674.7232 | 0 | 24300 |  |  | 0 |  |  | 0 | 0 | 0 | 0 | 0 |  | 0 | 0 | 0 | 0 | 0 | 17674.7232 | 17153.246 | 14323.1144 | 0 | yes | Deficit |  |  | 0 | 0 | 0 | 0 | 0 |  | 0 | 0 | 0 | 0 | 1741.2554 | yes |  | 0 | 0 | 0 | 1741.2554 | 0 | no | 0 | 0 | 0 | 1741.2554 | 0
| 19012.1015 | 0 | yes | Deficit |  |  | 0 | 0 | 0 | 0 | 0 |  | 0 | 0 | 0 | 0 | 4860 | no |  | 0 | 24300 | no | 19012.1015 | 0 | no | no | 0 | 0 | 0 | 0 | 0 |  | 0 | 0 | 0 | 0 | 0 | 19012.1015 | 16764.2752 | 15406.8894 | 0 | yes | Deficit |  |  | 0 | 0 | 0 | 0 | 0 |  | 0 | 0 | 0 | 0 | 2441.1607 | yes |  | 0 | 0 | 0 | 2441.1607 | 0 | no | 0 | 0 | 0 | 2441.1607 | 0
| 19663.0913 | 0 | yes | Deficit |  |  | 0 | 0 | 0 | 0 | 0 |  | 0 | 0 | 0 | 0 | 4860 | no |  | 0 | 24300 | no | 19663.0913 | 0 | no | no | 0 | 0 | 0 | 0 | 0 |  | 0 | 0 | 0 | 0 | 0 | 19663.0913 | 16467.8045 | 15934.4338 | 0 | yes | Deficit |  |  | 0 | 0 | 0 | 0 | 0 |  | 0 | 0 | 0 | 0 | 1060.9151 | yes |  | 0 | 0 | 0 | 1060.9151 | 0 | no | 0 | 0 | 0 | 1060.9151 | 0
| 21952.8483 | 0 | yes | Deficit |  |  | 0 | 0 | 0 | 0 | 0 |  | 0 | 0 | 0 | 0 | 4860 | no |  | 0 | 24300 | no | 21952.8483 | 0 | no | no | 0 | 0 | 0 | 0 | 0 |  | 0 | 0 | 0 | 0 | 0 | 21952.8483 | 16302.54 | 17789.9905 | 0 | yes | Deficit |  |  | 0 | 0 | 0 | 0 | 0 |  | 0 | 0 | 0 | 0 | 368.1062 | yes |  | 0 | 0 | 0 | 368.1062 | 0 | no | 0 | 0 | 0 | 368.1062 | 0
| 18515.8957 | 0 | no | Surplus | yes |  | 0 | 0 | 0 | 3436.9526 | 0 | no | 0 | 0 | 0 | 3436.9526 | 4860 | no | 18515.8957 | 0 | 24300 |  |  | 0 |  |  | 0 | 0 | 0 | 0 | 0 |  | 0 | 0 | 0 | 0 | 0 | 18515.8957 | 16985.1184 | 15004.7777 | 0 | no | Surplus | yes |  | 0 | 0 | 0 | 804.8722 | 0 | no | 0 | 0 | 0 | 804.8722 | 0 |  |  | 0 | 0 | 0 | 0 | 0 |  | 0 | 0 | 0 | 0 | 0
| 19894.6159 | 0 | yes | Deficit |  |  | 0 | 0 | 0 | 0 | 0 |  | 0 | 0 | 0 | 0 | 4860 | no |  | 0 | 24300 | no | 19894.6159 | 0 | no | no | 0 | 0 | 0 | 0 | 0 |  | 0 | 0 | 0 | 0 | 0 | 19894.6159 | 18017.2228 | 16122.055 | 0 | yes | Deficit |  |  | 0 | 0 | 0 | 0 | 0 |  | 0 | 0 | 0 | 0 | 3012.445 | yes |  | 0 | 0 | 0 | 3012.445 | 0 | no | 0 | 0 | 0 | 3012.445 | 0
| 23023.0988 | 0 | yes | Deficit |  |  | 0 | 0 | 0 | 0 | 0 |  | 0 | 0 | 0 | 0 | 4860 | no |  | 0 | 24300 | no | 23023.0988 | 0 | no | no | 0 | 0 | 0 | 0 | 0 |  | 0 | 0 | 0 | 0 | 0 | 23023.0988 | 17713.977 | 18657.2924 | 0 | yes | Deficit |  |  | 0 | 0 | 0 | 0 | 0 |  | 0 | 0 | 0 | 0 | 1591.922 | yes |  | 0 | 0 | 0 | 1591.922 | 0 | no | 0 | 0 | 0 | 1591.922 | 0
| 21234.5522 | 0 | no | Surplus | yes |  | 0 | 0 | 0 | 1788.5466 | 0 | no | 0 | 0 | 0 | 1788.5466 | 4860 | no | 21234.5522 | 0 | 24300 |  |  | 0 |  |  | 0 | 0 | 0 | 0 | 0 |  | 0 | 0 | 0 | 0 | 0 | 21234.5522 | 16359.1451 | 17207.9029 | 0 | no | Surplus | yes |  | 0 | 0 | 0 | 2298.1473 | 0 | no | 0 | 0 | 0 | 2298.1473 | 0 |  |  | 0 | 0 | 0 | 0 | 0 |  | 0 | 0 | 0 | 0 | 0
| 19082.0067 | 0 | no | Surplus | yes |  | 0 | 0 | 0 | 2152.5455 | 0 | no | 0 | 0 | 0 | 2152.5455 | 4860 | no | 19082.0067 | 0 | 24300 |  |  | 0 |  |  | 0 | 0 | 0 | 0 | 0 |  | 0 | 0 | 0 | 0 | 0 | 19082.0067 | 16495.6828 | 15463.5387 | 0 | no | Surplus | yes |  | 0 | 0 | 0 | 712.2201 | 0 | no | 0 | 0 | 0 | 712.2201 | 0 |  |  | 0 | 0 | 0 | 0 | 0 |  | 0 | 0 | 0 | 0 | 0
| 22117.8391 | 0 | yes | Deficit |  |  | 0 | 0 | 0 | 0 | 0 |  | 0 | 0 | 0 | 0 | 4860 | no |  | 0 | 24300 | no | 22117.8391 | 0 | no | no | 0 | 0 | 0 | 0 | 0 |  | 0 | 0 | 0 | 0 | 0 | 22117.8391 | 16420.246 | 17923.6946 | 0 | yes | Deficit |  |  | 0 | 0 | 0 | 0 | 0 |  | 0 | 0 | 0 | 0 | 956.7074 | yes |  | 0 | 0 | 0 | 956.7074 | 0 | no | 0 | 0 | 0 | 956.7074 | 0
| 21666.213 | 0 | no | Surplus | yes |  | 0 | 0 | 0 | 451.6261 | 0 | no | 0 | 0 | 0 | 451.6261 | 4860 | no | 21666.213 | 0 | 24300 |  |  | 0 |  |  | 0 | 0 | 0 | 0 | 0 |  | 0 | 0 | 0 | 0 | 0 | 21666.213 | 16506.6358 | 17557.7091 | 0 | no | Surplus | yes |  | 0 | 0 | 0 | 1417.0588 | 0 | no | 0 | 0 | 0 | 1417.0588 | 0 |  |  | 0 | 0 | 0 | 0 | 0 |  | 0 | 0 | 0 | 0 | 0
| 19732.7322 | 0 | no | Surplus | yes |  | 0 | 0 | 0 | 1933.4808 | 0 | no | 0 | 0 | 0 | 1933.4808 | 4860 | no | 19732.7322 | 0 | 24300 |  |  | 0 |  |  | 0 | 0 | 0 | 0 | 0 |  | 0 | 0 | 0 | 0 | 0 | 19732.7322 | 16099.557 | 15990.8689 | 0 | no | Surplus | yes |  | 0 | 0 | 0 | 1458.152 | 0 | no | 0 | 0 | 0 | 1458.152 | 0 |  |  | 0 | 0 | 0 | 0 | 0 |  | 0 | 0 | 0 | 0 | 0
| 20335.18 | 0 | yes | Deficit |  |  | 0 | 0 | 0 | 0 | 0 |  | 0 | 0 | 0 | 0 | 4860 | no |  | 0 | 24300 | no | 20335.18 | 0 | no | no | 0 | 0 | 0 | 0 | 0 |  | 0 | 0 | 0 | 0 | 0 | 20335.18 | 15825.1262 | 16479.0762 | 0 | no | Surplus | yes |  | 0 | 0 | 0 | 165.7426 | 0 | no | 0 | 0 | 0 | 165.7426 | 0 |  |  | 0 | 0 | 0 | 0 | 0 |  | 0 | 0 | 0 | 0 | 0
| 21673.43 | 0 | yes | Deficit |  |  | 0 | 0 | 0 | 0 | 0 |  | 0 | 0 | 0 | 0 | 4860 | no |  | 0 | 24300 | no | 21673.43 | 0 | no | no | 0 | 0 | 0 | 0 | 0 |  | 0 | 0 | 0 | 0 | 0 | 21673.43 | 16201.5939 | 17563.5575 | 0 | no | Surplus | yes |  | 0 | 0 | 0 | 277.4822 | 0 | no | 0 | 0 | 0 | 277.4822 | 0 |  |  | 0 | 0 | 0 | 0 | 0 |  | 0 | 0 | 0 | 0 | 0
| 19883.2374 | 0 | no | Surplus | yes |  | 0 | 0 | 0 | 1790.1926 | 0 | no | 0 | 0 | 0 | 1790.1926 | 4860 | no | 19883.2374 | 0 | 24300 |  |  | 0 |  |  | 0 | 0 | 0 | 0 | 0 |  | 0 | 0 | 0 | 0 | 0 | 19883.2374 | 16231.5026 | 16112.8342 | 0 | no | Surplus | yes |  | 0 | 0 | 0 | 1332.0549 | 0 | no | 0 | 0 | 0 | 1332.0549 | 0 |  |  | 0 | 0 | 0 | 0 | 0 |  | 0 | 0 | 0 | 0 | 0
| 20282.7047 | 0 | yes | Deficit |  |  | 0 | 0 | 0 | 0 | 0 |  | 0 | 0 | 0 | 0 | 4860 | no |  | 0 | 24300 | no | 20282.7047 | 0 | no | no | 0 | 0 | 0 | 0 | 0 |  | 0 | 0 | 0 | 0 | 0 | 20282.7047 | 16537.7868 | 16436.5516 | 0 | yes | Deficit |  |  | 0 | 0 | 0 | 0 | 0 |  | 0 | 0 | 0 | 0 | 424.9526 | yes |  | 0 | 0 | 0 | 424.9526 | 0 | no | 0 | 0 | 0 | 424.9526 | 0
| 20884.4464 | 0 | yes | Deficit |  |  | 0 | 0 | 0 | 0 | 0 |  | 0 | 0 | 0 | 0 | 4860 | no |  | 0 | 24300 | no | 20884.4464 | 0 | no | no | 0 | 0 | 0 | 0 | 0 |  | 0 | 0 | 0 | 0 | 0 | 20884.4464 | 16371.6958 | 16924.1867 | 0 | no | Surplus | yes |  | 0 | 0 | 0 | 64.8558 | 0 | no | 0 | 0 | 0 | 64.8558 | 0 |  |  | 0 | 0 | 0 | 0 | 0 |  | 0 | 0 | 0 | 0 | 0
| 19018.8543 | 0 | no | Surplus | yes |  | 0 | 0 | 0 | 1865.5921 | 0 | no | 0 | 0 | 0 | 1865.5921 | 4860 | no | 19018.8543 | 0 | 24300 |  |  | 0 |  |  | 0 | 0 | 0 | 0 | 0 |  | 0 | 0 | 0 | 0 | 0 | 19018.8543 | 13791.5636 | 15412.3617 | 0 | no | Surplus | yes |  | 0 | 0 | 0 | 3132.623 | 0 | no | 0 | 0 | 0 | 3132.623 | 0 |  |  | 0 | 0 | 0 | 0 | 0 |  | 0 | 0 | 0 | 0 | 0
| 19527.663 | 0 | yes | Deficit |  |  | 0 | 0 | 0 | 0 | 0 |  | 0 | 0 | 0 | 0 | 4860 | no |  | 0 | 24300 | no | 19527.663 | 0 | no | no | 0 | 0 | 0 | 0 | 0 |  | 0 | 0 | 0 | 0 | 0 | 19527.663 | 12876.0733 | 15824.6864 | 0 | no | Surplus | yes |  | 0 | 0 | 0 | 2536.2883 | 0 | no | 0 | 0 | 0 | 2536.2883 | 0 |  |  | 0 | 0 | 0 | 0 | 0 |  | 0 | 0 | 0 | 0 | 0
| 20651.6591 | 0 | yes | Deficit |  |  | 0 | 0 | 0 | 0 | 0 |  | 0 | 0 | 0 | 0 | 4860 | no |  | 0 | 24300 | no | 20651.6591 | 0 | no | no | 0 | 0 | 0 | 0 | 0 |  | 0 | 0 | 0 | 0 | 0 | 20651.6591 | 13142.9566 | 16735.5422 | 0 | no | Surplus | yes |  | 0 | 0 | 0 | 2681.7298 | 0 | no | 0 | 0 | 0 | 2681.7298 | 0 |  |  | 0 | 0 | 0 | 0 | 0 |  | 0 | 0 | 0 | 0 | 0
| 19586.6529 | 0 | no | Surplus | yes |  | 0 | 0 | 0 | 1065.0062 | 0 | no | 0 | 0 | 0 | 1065.0062 | 4860 | no | 19586.6529 | 0 | 24300 |  |  | 0 |  |  | 0 | 0 | 0 | 0 | 0 |  | 0 | 0 | 0 | 0 | 0 | 19586.6529 | 14000.543 | 15872.4902 | 0 | no | Surplus | yes |  | 0 | 0 | 0 | 2734.9992 | 0 | no | 0 | 0 | 0 | 2734.9992 | 0 |  |  | 0 | 0 | 0 | 0 | 0 |  | 0 | 0 | 0 | 0 | 0
| 19369.7386 | 0 | no | Surplus | yes |  | 0 | 0 | 0 | 216.9143 | 0 | no | 0 | 0 | 0 | 216.9143 | 4860 | no | 19369.7386 | 0 | 24300 |  |  | 0 |  |  | 0 | 0 | 0 | 0 | 0 |  | 0 | 0 | 0 | 0 | 0 | 19369.7386 | 13294.3198 | 15696.7088 | 0 | no | Surplus | yes |  | 0 | 0 | 0 | 2578.1704 | 0 | no | 0 | 0 | 0 | 2578.1704 | 0 |  |  | 0 | 0 | 0 | 0 | 0 |  | 0 | 0 | 0 | 0 | 0
| 18467.1895 | 0 | no | Surplus | yes |  | 0 | 0 | 0 | 902.5491 | 0 | no | 0 | 0 | 0 | 902.5491 | 4860 | no | 18467.1895 | 0 | 24300 |  |  | 0 |  |  | 0 | 0 | 0 | 0 | 0 |  | 0 | 0 | 0 | 0 | 0 | 18467.1895 | 11410.294 | 14965.3075 | 0 | no | Surplus | yes |  | 0 | 0 | 0 | 4286.4148 | 0 | no | 0 | 0 | 0 | 4286.4148 | 0 |  |  | 0 | 0 | 0 | 0 | 0 |  | 0 | 0 | 0 | 0 | 0
| 15701.871 | 0 | no | Surplus | yes |  | 0 | 0 | 0 | 2765.3186 | 0 | no | 0 | 0 | 0 | 2765.3186 | 4860 | no | 15701.871 | 0 | 24300 |  |  | 0 |  |  | 0 | 0 | 0 | 0 | 0 |  | 0 | 0 | 0 | 0 | 0 | 15701.871 | 11558.8976 | 12724.3687 | 0 | no | Surplus | yes |  | 0 | 0 | 0 | 3406.4099 | 0 | no | 0 | 0 | 0 | 3406.4099 | 0 |  |  | 0 | 0 | 0 | 0 | 0 |  | 0 | 0 | 0 | 0 | 0
| 15958.9091 | 0 | yes | Deficit |  |  | 0 | 0 | 0 | 0 | 0 |  | 0 | 0 | 0 | 0 | 4860 | no |  | 0 | 24300 | no | 15958.9091 | 0 | no | no | 0 | 0 | 0 | 0 | 0 |  | 0 | 0 | 0 | 0 | 0 | 15958.9091 | 12548.0472 | 12932.6654 | 0 | no | Surplus | yes |  | 0 | 0 | 0 | 176.3215 | 0 | no | 0 | 0 | 0 | 176.3215 | 0 |  |  | 0 | 0 | 0 | 0 | 0 |  | 0 | 0 | 0 | 0 | 0
| 19012.2777 | 0 | yes | Deficit |  |  | 0 | 0 | 0 | 0 | 0 |  | 0 | 0 | 0 | 0 | 4860 | no |  | 0 | 24300 | no | 19012.2777 | 0 | no | no | 0 | 0 | 0 | 0 | 0 |  | 0 | 0 | 0 | 0 | 0 | 19012.2777 | 13535.3475 | 15407.0322 | 0 | yes | Deficit |  |  | 0 | 0 | 0 | 0 | 0 |  | 0 | 0 | 0 | 0 | 602.682 | yes |  | 0 | 0 | 0 | 602.682 | 0 | no | 0 | 0 | 0 | 602.682 | 0
| 19588.3208 | 0 | yes | Deficit |  |  | 0 | 0 | 0 | 0 | 0 |  | 0 | 0 | 0 | 0 | 4860 | no |  | 0 | 24300 | no | 19588.3208 | 0 | no | no | 0 | 0 | 0 | 0 | 0 |  | 0 | 0 | 0 | 0 | 0 | 19588.3208 | 13285.2253 | 15873.8418 | 0 | no | Surplus | yes |  | 0 | 0 | 0 | 2121.8069 | 0 | no | 0 | 0 | 0 | 2121.8069 | 0 |  |  | 0 | 0 | 0 | 0 | 0 |  | 0 | 0 | 0 | 0 | 0
| 18699.6092 | 0 | no | Surplus | yes |  | 0 | 0 | 0 | 888.7115 | 0 | no | 0 | 0 | 0 | 888.7115 | 4860 | no | 18699.6092 | 0 | 24300 |  |  | 0 |  |  | 0 | 0 | 0 | 0 | 0 |  | 0 | 0 | 0 | 0 | 0 | 18699.6092 | 13744.5339 | 15153.6541 | 0 | no | Surplus | yes |  | 0 | 0 | 0 | 2129.3079 | 0 | no | 0 | 0 | 0 | 2129.3079 | 0 |  |  | 0 | 0 | 0 | 0 | 0 |  | 0 | 0 | 0 | 0 | 0
| 20200.9133 | 0 | yes | Deficit |  |  | 0 | 0 | 0 | 0 | 0 |  | 0 | 0 | 0 | 0 | 4860 | no |  | 0 | 24300 | no | 20200.9133 | 0 | no | no | 0 | 0 | 0 | 0 | 0 |  | 0 | 0 | 0 | 0 | 0 | 20200.9133 | 14008.1265 | 16370.2701 | 0 | no | Surplus | yes |  | 0 | 0 | 0 | 1145.5276 | 0 | no | 0 | 0 | 0 | 1145.5276 | 0 |  |  | 0 | 0 | 0 | 0 | 0 |  | 0 | 0 | 0 | 0 | 0
| 21567.7283 | 0 | yes | Deficit |  |  | 0 | 0 | 0 | 0 | 0 |  | 0 | 0 | 0 | 0 | 4860 | no |  | 0 | 24300 | no | 21567.7283 | 0 | no | no | 0 | 0 | 0 | 0 | 0 |  | 0 | 0 | 0 | 0 | 0 | 21567.7283 | 12602.5863 | 17477.8997 | 0 | no | Surplus | yes |  | 0 | 0 | 0 | 3767.6838 | 0 | no | 0 | 0 | 0 | 3767.6838 | 0 |  |  | 0 | 0 | 0 | 0 | 0 |  | 0 | 0 | 0 | 0 | 0
| 19038.9265 | 0 | no | Surplus | yes |  | 0 | 0 | 0 | 2528.8018 | 0 | no | 0 | 0 | 0 | 2528.8018 | 4860 | no | 19038.9265 | 0 | 24300 |  |  | 0 |  |  | 0 | 0 | 0 | 0 | 0 |  | 0 | 0 | 0 | 0 | 0 | 19038.9265 | 13745.6218 | 15428.6277 | 0 | no | Surplus | yes |  | 0 | 0 | 0 | 3732.278 | 0 | no | 0 | 0 | 0 | 3732.278 | 0 |  |  | 0 | 0 | 0 | 0 | 0 |  | 0 | 0 | 0 | 0 | 0
| 20095.6059 | 0 | yes | Deficit |  |  | 0 | 0 | 0 | 0 | 0 |  | 0 | 0 | 0 | 0 | 4860 | no |  | 0 | 24300 | no | 20095.6059 | 0 | no | no | 0 | 0 | 0 | 0 | 0 |  | 0 | 0 | 0 | 0 | 0 | 20095.6059 | 13214.1187 | 16284.9318 | 0 | no | Surplus | yes |  | 0 | 0 | 0 | 2214.5089 | 0 | no | 0 | 0 | 0 | 2214.5089 | 0 |  |  | 0 | 0 | 0 | 0 | 0 |  | 0 | 0 | 0 | 0 | 0
| 20085.194 | 0 | no | Surplus | yes |  | 0 | 0 | 0 | 10.4118 | 0 | no | 0 | 0 | 0 | 10.4118 | 4860 | no | 20085.194 | 0 | 24300 |  |  | 0 |  |  | 0 | 0 | 0 | 0 | 0 |  | 0 | 0 | 0 | 0 | 0 | 20085.194 | 11814.0803 | 16276.4944 | 0 | no | Surplus | yes |  | 0 | 0 | 0 | 4470.8516 | 0 | no | 0 | 0 | 0 | 4470.8516 | 0 |  |  | 0 | 0 | 0 | 0 | 0 |  | 0 | 0 | 0 | 0 | 0
| 18501.6692 | 0 | no | Surplus | yes |  | 0 | 0 | 0 | 1583.5249 | 0 | no | 0 | 0 | 0 | 1583.5249 | 4860 | no | 18501.6692 | 0 | 24300 |  |  | 0 |  |  | 0 | 0 | 0 | 0 | 0 |  | 0 | 0 | 0 | 0 | 0 | 18501.6692 | 11939.577 | 14993.2489 | 0 | no | Surplus | yes |  | 0 | 0 | 0 | 4336.9174 | 0 | no | 0 | 0 | 0 | 4336.9174 | 0 |  |  | 0 | 0 | 0 | 0 | 0 |  | 0 | 0 | 0 | 0 | 0
| 17494.0015 | 0 | no | Surplus | yes |  | 0 | 0 | 0 | 1007.6677 | 0 | no | 0 | 0 | 0 | 1007.6677 | 4860 | no | 17494.0015 | 0 | 24300 |  |  | 0 |  |  | 0 | 0 | 0 | 0 | 0 |  | 0 | 0 | 0 | 0 | 0 | 17494.0015 | 11509.7726 | 14176.6625 | 0 | no | Surplus | yes |  | 0 | 0 | 0 | 3483.4763 | 0 | no | 0 | 0 | 0 | 3483.4763 | 0 |  |  | 0 | 0 | 0 | 0 | 0 |  | 0 | 0 | 0 | 0 | 0
| 16769.8792 | 0 | no | Surplus | yes |  | 0 | 0 | 0 | 724.1223 | 0 | no | 0 | 0 | 0 | 724.1223 | 4860 | no | 16769.8792 | 0 | 24300 |  |  | 0 |  |  | 0 | 0 | 0 | 0 | 0 |  | 0 | 0 | 0 | 0 | 0 | 16769.8792 | 12498.6683 | 13589.8535 | 0 | no | Surplus | yes |  | 0 | 0 | 0 | 1677.9942 | 0 | no | 0 | 0 | 0 | 1677.9942 | 0 |  |  | 0 | 0 | 0 | 0 | 0 |  | 0 | 0 | 0 | 0 | 0
| 18875.2448 | 0 | yes | Deficit |  |  | 0 | 0 | 0 | 0 | 0 |  | 0 | 0 | 0 | 0 | 4860 | no |  | 0 | 24300 | no | 18875.2448 | 0 | no | no | 0 | 0 | 0 | 0 | 0 |  | 0 | 0 | 0 | 0 | 0 | 18875.2448 | 12400.8577 | 15295.9845 | 0 | no | Surplus | yes |  | 0 | 0 | 0 | 1188.9958 | 0 | no | 0 | 0 | 0 | 1188.9958 | 0 |  |  | 0 | 0 | 0 | 0 | 0 |  | 0 | 0 | 0 | 0 | 0
| 19353.3407 | 0 | yes | Deficit |  |  | 0 | 0 | 0 | 0 | 0 |  | 0 | 0 | 0 | 0 | 4860 | no |  | 0 | 24300 | no | 19353.3407 | 0 | no | no | 0 | 0 | 0 | 0 | 0 |  | 0 | 0 | 0 | 0 | 0 | 19353.3407 | 11344.9258 | 15683.4203 | 0 | no | Surplus | yes |  | 0 | 0 | 0 | 3951.0587 | 0 | no | 0 | 0 | 0 | 3951.0587 | 0 |  |  | 0 | 0 | 0 | 0 | 0 |  | 0 | 0 | 0 | 0 | 0
| 17614.2915 | 0 | no | Surplus | yes |  | 0 | 0 | 0 | 1739.0492 | 0 | no | 0 | 0 | 0 | 1739.0492 | 4860 | no | 17614.2915 | 0 | 24300 |  |  | 0 |  |  | 0 | 0 | 0 | 0 | 0 |  | 0 | 0 | 0 | 0 | 0 | 17614.2915 | 11210.5236 | 14274.1422 | 0 | no | Surplus | yes |  | 0 | 0 | 0 | 4472.8967 | 0 | no | 0 | 0 | 0 | 4472.8967 | 0 |  |  | 0 | 0 | 0 | 0 | 0 |  | 0 | 0 | 0 | 0 | 0
| 19637.6828 | 0 | yes | Deficit |  |  | 0 | 0 | 0 | 0 | 0 |  | 0 | 0 | 0 | 0 | 4860 | no |  | 0 | 24300 | no | 19637.6828 | 0 | no | no | 0 | 0 | 0 | 0 | 0 |  | 0 | 0 | 0 | 0 | 0 | 19637.6828 | 11993.7424 | 15913.8434 | 0 | no | Surplus | yes |  | 0 | 0 | 0 | 2280.3998 | 0 | no | 0 | 0 | 0 | 2280.3998 | 0 |  |  | 0 | 0 | 0 | 0 | 0 |  | 0 | 0 | 0 | 0 | 0
| 17992.2362 | 0 | no | Surplus | yes |  | 0 | 0 | 0 | 1645.4466 | 0 | no | 0 | 0 | 0 | 1645.4466 | 4860 | no | 17992.2362 | 0 | 24300 |  |  | 0 |  |  | 0 | 0 | 0 | 0 | 0 |  | 0 | 0 | 0 | 0 | 0 | 17992.2362 | 13910.3794 | 14580.4183 | 0 | no | Surplus | yes |  | 0 | 0 | 0 | 2003.4641 | 0 | no | 0 | 0 | 0 | 2003.4641 | 0 |  |  | 0 | 0 | 0 | 0 | 0 |  | 0 | 0 | 0 | 0 | 0
| 14493.8489 | 0 | no | Surplus | yes |  | 0 | 0 | 0 | 3498.3873 | 0 | no | 0 | 0 | 0 | 3498.3873 | 4860 | no | 14493.8489 | 0 | 24300 |  |  | 0 |  |  | 0 | 0 | 0 | 0 | 0 |  | 0 | 0 | 0 | 0 | 0 | 14493.8489 | 15622.7575 | 11745.4205 | 0 | yes | Deficit |  |  | 0 | 0 | 0 | 0 | 0 |  | 0 | 0 | 0 | 0 | 1042.3392 | yes |  | 0 | 0 | 0 | 1042.3392 | 0 | no | 0 | 0 | 0 | 1042.3392 | 0
| 16669.815 | 0 | yes | Deficit |  |  | 0 | 0 | 0 | 0 | 0 |  | 0 | 0 | 0 | 0 | 4860 | no |  | 0 | 24300 | no | 16669.815 | 0 | no | no | 0 | 0 | 0 | 0 | 0 |  | 0 | 0 | 0 | 0 | 0 | 16669.815 | 15947.1712 | 13508.7642 | 0 | yes | Deficit |  |  | 0 | 0 | 0 | 0 | 0 |  | 0 | 0 | 0 | 0 | 4201.7507 | yes |  | 0 | 0 | 0 | 4201.7507 | 0 | no | 0 | 0 | 0 | 4201.7507 | 0
| 17818.8713 | 0 | yes | Deficit |  |  | 0 | 0 | 0 | 0 | 0 |  | 0 | 0 | 0 | 0 | 4860 | no |  | 0 | 24300 | no | 17818.8713 | 0 | no | no | 0 | 0 | 0 | 0 | 0 |  | 0 | 0 | 0 | 0 | 0 | 17818.8713 | 14358.5328 | 14439.9281 | 0 | yes | Deficit |  |  | 0 | 0 | 0 | 0 | 0 |  | 0 | 0 | 0 | 0 | 849.7686 | yes |  | 0 | 0 | 0 | 849.7686 | 0 | no | 0 | 0 | 0 | 849.7686 | 0
| 17813.8944 | 0 | no | Surplus | yes |  | 0 | 0 | 0 | 4.9768 | 0 | no | 0 | 0 | 0 | 4.9768 | 4860 | no | 17813.8944 | 0 | 24300 |  |  | 0 |  |  | 0 | 0 | 0 | 0 | 0 |  | 0 | 0 | 0 | 0 | 0 | 17813.8944 | 12989.8396 | 14435.895 | 0 | no | Surplus | yes |  | 0 | 0 | 0 | 1450.0885 | 0 | no | 0 | 0 | 0 | 1450.0885 | 0 |  |  | 0 | 0 | 0 | 0 | 0 |  | 0 | 0 | 0 | 0 | 0
| 20842.4862 | 0 | yes | Deficit |  |  | 0 | 0 | 0 | 0 | 0 |  | 0 | 0 | 0 | 0 | 4860 | no |  | 0 | 24300 | no | 20842.4862 | 0 | no | no | 0 | 0 | 0 | 0 | 0 |  | 0 | 0 | 0 | 0 | 0 | 20842.4862 | 15732.3792 | 16890.1833 | 0 | yes | Deficit |  |  | 0 | 0 | 0 | 0 | 0 |  | 0 | 0 | 0 | 0 | 1296.4842 | yes |  | 0 | 0 | 0 | 1296.4842 | 0 | no | 0 | 0 | 0 | 1296.4842 | 0
| 19928.4143 | 0 | no | Surplus | yes |  | 0 | 0 | 0 | 914.0719 | 0 | no | 0 | 0 | 0 | 914.0719 | 4860 | no | 19928.4143 | 0 | 24300 |  |  | 0 |  |  | 0 | 0 | 0 | 0 | 0 |  | 0 | 0 | 0 | 0 | 0 | 19928.4143 | 16884.0334 | 16149.4443 | 0 | no | Surplus | yes |  | 0 | 0 | 0 | 6.1499 | 0 | no | 0 | 0 | 0 | 6.1499 | 0 |  |  | 0 | 0 | 0 | 0 | 0 |  | 0 | 0 | 0 | 0 | 0
| 18136.2992 | 0 | no | Surplus | yes |  | 0 | 0 | 0 | 1792.115 | 0 | no | 0 | 0 | 0 | 1792.115 | 4860 | no | 18136.2992 | 0 | 24300 |  |  | 0 |  |  | 0 | 0 | 0 | 0 | 0 |  | 0 | 0 | 0 | 0 | 0 | 18136.2992 | 15159.9114 | 14697.1631 | 0 | no | Surplus | yes |  | 0 | 0 | 0 | 989.533 | 0 | no | 0 | 0 | 0 | 989.533 | 0 |  |  | 0 | 0 | 0 | 0 | 0 |  | 0 | 0 | 0 | 0 | 0
| 19249.7879 | 0 | yes | Deficit |  |  | 0 | 0 | 0 | 0 | 0 |  | 0 | 0 | 0 | 0 | 4860 | no |  | 0 | 24300 | no | 19249.7879 | 0 | no | no | 0 | 0 | 0 | 0 | 0 |  | 0 | 0 | 0 | 0 | 0 | 19249.7879 | 14080.1062 | 15599.504 | 0 | no | Surplus | yes |  | 0 | 0 | 0 | 617.0569 | 0 | no | 0 | 0 | 0 | 617.0569 | 0 |  |  | 0 | 0 | 0 | 0 | 0 |  | 0 | 0 | 0 | 0 | 0
| 19766.4999 | 0 | yes | Deficit |  |  | 0 | 0 | 0 | 0 | 0 |  | 0 | 0 | 0 | 0 | 4860 | no |  | 0 | 24300 | no | 19766.4999 | 0 | no | no | 0 | 0 | 0 | 0 | 0 |  | 0 | 0 | 0 | 0 | 0 | 19766.4999 | 14256.0221 | 16018.2333 | 0 | no | Surplus | yes |  | 0 | 0 | 0 | 1343.4819 | 0 | no | 0 | 0 | 0 | 1343.4819 | 0 |  |  | 0 | 0 | 0 | 0 | 0 |  | 0 | 0 | 0 | 0 | 0
| 16167.2536 | 0 | no | Surplus | yes |  | 0 | 0 | 0 | 3599.2462 | 0 | no | 0 | 0 | 0 | 3599.2462 | 4860 | no | 16167.2536 | 0 | 24300 |  |  | 0 |  |  | 0 | 0 | 0 | 0 | 0 |  | 0 | 0 | 0 | 0 | 0 | 16167.2536 | 14493.618 | 13101.5021 | 0 | no | Surplus | yes |  | 0 | 0 | 0 | 1524.6153 | 0 | no | 0 | 0 | 0 | 1524.6153 | 0 |  |  | 0 | 0 | 0 | 0 | 0 |  | 0 | 0 | 0 | 0 | 0
| 16662.9673 | 0 | yes | Deficit |  |  | 0 | 0 | 0 | 0 | 0 |  | 0 | 0 | 0 | 0 | 4860 | no |  | 0 | 24300 | no | 16662.9673 | 0 | no | no | 0 | 0 | 0 | 0 | 0 |  | 0 | 0 | 0 | 0 | 0 | 16662.9673 | 15575.6362 | 13503.215 | 0 | yes | Deficit |  |  | 0 | 0 | 0 | 0 | 0 |  | 0 | 0 | 0 | 0 | 2474.1341 | yes |  | 0 | 0 | 0 | 2474.1341 | 0 | no | 0 | 0 | 0 | 2474.1341 | 0
| 15419.4955 | 0 | no | Surplus | yes |  | 0 | 0 | 0 | 1243.4717 | 0 | no | 0 | 0 | 0 | 1243.4717 | 4860 | no | 15419.4955 | 0 | 24300 |  |  | 0 |  |  | 0 | 0 | 0 | 0 | 0 |  | 0 | 0 | 0 | 0 | 0 | 15419.4955 | 14790.0445 | 12495.5393 | 0 | yes | Deficit |  |  | 0 | 0 | 0 | 0 | 0 |  | 0 | 0 | 0 | 0 | 1286.8295 | yes |  | 0 | 0 | 0 | 1286.8295 | 0 | no | 0 | 0 | 0 | 1286.8295 | 0
| 15929.7024 | 0 | yes | Deficit |  |  | 0 | 0 | 0 | 0 | 0 |  | 0 | 0 | 0 | 0 | 4860 | no |  | 0 | 24300 | no | 15929.7024 | 0 | no | no | 0 | 0 | 0 | 0 | 0 |  | 0 | 0 | 0 | 0 | 0 | 15929.7024 | 15401.9492 | 12908.9971 | 0 | yes | Deficit |  |  | 0 | 0 | 0 | 0 | 0 |  | 0 | 0 | 0 | 0 | 2906.4098 | yes |  | 0 | 0 | 0 | 2906.4098 | 0 | no | 0 | 0 | 0 | 2906.4098 | 0
| 18764.9103 | 0 | yes | Deficit |  |  | 0 | 0 | 0 | 0 | 0 |  | 0 | 0 | 0 | 0 | 4860 | no |  | 0 | 24300 | no | 18764.9103 | 0 | no | no | 0 | 0 | 0 | 0 | 0 |  | 0 | 0 | 0 | 0 | 0 | 18764.9103 | 16427.2527 | 15206.5724 | 0 | yes | Deficit |  |  | 0 | 0 | 0 | 0 | 0 |  | 0 | 0 | 0 | 0 | 3518.2556 | yes |  | 0 | 0 | 0 | 3518.2556 | 0 | no | 0 | 0 | 0 | 3518.2556 | 0
| 19254.3467 | 0 | yes | Deficit |  |  | 0 | 0 | 0 | 0 | 0 |  | 0 | 0 | 0 | 0 | 4860 | no |  | 0 | 24300 | no | 19254.3467 | 0 | no | no | 0 | 0 | 0 | 0 | 0 |  | 0 | 0 | 0 | 0 | 0 | 19254.3467 | 15974.7952 | 15603.1983 | 0 | yes | Deficit |  |  | 0 | 0 | 0 | 0 | 0 |  | 0 | 0 | 0 | 0 | 768.2228 | yes |  | 0 | 0 | 0 | 768.2228 | 0 | no | 0 | 0 | 0 | 768.2228 | 0
| 18404.0949 | 0 | no | Surplus | yes |  | 0 | 0 | 0 | 850.2518 | 0 | no | 0 | 0 | 0 | 850.2518 | 4860 | no | 18404.0949 | 0 | 24300 |  |  | 0 |  |  | 0 | 0 | 0 | 0 | 0 |  | 0 | 0 | 0 | 0 | 0 | 18404.0949 | 16188.6134 | 14914.1774 | 0 | yes | Deficit |  |  | 0 | 0 | 0 | 0 | 0 |  | 0 | 0 | 0 | 0 | 585.4151 | yes |  | 0 | 0 | 0 | 585.4151 | 0 | no | 0 | 0 | 0 | 585.4151 | 0
| 20025.0145 | 0 | yes | Deficit |  |  | 0 | 0 | 0 | 0 | 0 |  | 0 | 0 | 0 | 0 | 4860 | no |  | 0 | 24300 | no | 20025.0145 | 0 | no | no | 0 | 0 | 0 | 0 | 0 |  | 0 | 0 | 0 | 0 | 0 | 20025.0145 | 15723.6066 | 16227.7265 | 0 | yes | Deficit |  |  | 0 | 0 | 0 | 0 | 0 |  | 0 | 0 | 0 | 0 | 809.4293 | yes |  | 0 | 0 | 0 | 809.4293 | 0 | no | 0 | 0 | 0 | 809.4293 | 0
| 21047.6975 | 0 | yes | Deficit |  |  | 0 | 0 | 0 | 0 | 0 |  | 0 | 0 | 0 | 0 | 4860 | no |  | 0 | 24300 | no | 21047.6975 | 0 | no | no | 0 | 0 | 0 | 0 | 0 |  | 0 | 0 | 0 | 0 | 0 | 21047.6975 | 16030.8309 | 17056.481 | 0 | no | Surplus | yes |  | 0 | 0 | 0 | 196.8956 | 0 | no | 0 | 0 | 0 | 196.8956 | 0 |  |  | 0 | 0 | 0 | 0 | 0 |  | 0 | 0 | 0 | 0 | 0
| 21165.4715 | 0 | yes | Deficit |  |  | 0 | 0 | 0 | 0 | 0 |  | 0 | 0 | 0 | 0 | 4860 | no |  | 0 | 24300 | no | 21165.4715 | 0 | no | no | 0 | 0 | 0 | 0 | 0 |  | 0 | 0 | 0 | 0 | 0 | 21165.4715 | 16402.8689 | 17151.9218 | 0 | no | Surplus | yes |  | 0 | 0 | 0 | 653.6121 | 0 | no | 0 | 0 | 0 | 653.6121 | 0 |  |  | 0 | 0 | 0 | 0 | 0 |  | 0 | 0 | 0 | 0 | 0
| 20665.8443 | 0 | no | Surplus | yes |  | 0 | 0 | 0 | 499.6272 | 0 | no | 0 | 0 | 0 | 499.6272 | 4860 | no | 20665.8443 | 0 | 24300 |  |  | 0 |  |  | 0 | 0 | 0 | 0 | 0 |  | 0 | 0 | 0 | 0 | 0 | 20665.8443 | 16591.3617 | 16747.0375 | 0 | no | Surplus | yes |  | 0 | 0 | 0 | 560.5601 | 0 | no | 0 | 0 | 0 | 560.5601 | 0 |  |  | 0 | 0 | 0 | 0 | 0 |  | 0 | 0 | 0 | 0 | 0
| 20257.1689 | 0 | no | Surplus | yes |  | 0 | 0 | 0 | 408.6754 | 0 | no | 0 | 0 | 0 | 408.6754 | 4860 | no | 20257.1689 | 0 | 24300 |  |  | 0 |  |  | 0 | 0 | 0 | 0 | 0 |  | 0 | 0 | 0 | 0 | 0 | 20257.1689 | 16774.367 | 16415.8581 | 0 | yes | Deficit |  |  | 0 | 0 | 0 | 0 | 0 |  | 0 | 0 | 0 | 0 | 27.3295 | yes |  | 0 | 0 | 0 | 27.3295 | 0 | no | 0 | 0 | 0 | 27.3295 | 0
| 21399.3936 | 0 | yes | Deficit |  |  | 0 | 0 | 0 | 0 | 0 |  | 0 | 0 | 0 | 0 | 4860 | no |  | 0 | 24300 | no | 21399.3936 | 0 | no | no | 0 | 0 | 0 | 0 | 0 |  | 0 | 0 | 0 | 0 | 0 | 21399.3936 | 16428.1026 | 17341.4859 | 0 | yes | Deficit |  |  | 0 | 0 | 0 | 0 | 0 |  | 0 | 0 | 0 | 0 | 12.2445 | yes |  | 0 | 0 | 0 | 12.2445 | 0 | no | 0 | 0 | 0 | 12.2445 | 0
| 20739.9478 | 0 | no | Surplus | yes |  | 0 | 0 | 0 | 659.4457 | 0 | no | 0 | 0 | 0 | 659.4457 | 4860 | no | 20739.9478 | 0 | 24300 |  |  | 0 |  |  | 0 | 0 | 0 | 0 | 0 |  | 0 | 0 | 0 | 0 | 0 | 20739.9478 | 15800.2892 | 16807.089 | 0 | no | Surplus | yes |  | 0 | 0 | 0 | 1541.1967 | 0 | no | 0 | 0 | 0 | 1541.1967 | 0 |  |  | 0 | 0 | 0 | 0 | 0 |  | 0 | 0 | 0 | 0 | 0
| 18827.0539 | 0 | no | Surplus | yes |  | 0 | 0 | 0 | 1912.8939 | 0 | no | 0 | 0 | 0 | 1912.8939 | 4860 | no | 18827.0539 | 0 | 24300 |  |  | 0 |  |  | 0 | 0 | 0 | 0 | 0 |  | 0 | 0 | 0 | 0 | 0 | 18827.0539 | 16248.7435 | 15256.9319 | 0 | no | Surplus | yes |  | 0 | 0 | 0 | 558.3455 | 0 | no | 0 | 0 | 0 | 558.3455 | 0 |  |  | 0 | 0 | 0 | 0 | 0 |  | 0 | 0 | 0 | 0 | 0
| 20741.6877 | 0 | yes | Deficit |  |  | 0 | 0 | 0 | 0 | 0 |  | 0 | 0 | 0 | 0 | 4860 | no |  | 0 | 24300 | no | 20741.6877 | 0 | no | no | 0 | 0 | 0 | 0 | 0 |  | 0 | 0 | 0 | 0 | 0 | 20741.6877 | 16630.193 | 16808.4989 | 0 | yes | Deficit |  |  | 0 | 0 | 0 | 0 | 0 |  | 0 | 0 | 0 | 0 | 1373.2612 | yes |  | 0 | 0 | 0 | 1373.2612 | 0 | no | 0 | 0 | 0 | 1373.2612 | 0
| 21607.537 | 0 | yes | Deficit |  |  | 0 | 0 | 0 | 0 | 0 |  | 0 | 0 | 0 | 0 | 4860 | no |  | 0 | 24300 | no | 21607.537 | 0 | no | no | 0 | 0 | 0 | 0 | 0 |  | 0 | 0 | 0 | 0 | 0 | 21607.537 | 17048.3343 | 17510.1596 | 0 | yes | Deficit |  |  | 0 | 0 | 0 | 0 | 0 |  | 0 | 0 | 0 | 0 | 239.8353 | yes |  | 0 | 0 | 0 | 239.8353 | 0 | no | 0 | 0 | 0 | 239.8353 | 0
| 20526.1714 | 0 | no | Surplus | yes |  | 0 | 0 | 0 | 1081.3655 | 0 | no | 0 | 0 | 0 | 1081.3655 | 4860 | no | 20526.1714 | 0 | 24300 |  |  | 0 |  |  | 0 | 0 | 0 | 0 | 0 |  | 0 | 0 | 0 | 0 | 0 | 20526.1714 | 16678.22 | 16633.8504 | 0 | no | Surplus | yes |  | 0 | 0 | 0 | 831.9396 | 0 | no | 0 | 0 | 0 | 831.9396 | 0 |  |  | 0 | 0 | 0 | 0 | 0 |  | 0 | 0 | 0 | 0 | 0
| 21419.7921 | 0 | yes | Deficit |  |  | 0 | 0 | 0 | 0 | 0 |  | 0 | 0 | 0 | 0 | 4860 | no |  | 0 | 24300 | no | 21419.7921 | 0 | no | no | 0 | 0 | 0 | 0 | 0 |  | 0 | 0 | 0 | 0 | 0 | 21419.7921 | 15963.6384 | 17358.0163 | 0 | no | Surplus | yes |  | 0 | 0 | 0 | 670.212 | 0 | no | 0 | 0 | 0 | 670.212 | 0 |  |  | 0 | 0 | 0 | 0 | 0 |  | 0 | 0 | 0 | 0 | 0
| 20022.0482 | 0 | no | Surplus | yes |  | 0 | 0 | 0 | 1397.7439 | 0 | no | 0 | 0 | 0 | 1397.7439 | 4860 | no | 20022.0482 | 0 | 24300 |  |  | 0 |  |  | 0 | 0 | 0 | 0 | 0 |  | 0 | 0 | 0 | 0 | 0 | 20022.0482 | 17267.4156 | 16225.3227 | 0 | no | Surplus | yes |  | 0 | 0 | 0 | 90.6007 | 0 | no | 0 | 0 | 0 | 90.6007 | 0 |  |  | 0 | 0 | 0 | 0 | 0 |  | 0 | 0 | 0 | 0 | 0
| 20229.168 | 0 | yes | Deficit |  |  | 0 | 0 | 0 | 0 | 0 |  | 0 | 0 | 0 | 0 | 4860 | no |  | 0 | 24300 | no | 20229.168 | 0 | no | no | 0 | 0 | 0 | 0 | 0 |  | 0 | 0 | 0 | 0 | 0 | 20229.168 | 16815.9641 | 16393.167 | 0 | yes | Deficit |  |  | 0 | 0 | 0 | 0 | 0 |  | 0 | 0 | 0 | 0 | 590.6414 | yes |  | 0 | 0 | 0 | 590.6414 | 0 | no | 0 | 0 | 0 | 590.6414 | 0
| 23133.4029 | 0 | yes | Deficit |  |  | 0 | 0 | 0 | 0 | 0 |  | 0 | 0 | 0 | 0 | 4860 | no |  | 0 | 24300 | no | 23133.4029 | 0 | no | no | 0 | 0 | 0 | 0 | 0 |  | 0 | 0 | 0 | 0 | 0 | 23133.4029 | 17188.4098 | 18746.6798 | 0 | yes | Deficit |  |  | 0 | 0 | 0 | 0 | 0 |  | 0 | 0 | 0 | 0 | 795.2428 | yes |  | 0 | 0 | 0 | 795.2428 | 0 | no | 0 | 0 | 0 | 795.2428 | 0
| 18556.9524 | 0 | no | Surplus | yes |  | 0 | 0 | 0 | 4576.4506 | 0 | no | 0 | 0 | 0 | 4576.4506 | 4860 | no | 18556.9524 | 0 | 24300 |  |  | 0 |  |  | 0 | 0 | 0 | 0 | 0 |  | 0 | 0 | 0 | 0 | 0 | 18556.9524 | 17390.985 | 15038.0489 | 0 | no | Surplus | yes |  | 0 | 0 | 0 | 1355.6948 | 0 | no | 0 | 0 | 0 | 1355.6948 | 0 |  |  | 0 | 0 | 0 | 0 | 0 |  | 0 | 0 | 0 | 0 | 0
| 19109.2916 | 0 | yes | Deficit |  |  | 0 | 0 | 0 | 0 | 0 |  | 0 | 0 | 0 | 0 | 4860 | no |  | 0 | 24300 | no | 19109.2916 | 0 | no | no | 0 | 0 | 0 | 0 | 0 |  | 0 | 0 | 0 | 0 | 0 | 19109.2916 | 17193.9965 | 15485.6496 | 0 | yes | Deficit |  |  | 0 | 0 | 0 | 0 | 0 |  | 0 | 0 | 0 | 0 | 2155.9476 | yes |  | 0 | 0 | 0 | 2155.9476 | 0 | no | 0 | 0 | 0 | 2155.9476 | 0
| 18301.1123 | 0 | no | Surplus | yes |  | 0 | 0 | 0 | 808.1793 | 0 | no | 0 | 0 | 0 | 808.1793 | 4860 | no | 18301.1123 | 0 | 24300 |  |  | 0 |  |  | 0 | 0 | 0 | 0 | 0 |  | 0 | 0 | 0 | 0 | 0 | 18301.1123 | 17290.601 | 14830.7231 | 0 | yes | Deficit |  |  | 0 | 0 | 0 | 0 | 0 |  | 0 | 0 | 0 | 0 | 1804.9514 | yes |  | 0 | 0 | 0 | 1804.9514 | 0 | no | 0 | 0 | 0 | 1804.9514 | 0
| 17910.2651 | 0 | no | Surplus | yes |  | 0 | 0 | 0 | 390.8472 | 0 | no | 0 | 0 | 0 | 390.8472 | 4860 | no | 17910.2651 | 0 | 24300 |  |  | 0 |  |  | 0 | 0 | 0 | 0 | 0 |  | 0 | 0 | 0 | 0 | 0 | 17910.2651 | 16709.4094 | 14513.9912 | 0 | yes | Deficit |  |  | 0 | 0 | 0 | 0 | 0 |  | 0 | 0 | 0 | 0 | 1878.6863 | yes |  | 0 | 0 | 0 | 1878.6863 | 0 | no | 0 | 0 | 0 | 1878.6863 | 0
| 18842.2657 | 0 | yes | Deficit |  |  | 0 | 0 | 0 | 0 | 0 |  | 0 | 0 | 0 | 0 | 4860 | no |  | 0 | 24300 | no | 18842.2657 | 0 | no | no | 0 | 0 | 0 | 0 | 0 |  | 0 | 0 | 0 | 0 | 0 | 18842.2657 | 16670.2034 | 15269.2591 | 0 | yes | Deficit |  |  | 0 | 0 | 0 | 0 | 0 |  | 0 | 0 | 0 | 0 | 2156.2122 | yes |  | 0 | 0 | 0 | 2156.2122 | 0 | no | 0 | 0 | 0 | 2156.2122 | 0
| 21396.2074 | 0 | yes | Deficit |  |  | 0 | 0 | 0 | 0 | 0 |  | 0 | 0 | 0 | 0 | 4860 | no |  | 0 | 24300 | no | 21396.2074 | 0 | no | no | 0 | 0 | 0 | 0 | 0 |  | 0 | 0 | 0 | 0 | 0 | 21396.2074 | 15966.1377 | 17338.9039 | 0 | yes | Deficit |  |  | 0 | 0 | 0 | 0 | 0 |  | 0 | 0 | 0 | 0 | 696.8787 | yes |  | 0 | 0 | 0 | 696.8787 | 0 | no | 0 | 0 | 0 | 696.8787 | 0
| 18072.1824 | 0 | no | Surplus | yes |  | 0 | 0 | 0 | 3324.025 | 0 | no | 0 | 0 | 0 | 3324.025 | 4860 | no | 18072.1824 | 0 | 24300 |  |  | 0 |  |  | 0 | 0 | 0 | 0 | 0 |  | 0 | 0 | 0 | 0 | 0 | 18072.1824 | 16436.1686 | 14645.2045 | 0 | no | Surplus | yes |  | 0 | 0 | 0 | 902.7353 | 0 | no | 0 | 0 | 0 | 902.7353 | 0 |  |  | 0 | 0 | 0 | 0 | 0 |  | 0 | 0 | 0 | 0 | 0
| 17803.3546 | 0 | no | Surplus | yes |  | 0 | 0 | 0 | 268.8278 | 0 | no | 0 | 0 | 0 | 268.8278 | 4860 | no | 17803.3546 | 0 | 24300 |  |  | 0 |  |  | 0 | 0 | 0 | 0 | 0 |  | 0 | 0 | 0 | 0 | 0 | 17803.3546 | 16589.5986 | 14427.3538 | 0 | yes | Deficit |  |  | 0 | 0 | 0 | 0 | 0 |  | 0 | 0 | 0 | 0 | 1944.3941 | yes |  | 0 | 0 | 0 | 1944.3941 | 0 | no | 0 | 0 | 0 | 1944.3941 | 0
| 18481.9941 | 0 | yes | Deficit |  |  | 0 | 0 | 0 | 0 | 0 |  | 0 | 0 | 0 | 0 | 4860 | no |  | 0 | 24300 | no | 18481.9941 | 0 | no | no | 0 | 0 | 0 | 0 | 0 |  | 0 | 0 | 0 | 0 | 0 | 18481.9941 | 16308.8319 | 14977.3048 | 0 | yes | Deficit |  |  | 0 | 0 | 0 | 0 | 0 |  | 0 | 0 | 0 | 0 | 1881.4781 | yes |  | 0 | 0 | 0 | 1881.4781 | 0 | no | 0 | 0 | 0 | 1881.4781 | 0
| 18115.3886 | 0 | no | Surplus | yes |  | 0 | 0 | 0 | 366.6055 | 0 | no | 0 | 0 | 0 | 366.6055 | 4860 | no | 18115.3886 | 0 | 24300 |  |  | 0 |  |  | 0 | 0 | 0 | 0 | 0 |  | 0 | 0 | 0 | 0 | 0 | 18115.3886 | 13109.8009 | 14680.2177 | 0 | no | Surplus | yes |  | 0 | 0 | 0 | 1867.5039 | 0 | no | 0 | 0 | 0 | 1867.5039 | 0 |  |  | 0 | 0 | 0 | 0 | 0 |  | 0 | 0 | 0 | 0 | 0
| 17009.5184 | 0 | no | Surplus | yes |  | 0 | 0 | 0 | 1105.8702 | 0 | no | 0 | 0 | 0 | 1105.8702 | 4860 | no | 17009.5184 | 0 | 24300 |  |  | 0 |  |  | 0 | 0 | 0 | 0 | 0 |  | 0 | 0 | 0 | 0 | 0 | 17009.5184 | 13457.4402 | 13784.0506 | 0 | no | Surplus | yes |  | 0 | 0 | 0 | 1222.7775 | 0 | no | 0 | 0 | 0 | 1222.7775 | 0 |  |  | 0 | 0 | 0 | 0 | 0 |  | 0 | 0 | 0 | 0 | 0
| 14817.9172 | 0 | no | Surplus | yes |  | 0 | 0 | 0 | 2191.6012 | 0 | no | 0 | 0 | 0 | 2191.6012 | 4860 | no | 14817.9172 | 0 | 24300 |  |  | 0 |  |  | 0 | 0 | 0 | 0 | 0 |  | 0 | 0 | 0 | 0 | 0 | 14817.9172 | 14090.7728 | 12008.0366 | 0 | yes | Deficit |  |  | 0 | 0 | 0 | 0 | 0 |  | 0 | 0 | 0 | 0 | 306.7222 | yes |  | 0 | 0 | 0 | 306.7222 | 0 | no | 0 | 0 | 0 | 306.7222 | 0
| 14150.684 | 0 | no | Surplus | yes |  | 0 | 0 | 0 | 667.2332 | 0 | no | 0 | 0 | 0 | 667.2332 | 4860 | no | 14150.684 | 0 | 24300 |  |  | 0 |  |  | 0 | 0 | 0 | 0 | 0 |  | 0 | 0 | 0 | 0 | 0 | 14150.684 | 14087.9114 | 11467.329 | 0 | yes | Deficit |  |  | 0 | 0 | 0 | 0 | 0 |  | 0 | 0 | 0 | 0 | 2079.8748 | yes |  | 0 | 0 | 0 | 2079.8748 | 0 | no | 0 | 0 | 0 | 2079.8748 | 0
| 14772.1414 | 0 | yes | Deficit |  |  | 0 | 0 | 0 | 0 | 0 |  | 0 | 0 | 0 | 0 | 4860 | no |  | 0 | 24300 | no | 14772.1414 | 0 | no | no | 0 | 0 | 0 | 0 | 0 |  | 0 | 0 | 0 | 0 | 0 | 14772.1414 | 13092.3122 | 11970.9411 | 0 | yes | Deficit |  |  | 0 | 0 | 0 | 0 | 0 |  | 0 | 0 | 0 | 0 | 1624.9832 | yes |  | 0 | 0 | 0 | 1624.9832 | 0 | no | 0 | 0 | 0 | 1624.9832 | 0
| 16378.752 | 0 | yes | Deficit |  |  | 0 | 0 | 0 | 0 | 0 |  | 0 | 0 | 0 | 0 | 4860 | no |  | 0 | 24300 | no | 16378.752 | 0 | no | no | 0 | 0 | 0 | 0 | 0 |  | 0 | 0 | 0 | 0 | 0 | 16378.752 | 15274.3635 | 13272.8946 | 0 | yes | Deficit |  |  | 0 | 0 | 0 | 0 | 0 |  | 0 | 0 | 0 | 0 | 3303.4224 | yes |  | 0 | 0 | 0 | 3303.4224 | 0 | no | 0 | 0 | 0 | 3303.4224 | 0
| 18651.1674 | 0 | yes | Deficit |  |  | 0 | 0 | 0 | 0 | 0 |  | 0 | 0 | 0 | 0 | 4860 | no |  | 0 | 24300 | no | 18651.1674 | 0 | no | no | 0 | 0 | 0 | 0 | 0 |  | 0 | 0 | 0 | 0 | 0 | 18651.1674 | 12845.3229 | 15114.3982 | 0 | no | Surplus | yes |  | 0 | 0 | 0 | 427.5717 | 0 | no | 0 | 0 | 0 | 427.5717 | 0 |  |  | 0 | 0 | 0 | 0 | 0 |  | 0 | 0 | 0 | 0 | 0
| 20273.6837 | 0 | yes | Deficit |  |  | 0 | 0 | 0 | 0 | 0 |  | 0 | 0 | 0 | 0 | 4860 | no |  | 0 | 24300 | no | 20273.6837 | 0 | no | no | 0 | 0 | 0 | 0 | 0 |  | 0 | 0 | 0 | 0 | 0 | 20273.6837 | 13021.4686 | 16429.2412 | 0 | no | Surplus | yes |  | 0 | 0 | 0 | 2092.9297 | 0 | no | 0 | 0 | 0 | 2092.9297 | 0 |  |  | 0 | 0 | 0 | 0 | 0 |  | 0 | 0 | 0 | 0 | 0
| 21430.2375 | 0 | yes | Deficit |  |  | 0 | 0 | 0 | 0 | 0 |  | 0 | 0 | 0 | 0 | 4860 | no |  | 0 | 24300 | no | 21430.2375 | 0 | no | no | 0 | 0 | 0 | 0 | 0 |  | 0 | 0 | 0 | 0 | 0 | 21430.2375 | 12756.3498 | 17366.4809 | 0 | no | Surplus | yes |  | 0 | 0 | 0 | 3672.8914 | 0 | no | 0 | 0 | 0 | 3672.8914 | 0 |  |  | 0 | 0 | 0 | 0 | 0 |  | 0 | 0 | 0 | 0 | 0
| 17534.5245 | 0 | no | Surplus | yes |  | 0 | 0 | 0 | 3895.713 | 0 | no | 0 | 0 | 0 | 3895.713 | 4860 | no | 17534.5245 | 0 | 24300 |  |  | 0 |  |  | 0 | 0 | 0 | 0 | 0 |  | 0 | 0 | 0 | 0 | 0 | 17534.5245 | 13533.872 | 14209.5012 | 0 | no | Surplus | yes |  | 0 | 0 | 0 | 3832.6089 | 0 | no | 0 | 0 | 0 | 3832.6089 | 0 |  |  | 0 | 0 | 0 | 0 | 0 |  | 0 | 0 | 0 | 0 | 0
| 16767.298 | 0 | no | Surplus | yes |  | 0 | 0 | 0 | 767.2265 | 0 | no | 0 | 0 | 0 | 767.2265 | 4860 | no | 16767.298 | 0 | 24300 |  |  | 0 |  |  | 0 | 0 | 0 | 0 | 0 |  | 0 | 0 | 0 | 0 | 0 | 16767.298 | 13519.6276 | 13587.7617 | 0 | no | Surplus | yes |  | 0 | 0 | 0 | 689.8736 | 0 | no | 0 | 0 | 0 | 689.8736 | 0 |  |  | 0 | 0 | 0 | 0 | 0 |  | 0 | 0 | 0 | 0 | 0
| 19424.7024 | 0 | yes | Deficit |  |  | 0 | 0 | 0 | 0 | 0 |  | 0 | 0 | 0 | 0 | 4860 | no |  | 0 | 24300 | no | 19424.7024 | 0 | no | no | 0 | 0 | 0 | 0 | 0 |  | 0 | 0 | 0 | 0 | 0 | 19424.7024 | 14976.9132 | 15741.25 | 0 | yes | Deficit |  |  | 0 | 0 | 0 | 0 | 0 |  | 0 | 0 | 0 | 0 | 1389.1514 | yes |  | 0 | 0 | 0 | 1389.1514 | 0 | no | 0 | 0 | 0 | 1389.1514 | 0
| 21102.875 | 0 | yes | Deficit |  |  | 0 | 0 | 0 | 0 | 0 |  | 0 | 0 | 0 | 0 | 4860 | no |  | 0 | 24300 | no | 21102.875 | 0 | no | no | 0 | 0 | 0 | 0 | 0 |  | 0 | 0 | 0 | 0 | 0 | 21102.875 | 14212.7243 | 17101.1953 | 0 | no | Surplus | yes |  | 0 | 0 | 0 | 1528.5257 | 0 | no | 0 | 0 | 0 | 1528.5257 | 0 |  |  | 0 | 0 | 0 | 0 | 0 |  | 0 | 0 | 0 | 0 | 0
| 22464.4022 | 0 | yes | Deficit |  |  | 0 | 0 | 0 | 0 | 0 |  | 0 | 0 | 0 | 0 | 4860 | no |  | 0 | 24300 | no | 22464.4022 | 0 | no | no | 0 | 0 | 0 | 0 | 0 |  | 0 | 0 | 0 | 0 | 0 | 22464.4022 | 13837.3199 | 18204.5398 | 0 | no | Surplus | yes |  | 0 | 0 | 0 | 3263.8753 | 0 | no | 0 | 0 | 0 | 3263.8753 | 0 |  |  | 0 | 0 | 0 | 0 | 0 |  | 0 | 0 | 0 | 0 | 0
| 21341.7493 | 0 | no | Surplus | yes |  | 0 | 0 | 0 | 1122.6529 | 0 | no | 0 | 0 | 0 | 1122.6529 | 4860 | no | 21341.7493 | 0 | 24300 |  |  | 0 |  |  | 0 | 0 | 0 | 0 | 0 |  | 0 | 0 | 0 | 0 | 0 | 21341.7493 | 14747.2149 | 17294.7725 | 0 | no | Surplus | yes |  | 0 | 0 | 0 | 3457.3249 | 0 | no | 0 | 0 | 0 | 3457.3249 | 0 |  |  | 0 | 0 | 0 | 0 | 0 |  | 0 | 0 | 0 | 0 | 0
| 20673.8982 | 0 | no | Surplus | yes |  | 0 | 0 | 0 | 667.8511 | 0 | no | 0 | 0 | 0 | 667.8511 | 4860 | no | 20673.8982 | 0 | 24300 |  |  | 0 |  |  | 0 | 0 | 0 | 0 | 0 |  | 0 | 0 | 0 | 0 | 0 | 20673.8982 | 16032.6408 | 16753.5642 | 0 | no | Surplus | yes |  | 0 | 0 | 0 | 1262.1317 | 0 | no | 0 | 0 | 0 | 1262.1317 | 0 |  |  | 0 | 0 | 0 | 0 | 0 |  | 0 | 0 | 0 | 0 | 0
| 18360.2673 | 0 | no | Surplus | yes |  | 0 | 0 | 0 | 2313.6309 | 0 | no | 0 | 0 | 0 | 2313.6309 | 4860 | no | 18360.2673 | 0 | 24300 |  |  | 0 |  |  | 0 | 0 | 0 | 0 | 0 |  | 0 | 0 | 0 | 0 | 0 | 18360.2673 | 16086.2358 | 14878.6607 | 0 | no | Surplus | yes |  | 0 | 0 | 0 | 667.3284 | 0 | no | 0 | 0 | 0 | 667.3284 | 0 |  |  | 0 | 0 | 0 | 0 | 0 |  | 0 | 0 | 0 | 0 | 0
| 18333.0485 | 0 | no | Surplus | yes |  | 0 | 0 | 0 | 27.2188 | 0 | no | 0 | 0 | 0 | 27.2188 | 4860 | no | 18333.0485 | 0 | 24300 |  |  | 0 |  |  | 0 | 0 | 0 | 0 | 0 |  | 0 | 0 | 0 | 0 | 0 | 18333.0485 | 15788.1799 | 14856.6033 | 0 | yes | Deficit |  |  | 0 | 0 | 0 | 0 | 0 |  | 0 | 0 | 0 | 0 | 909.5192 | yes |  | 0 | 0 | 0 | 909.5192 | 0 | no | 0 | 0 | 0 | 909.5192 | 0
| 21279.8646 | 0 | yes | Deficit |  |  | 0 | 0 | 0 | 0 | 0 |  | 0 | 0 | 0 | 0 | 4860 | no |  | 0 | 24300 | no | 21279.8646 | 0 | no | no | 0 | 0 | 0 | 0 | 0 |  | 0 | 0 | 0 | 0 | 0 | 21279.8646 | 16303.6667 | 17244.6228 | 0 | yes | Deficit |  |  | 0 | 0 | 0 | 0 | 0 |  | 0 | 0 | 0 | 0 | 1447.0634 | yes |  | 0 | 0 | 0 | 1447.0634 | 0 | no | 0 | 0 | 0 | 1447.0634 | 0
| 19917.4027 | 0 | no | Surplus | yes |  | 0 | 0 | 0 | 1362.4619 | 0 | no | 0 | 0 | 0 | 1362.4619 | 4860 | no | 19917.4027 | 0 | 24300 |  |  | 0 |  |  | 0 | 0 | 0 | 0 | 0 |  | 0 | 0 | 0 | 0 | 0 | 19917.4027 | 16264.6365 | 16140.5208 | 0 | no | Surplus | yes |  | 0 | 0 | 0 | 979.9864 | 0 | no | 0 | 0 | 0 | 979.9864 | 0 |  |  | 0 | 0 | 0 | 0 | 0 |  | 0 | 0 | 0 | 0 | 0
| 21394.9916 | 0 | yes | Deficit |  |  | 0 | 0 | 0 | 0 | 0 |  | 0 | 0 | 0 | 0 | 4860 | no |  | 0 | 24300 | no | 21394.9916 | 0 | no | no | 0 | 0 | 0 | 0 | 0 |  | 0 | 0 | 0 | 0 | 0 | 21394.9916 | 16114.7854 | 17337.9186 | 0 | no | Surplus | yes |  | 0 | 0 | 0 | 25.7354 | 0 | no | 0 | 0 | 0 | 25.7354 | 0 |  |  | 0 | 0 | 0 | 0 | 0 |  | 0 | 0 | 0 | 0 | 0
| 18569.9859 | 0 | no | Surplus | yes |  | 0 | 0 | 0 | 2825.0056 | 0 | no | 0 | 0 | 0 | 2825.0056 | 4860 | no | 18569.9859 | 0 | 24300 |  |  | 0 |  |  | 0 | 0 | 0 | 0 | 0 |  | 0 | 0 | 0 | 0 | 0 | 18569.9859 | 16081.9772 | 15048.611 | 0 | no | Surplus | yes |  | 0 | 0 | 0 | 1255.9414 | 0 | no | 0 | 0 | 0 | 1255.9414 | 0 |  |  | 0 | 0 | 0 | 0 | 0 |  | 0 | 0 | 0 | 0 | 0
| 17614.0415 | 0 | no | Surplus | yes |  | 0 | 0 | 0 | 955.9445 | 0 | no | 0 | 0 | 0 | 955.9445 | 4860 | no | 17614.0415 | 0 | 24300 |  |  | 0 |  |  | 0 | 0 | 0 | 0 | 0 |  | 0 | 0 | 0 | 0 | 0 | 17614.0415 | 16130.7962 | 14273.9396 | 0 | yes | Deficit |  |  | 0 | 0 | 0 | 0 | 0 |  | 0 | 0 | 0 | 0 | 1082.1852 | yes |  | 0 | 0 | 0 | 1082.1852 | 0 | no | 0 | 0 | 0 | 1082.1852 | 0
| 18375.3077 | 0 | yes | Deficit |  |  | 0 | 0 | 0 | 0 | 0 |  | 0 | 0 | 0 | 0 | 4860 | no |  | 0 | 24300 | no | 18375.3077 | 0 | no | no | 0 | 0 | 0 | 0 | 0 |  | 0 | 0 | 0 | 0 | 0 | 18375.3077 | 15104.2454 | 14890.8491 | 0 | yes | Deficit |  |  | 0 | 0 | 0 | 0 | 0 |  | 0 | 0 | 0 | 0 | 830.3058 | yes |  | 0 | 0 | 0 | 830.3058 | 0 | no | 0 | 0 | 0 | 830.3058 | 0
| 20305.8196 | 0 | yes | Deficit |  |  | 0 | 0 | 0 | 0 | 0 |  | 0 | 0 | 0 | 0 | 4860 | no |  | 0 | 24300 | no | 20305.8196 | 0 | no | no | 0 | 0 | 0 | 0 | 0 |  | 0 | 0 | 0 | 0 | 0 | 20305.8196 | 14683.1834 | 16455.2833 | 0 | no | Surplus | yes |  | 0 | 0 | 0 | 207.6656 | 0 | no | 0 | 0 | 0 | 207.6656 | 0 |  |  | 0 | 0 | 0 | 0 | 0 |  | 0 | 0 | 0 | 0 | 0
| 16241.2846 | 0 | no | Surplus | yes |  | 0 | 0 | 0 | 4064.535 | 0 | no | 0 | 0 | 0 | 4064.535 | 4860 | no | 16241.2846 | 0 | 24300 |  |  | 0 |  |  | 0 | 0 | 0 | 0 | 0 |  | 0 | 0 | 0 | 0 | 0 | 16241.2846 | 14763.3033 | 13161.4948 | 0 | no | Surplus | yes |  | 0 | 0 | 0 | 1691.98 | 0 | no | 0 | 0 | 0 | 1691.98 | 0 |  |  | 0 | 0 | 0 | 0 | 0 |  | 0 | 0 | 0 | 0 | 0
| 14262.9094 | 0 | no | Surplus | yes |  | 0 | 0 | 0 | 1978.3752 | 0 | no | 0 | 0 | 0 | 1978.3752 | 4860 | no | 14262.9094 | 0 | 24300 |  |  | 0 |  |  | 0 | 0 | 0 | 0 | 0 |  | 0 | 0 | 0 | 0 | 0 | 14262.9094 | 15199.3293 | 11558.2734 | 0 | yes | Deficit |  |  | 0 | 0 | 0 | 0 | 0 |  | 0 | 0 | 0 | 0 | 2037.8345 | yes |  | 0 | 0 | 0 | 2037.8345 | 0 | no | 0 | 0 | 0 | 2037.8345 | 0
| 14011.9309 | 0 | no | Surplus | yes |  | 0 | 0 | 0 | 250.9784 | 0 | no | 0 | 0 | 0 | 250.9784 | 4860 | no | 14011.9309 | 0 | 24300 |  |  | 0 |  |  | 0 | 0 | 0 | 0 | 0 |  | 0 | 0 | 0 | 0 | 0 | 14011.9309 | 15427.568 | 11354.8873 | 0 | yes | Deficit |  |  | 0 | 0 | 0 | 0 | 0 |  | 0 | 0 | 0 | 0 | 3869.2946 | yes |  | 0 | 0 | 0 | 3869.2946 | 0 | no | 0 | 0 | 0 | 3869.2946 | 0
| 17315.295 | 0 | yes | Deficit |  |  | 0 | 0 | 0 | 0 | 0 |  | 0 | 0 | 0 | 0 | 4860 | no |  | 0 | 24300 | no | 17315.295 | 0 | no | no | 0 | 0 | 0 | 0 | 0 |  | 0 | 0 | 0 | 0 | 0 | 17315.295 | 15038.7699 | 14031.8436 | 0 | yes | Deficit |  |  | 0 | 0 | 0 | 0 | 0 |  | 0 | 0 | 0 | 0 | 3683.8826 | yes |  | 0 | 0 | 0 | 3683.8826 | 0 | no | 0 | 0 | 0 | 3683.8826 | 0
| 15298.5847 | 0 | no | Surplus | yes |  | 0 | 0 | 0 | 2016.7103 | 0 | no | 0 | 0 | 0 | 2016.7103 | 4860 | no | 15298.5847 | 0 | 24300 |  |  | 0 |  |  | 0 | 0 | 0 | 0 | 0 |  | 0 | 0 | 0 | 0 | 0 | 15298.5847 | 14807.7434 | 12397.5565 | 0 | yes | Deficit |  |  | 0 | 0 | 0 | 0 | 0 |  | 0 | 0 | 0 | 0 | 775.8998 | yes |  | 0 | 0 | 0 | 775.8998 | 0 | no | 0 | 0 | 0 | 775.8998 | 0
| 14236.5704 | 0 | no | Surplus | yes |  | 0 | 0 | 0 | 1062.0143 | 0 | no | 0 | 0 | 0 | 1062.0143 | 4860 | no | 14236.5704 | 0 | 24300 |  |  | 0 |  |  | 0 | 0 | 0 | 0 | 0 |  | 0 | 0 | 0 | 0 | 0 | 14236.5704 | 16953.831 | 11536.929 | 0 | yes | Deficit |  |  | 0 | 0 | 0 | 0 | 0 |  | 0 | 0 | 0 | 0 | 4556.2746 | yes |  | 0 | 0 | 0 | 4556.2746 | 0 | no | 0 | 0 | 0 | 4556.2746 | 0
| 13019.4267 | 0 | no | Surplus | yes |  | 0 | 0 | 0 | 1217.1436 | 0 | no | 0 | 0 | 0 | 1217.1436 | 4860 | no | 13019.4267 | 0 | 24300 |  |  | 0 |  |  | 0 | 0 | 0 | 0 | 0 |  | 0 | 0 | 0 | 0 | 0 | 13019.4267 | 15613.1958 | 10550.5889 | 0 | yes | Deficit |  |  | 0 | 0 | 0 | 0 | 0 |  | 0 | 0 | 0 | 0 | 4076.2668 | yes |  | 0 | 0 | 0 | 4076.2668 | 0 | no | 0 | 0 | 0 | 4076.2668 | 0
| 13125.686 | 0 | yes | Deficit |  |  | 0 | 0 | 0 | 0 | 0 |  | 0 | 0 | 0 | 0 | 4860 | no |  | 0 | 24300 | no | 13125.686 | 0 | no | no | 0 | 0 | 0 | 0 | 0 |  | 0 | 0 | 0 | 0 | 0 | 13125.686 | 15841.8223 | 10636.6985 | 0 | yes | Deficit |  |  | 0 | 0 | 0 | 0 | 0 |  | 0 | 0 | 0 | 0 | 5291.2334 | yes |  | 0 | 0 | 0 | 5291.2334 | 0 | no | 0 | 0 | 0 | 5291.2334 | 0
| 14810.2372 | 0 | yes | Deficit |  |  | 0 | 0 | 0 | 0 | 0 |  | 0 | 0 | 0 | 0 | 4860 | no |  | 0 | 24300 | no | 14810.2372 | 0 | no | no | 0 | 0 | 0 | 0 | 0 |  | 0 | 0 | 0 | 0 | 0 | 14810.2372 | 16013.6962 | 12001.8129 | 0 | yes | Deficit |  |  | 0 | 0 | 0 | 0 | 0 |  | 0 | 0 | 0 | 0 | 5376.9976 | yes |  | 0 | 0 | 0 | 5376.9976 | 0 | no | 0 | 0 | 0 | 5376.9976 | 0
| 13162.7469 | 0 | no | Surplus | yes |  | 0 | 0 | 0 | 1647.4903 | 0 | no | 0 | 0 | 0 | 1647.4903 | 4860 | no | 13162.7469 | 0 | 24300 |  |  | 0 |  |  | 0 | 0 | 0 | 0 | 0 |  | 0 | 0 | 0 | 0 | 0 | 13162.7469 | 16088.8134 | 10666.7317 | 0 | yes | Deficit |  |  | 0 | 0 | 0 | 0 | 0 |  | 0 | 0 | 0 | 0 | 4087.0005 | yes |  | 0 | 0 | 0 | 4087.0005 | 0 | no | 0 | 0 | 0 | 4087.0005 | 0
| 12754.5977 | 0 | no | Surplus | yes |  | 0 | 0 | 0 | 408.1491 | 0 | no | 0 | 0 | 0 | 408.1491 | 4860 | no | 12754.5977 | 0 | 24300 |  |  | 0 |  |  | 0 | 0 | 0 | 0 | 0 |  | 0 | 0 | 0 | 0 | 0 | 12754.5977 | 13400.9454 | 10335.9787 | 0 | yes | Deficit |  |  | 0 | 0 | 0 | 0 | 0 |  | 0 | 0 | 0 | 0 | 2734.2137 | yes |  | 0 | 0 | 0 | 2734.2137 | 0 | no | 0 | 0 | 0 | 2734.2137 | 0
| 14387.9651 | 0 | yes | Deficit |  |  | 0 | 0 | 0 | 0 | 0 |  | 0 | 0 | 0 | 0 | 4860 | no |  | 0 | 24300 | no | 14387.9651 | 0 | no | no | 0 | 0 | 0 | 0 | 0 |  | 0 | 0 | 0 | 0 | 0 | 14387.9651 | 16071.5368 | 11659.6151 | 0 | yes | Deficit |  |  | 0 | 0 | 0 | 0 | 0 |  | 0 | 0 | 0 | 0 | 5735.5581 | yes |  | 0 | 0 | 0 | 5735.5581 | 0 | no | 0 | 0 | 0 | 5735.5581 | 0
| 16925.874 | 0 | yes | Deficit |  |  | 0 | 0 | 0 | 0 | 0 |  | 0 | 0 | 0 | 0 | 4860 | no |  | 0 | 24300 | no | 16925.874 | 0 | no | no | 0 | 0 | 0 | 0 | 0 |  | 0 | 0 | 0 | 0 | 0 | 16925.874 | 16627.7224 | 13716.2674 | 0 | yes | Deficit |  |  | 0 | 0 | 0 | 0 | 0 |  | 0 | 0 | 0 | 0 | 4968.1072 | yes |  | 0 | 0 | 0 | 4968.1072 | 0 | no | 0 | 0 | 0 | 4968.1072 | 0
| 15023.1678 | 0 | no | Surplus | yes |  | 0 | 0 | 0 | 1902.7062 | 0 | no | 0 | 0 | 0 | 1902.7062 | 4860 | no | 15023.1678 | 0 | 24300 |  |  | 0 |  |  | 0 | 0 | 0 | 0 | 0 |  | 0 | 0 | 0 | 0 | 0 | 15023.1678 | 16017.6698 | 12174.3662 | 0 | yes | Deficit |  |  | 0 | 0 | 0 | 0 | 0 |  | 0 | 0 | 0 | 0 | 2301.4024 | yes |  | 0 | 0 | 0 | 2301.4024 | 0 | no | 0 | 0 | 0 | 2301.4024 | 0
| 15413.7271 | 0 | yes | Deficit |  |  | 0 | 0 | 0 | 0 | 0 |  | 0 | 0 | 0 | 0 | 4860 | no |  | 0 | 24300 | no | 15413.7271 | 0 | no | no | 0 | 0 | 0 | 0 | 0 |  | 0 | 0 | 0 | 0 | 0 | 15413.7271 | 16302.4336 | 12490.8647 | 0 | yes | Deficit |  |  | 0 | 0 | 0 | 0 | 0 |  | 0 | 0 | 0 | 0 | 4128.0674 | yes |  | 0 | 0 | 0 | 4128.0674 | 0 | no | 0 | 0 | 0 | 4128.0674 | 0
| 15078.495 | 0 | no | Surplus | yes |  | 0 | 0 | 0 | 335.2321 | 0 | no | 0 | 0 | 0 | 335.2321 | 4860 | no | 15078.495 | 0 | 24300 |  |  | 0 |  |  | 0 | 0 | 0 | 0 | 0 |  | 0 | 0 | 0 | 0 | 0 | 15078.495 | 16266.2139 | 12219.2018 | 0 | yes | Deficit |  |  | 0 | 0 | 0 | 0 | 0 |  | 0 | 0 | 0 | 0 | 3775.3492 | yes |  | 0 | 0 | 0 | 3775.3492 | 0 | no | 0 | 0 | 0 | 3775.3492 | 0
| 17317.6694 | 0 | yes | Deficit |  |  | 0 | 0 | 0 | 0 | 0 |  | 0 | 0 | 0 | 0 | 4860 | no |  | 0 | 24300 | no | 17317.6694 | 0 | no | no | 0 | 0 | 0 | 0 | 0 |  | 0 | 0 | 0 | 0 | 0 | 17317.6694 | 16960.0475 | 14033.7677 | 0 | yes | Deficit |  |  | 0 | 0 | 0 | 0 | 0 |  | 0 | 0 | 0 | 0 | 4740.8458 | yes |  | 0 | 0 | 0 | 4740.8458 | 0 | no | 0 | 0 | 0 | 4740.8458 | 0
| 16841.1862 | 0 | no | Surplus | yes |  | 0 | 0 | 0 | 476.4831 | 0 | no | 0 | 0 | 0 | 476.4831 | 4860 | no | 16841.1862 | 0 | 24300 |  |  | 0 |  |  | 0 | 0 | 0 | 0 | 0 |  | 0 | 0 | 0 | 0 | 0 | 16841.1862 | 16992.7365 | 13647.6388 | 0 | yes | Deficit |  |  | 0 | 0 | 0 | 0 | 0 |  | 0 | 0 | 0 | 0 | 2958.9687 | yes |  | 0 | 0 | 0 | 2958.9687 | 0 | no | 0 | 0 | 0 | 2958.9687 | 0
| 18230.5509 | 0 | yes | Deficit |  |  | 0 | 0 | 0 | 0 | 0 |  | 0 | 0 | 0 | 0 | 4860 | no |  | 0 | 24300 | no | 18230.5509 | 0 | no | no | 0 | 0 | 0 | 0 | 0 |  | 0 | 0 | 0 | 0 | 0 | 18230.5509 | 16900.8285 | 14773.542 | 0 | yes | Deficit |  |  | 0 | 0 | 0 | 0 | 0 |  | 0 | 0 | 0 | 0 | 3253.1898 | yes |  | 0 | 0 | 0 | 3253.1898 | 0 | no | 0 | 0 | 0 | 3253.1898 | 0
| 18239.0927 | 0 | yes | Deficit |  |  | 0 | 0 | 0 | 0 | 0 |  | 0 | 0 | 0 | 0 | 4860 | no |  | 0 | 24300 | no | 18239.0927 | 0 | no | no | 0 | 0 | 0 | 0 | 0 |  | 0 | 0 | 0 | 0 | 0 | 18239.0927 | 17383.7217 | 14780.4641 | 0 | yes | Deficit |  |  | 0 | 0 | 0 | 0 | 0 |  | 0 | 0 | 0 | 0 | 2610.1797 | yes |  | 0 | 0 | 0 | 2610.1797 | 0 | no | 0 | 0 | 0 | 2610.1797 | 0
| 20066.2554 | 0 | yes | Deficit |  |  | 0 | 0 | 0 | 0 | 0 |  | 0 | 0 | 0 | 0 | 4860 | no |  | 0 | 24300 | no | 20066.2554 | 0 | no | no | 0 | 0 | 0 | 0 | 0 |  | 0 | 0 | 0 | 0 | 0 | 20066.2554 | 17538.0488 | 16261.147 | 0 | yes | Deficit |  |  | 0 | 0 | 0 | 0 | 0 |  | 0 | 0 | 0 | 0 | 2757.5846 | yes |  | 0 | 0 | 0 | 2757.5846 | 0 | no | 0 | 0 | 0 | 2757.5846 | 0
| 22899.7666 | 0 | yes | Deficit |  |  | 0 | 0 | 0 | 0 | 0 |  | 0 | 0 | 0 | 0 | 4860 | no |  | 0 | 24300 | no | 22899.7666 | 0 | no | no | 0 | 0 | 0 | 0 | 0 |  | 0 | 0 | 0 | 0 | 0 | 22899.7666 | 17324.0506 | 18557.3473 | 0 | yes | Deficit |  |  | 0 | 0 | 0 | 0 | 0 |  | 0 | 0 | 0 | 0 | 1062.9036 | yes |  | 0 | 0 | 0 | 1062.9036 | 0 | no | 0 | 0 | 0 | 1062.9036 | 0
| 26097.5236 | 0 | yes | Deficit |  |  | 0 | 0 | 0 | 0 | 0 |  | 0 | 0 | 0 | 0 | 4860 | no |  | 0 | 24300 | yes | 24300 | 1797.5236 | yes |  | 0 | 0 | 0 | 1797.5236 | 0 | no | 0 | 0 | 0 | 1797.5236 | 0 | 24300 | 17102.1437 | 19692.0583 | 0 | no | Surplus | yes |  | 0 | 0 | 0 | 1455.2036 | 0 | no | 0 | 0 | 0 | 1455.2036 | 0 |  |  | 0 | 0 | 0 | 0 | 0 |  | 0 | 0 | 0 | 0 | 0
| 22767.0747 | 0 | no | Surplus | yes |  | 0 | 0 | 0 | 1532.9253 | 0 | no | 0 | 0 | 0 | 1532.9253 | 4860 | no | 22767.0747 | 0 | 24300 |  |  | 0 |  |  | 0 | 0 | 0 | 0 | 0 |  | 0 | 0 | 0 | 0 | 0 | 22767.0747 | 17436.9898 | 18449.8174 | 0 | no | Surplus | yes |  | 0 | 0 | 0 | 2255.0686 | 0 | no | 0 | 0 | 0 | 2255.0686 | 0 |  |  | 0 | 0 | 0 | 0 | 0 |  | 0 | 0 | 0 | 0 | 0
| 21350.7693 | 0 | no | Surplus | yes |  | 0 | 0 | 0 | 1416.3054 | 0 | no | 0 | 0 | 0 | 1416.3054 | 4860 | no | 21350.7693 | 0 | 24300 |  |  | 0 |  |  | 0 | 0 | 0 | 0 | 0 |  | 0 | 0 | 0 | 0 | 0 | 21350.7693 | 17361.2224 | 17302.0821 | 0 | no | Surplus | yes |  | 0 | 0 | 0 | 1088.595 | 0 | no | 0 | 0 | 0 | 1088.595 | 0 |  |  | 0 | 0 | 0 | 0 | 0 |  | 0 | 0 | 0 | 0 | 0
| 19938.9555 | 0 | no | Surplus | yes |  | 0 | 0 | 0 | 1411.8138 | 0 | no | 0 | 0 | 0 | 1411.8138 | 4860 | no | 19938.9555 | 0 | 24300 |  |  | 0 |  |  | 0 | 0 | 0 | 0 | 0 |  | 0 | 0 | 0 | 0 | 0 | 19938.9555 | 17615.909 | 16157.9866 | 0 | yes | Deficit |  |  | 0 | 0 | 0 | 0 | 0 |  | 0 | 0 | 0 | 0 | 313.8269 | yes |  | 0 | 0 | 0 | 313.8269 | 0 | no | 0 | 0 | 0 | 313.8269 | 0
| 18981.6729 | 0 | no | Surplus | yes |  | 0 | 0 | 0 | 957.2825 | 0 | no | 0 | 0 | 0 | 957.2825 | 4860 | no | 18981.6729 | 0 | 24300 |  |  | 0 |  |  | 0 | 0 | 0 | 0 | 0 |  | 0 | 0 | 0 | 0 | 0 | 18981.6729 | 17520.2612 | 15382.2309 | 0 | yes | Deficit |  |  | 0 | 0 | 0 | 0 | 0 |  | 0 | 0 | 0 | 0 | 1362.2745 | yes |  | 0 | 0 | 0 | 1362.2745 | 0 | no | 0 | 0 | 0 | 1362.2745 | 0
| 20959.7774 | 0 | yes | Deficit |  |  | 0 | 0 | 0 | 0 | 0 |  | 0 | 0 | 0 | 0 | 4860 | no |  | 0 | 24300 | no | 20959.7774 | 0 | no | no | 0 | 0 | 0 | 0 | 0 |  | 0 | 0 | 0 | 0 | 0 | 20959.7774 | 17149.9311 | 16985.2329 | 0 | yes | Deficit |  |  | 0 | 0 | 0 | 0 | 0 |  | 0 | 0 | 0 | 0 | 1767.7002 | yes |  | 0 | 0 | 0 | 1767.7002 | 0 | no | 0 | 0 | 0 | 1767.7002 | 0
| 15447.79 | 0 | no | Surplus | yes |  | 0 | 0 | 0 | 5511.9874 | 0 | no | 0 | 0 | 0 | 5511.9874 | 4860 | no | 15447.79 | 0 | 24300 |  |  | 0 |  |  | 0 | 0 | 0 | 0 | 0 |  | 0 | 0 | 0 | 0 | 0 | 15447.79 | 13066.3392 | 12518.4684 | 0 | no | Surplus | yes |  | 0 | 0 | 0 | 3918.8937 | 0 | no | 0 | 0 | 0 | 3918.8937 | 0 |  |  | 0 | 0 | 0 | 0 | 0 |  | 0 | 0 | 0 | 0 | 0
| 16514.8039 | 0 | yes | Deficit |  |  | 0 | 0 | 0 | 0 | 0 |  | 0 | 0 | 0 | 0 | 4860 | no |  | 0 | 24300 | no | 16514.8039 | 0 | no | no | 0 | 0 | 0 | 0 | 0 |  | 0 | 0 | 0 | 0 | 0 | 16514.8039 | 14966.5838 | 13383.1474 | 0 | yes | Deficit |  |  | 0 | 0 | 0 | 0 | 0 |  | 0 | 0 | 0 | 0 | 2448.1154 | yes |  | 0 | 0 | 0 | 2448.1154 | 0 | no | 0 | 0 | 0 | 2448.1154 | 0
| 18190.1769 | 0 | yes | Deficit |  |  | 0 | 0 | 0 | 0 | 0 |  | 0 | 0 | 0 | 0 | 4860 | no |  | 0 | 24300 | no | 18190.1769 | 0 | no | no | 0 | 0 | 0 | 0 | 0 |  | 0 | 0 | 0 | 0 | 0 | 18190.1769 | 20088.616 | 14740.8241 | 0 | yes | Deficit |  |  | 0 | 0 | 0 | 0 | 0 |  | 0 | 0 | 0 | 0 | 6705.4686 | yes |  | 0 | 0 | 0 | 6705.4686 | 0 | no | 0 | 0 | 0 | 6705.4686 | 0
| 18258.3509 | 0 | yes | Deficit |  |  | 0 | 0 | 0 | 0 | 0 |  | 0 | 0 | 0 | 0 | 4860 | no |  | 0 | 24300 | no | 18258.3509 | 0 | no | no | 0 | 0 | 0 | 0 | 0 |  | 0 | 0 | 0 | 0 | 0 | 18258.3509 | 18534.4154 | 14796.0704 | 0 | yes | Deficit |  |  | 0 | 0 | 0 | 0 | 0 |  | 0 | 0 | 0 | 0 | 3793.5914 | yes |  | 0 | 0 | 0 | 3793.5914 | 0 | no | 0 | 0 | 0 | 3793.5914 | 0
| 15436.084 | 0 | no | Surplus | yes |  | 0 | 0 | 0 | 2822.2669 | 0 | no | 0 | 0 | 0 | 2822.2669 | 4860 | no | 15436.084 | 0 | 24300 |  |  | 0 |  |  | 0 | 0 | 0 | 0 | 0 |  | 0 | 0 | 0 | 0 | 0 | 15436.084 | 18911.7426 | 12508.9822 | 0 | yes | Deficit |  |  | 0 | 0 | 0 | 0 | 0 |  | 0 | 0 | 0 | 0 | 4115.6722 | yes |  | 0 | 0 | 0 | 4115.6722 | 0 | no | 0 | 0 | 0 | 4115.6722 | 0
| 18909.7099 | 0 | yes | Deficit |  |  | 0 | 0 | 0 | 0 | 0 |  | 0 | 0 | 0 | 0 | 4860 | no |  | 0 | 24300 | no | 18909.7099 | 0 | no | no | 0 | 0 | 0 | 0 | 0 |  | 0 | 0 | 0 | 0 | 0 | 18909.7099 | 18868.3273 | 15323.914 | 0 | yes | Deficit |  |  | 0 | 0 | 0 | 0 | 0 |  | 0 | 0 | 0 | 0 | 6359.3452 | yes |  | 0 | 0 | 0 | 6359.3452 | 0 | no | 0 | 0 | 0 | 6359.3452 | 0
| 17718.0291 | 0 | no | Surplus | yes |  | 0 | 0 | 0 | 1191.6808 | 0 | no | 0 | 0 | 0 | 1191.6808 | 4860 | no | 17718.0291 | 0 | 24300 |  |  | 0 |  |  | 0 | 0 | 0 | 0 | 0 |  | 0 | 0 | 0 | 0 | 0 | 17718.0291 | 18573.0374 | 14358.2084 | 0 | yes | Deficit |  |  | 0 | 0 | 0 | 0 | 0 |  | 0 | 0 | 0 | 0 | 3249.1233 | yes |  | 0 | 0 | 0 | 3249.1233 | 0 | no | 0 | 0 | 0 | 3249.1233 | 0
| 17174.661 | 0 | no | Surplus | yes |  | 0 | 0 | 0 | 543.3681 | 0 | no | 0 | 0 | 0 | 543.3681 | 4860 | no | 17174.661 | 0 | 24300 |  |  | 0 |  |  | 0 | 0 | 0 | 0 | 0 |  | 0 | 0 | 0 | 0 | 0 | 17174.661 | 18707.179 | 13917.8776 | 0 | yes | Deficit |  |  | 0 | 0 | 0 | 0 | 0 |  | 0 | 0 | 0 | 0 | 4348.9706 | yes |  | 0 | 0 | 0 | 4348.9706 | 0 | no | 0 | 0 | 0 | 4348.9706 | 0
| 17452.8847 | 0 | yes | Deficit |  |  | 0 | 0 | 0 | 0 | 0 |  | 0 | 0 | 0 | 0 | 4860 | no |  | 0 | 24300 | no | 17452.8847 | 0 | no | no | 0 | 0 | 0 | 0 | 0 |  | 0 | 0 | 0 | 0 | 0 | 17452.8847 | 18298.2395 | 14143.3425 | 0 | yes | Deficit |  |  | 0 | 0 | 0 | 0 | 0 |  | 0 | 0 | 0 | 0 | 4380.3618 | yes |  | 0 | 0 | 0 | 4380.3618 | 0 | no | 0 | 0 | 0 | 4380.3618 | 0
| 18023.2453 | 0 | yes | Deficit |  |  | 0 | 0 | 0 | 0 | 0 |  | 0 | 0 | 0 | 0 | 4860 | no |  | 0 | 24300 | no | 18023.2453 | 0 | no | no | 0 | 0 | 0 | 0 | 0 |  | 0 | 0 | 0 | 0 | 0 | 18023.2453 | 18591.088 | 14605.5472 | 0 | yes | Deficit |  |  | 0 | 0 | 0 | 0 | 0 |  | 0 | 0 | 0 | 0 | 4447.7454 | yes |  | 0 | 0 | 0 | 4447.7454 | 0 | no | 0 | 0 | 0 | 4447.7454 | 0
| 17956.2719 | 0 | no | Surplus | yes |  | 0 | 0 | 0 | 66.9734 | 0 | no | 0 | 0 | 0 | 66.9734 | 4860 | no | 17956.2719 | 0 | 24300 |  |  | 0 |  |  | 0 | 0 | 0 | 0 | 0 |  | 0 | 0 | 0 | 0 | 0 | 17956.2719 | 18320.6129 | 14551.2739 | 0 | yes | Deficit |  |  | 0 | 0 | 0 | 0 | 0 |  | 0 | 0 | 0 | 0 | 3715.0656 | yes |  | 0 | 0 | 0 | 3715.0656 | 0 | no | 0 | 0 | 0 | 3715.0656 | 0
| 18409.7175 | 0 | yes | Deficit |  |  | 0 | 0 | 0 | 0 | 0 |  | 0 | 0 | 0 | 0 | 4860 | no |  | 0 | 24300 | no | 18409.7175 | 0 | no | no | 0 | 0 | 0 | 0 | 0 |  | 0 | 0 | 0 | 0 | 0 | 18409.7175 | 18038.6682 | 14918.7338 | 0 | yes | Deficit |  |  | 0 | 0 | 0 | 0 | 0 |  | 0 | 0 | 0 | 0 | 3487.3944 | yes |  | 0 | 0 | 0 | 3487.3944 | 0 | no | 0 | 0 | 0 | 3487.3944 | 0
| 17876.2703 | 0 | no | Surplus | yes |  | 0 | 0 | 0 | 533.4472 | 0 | no | 0 | 0 | 0 | 533.4472 | 4860 | no | 17876.2703 | 0 | 24300 |  |  | 0 |  |  | 0 | 0 | 0 | 0 | 0 |  | 0 | 0 | 0 | 0 | 0 | 17876.2703 | 16720.5159 | 14486.4427 | 0 | yes | Deficit |  |  | 0 | 0 | 0 | 0 | 0 |  | 0 | 0 | 0 | 0 | 1801.7822 | yes |  | 0 | 0 | 0 | 1801.7822 | 0 | no | 0 | 0 | 0 | 1801.7822 | 0
| 16472.8186 | 0 | no | Surplus | yes |  | 0 | 0 | 0 | 1403.4516 | 0 | no | 0 | 0 | 0 | 1403.4516 | 4860 | no | 16472.8186 | 0 | 24300 |  |  | 0 |  |  | 0 | 0 | 0 | 0 | 0 |  | 0 | 0 | 0 | 0 | 0 | 16472.8186 | 15874.7448 | 13349.1237 | 0 | yes | Deficit |  |  | 0 | 0 | 0 | 0 | 0 |  | 0 | 0 | 0 | 0 | 1388.3021 | yes |  | 0 | 0 | 0 | 1388.3021 | 0 | no | 0 | 0 | 0 | 1388.3021 | 0
| 12862.5854 | 0 | no | Surplus | yes |  | 0 | 0 | 0 | 3610.2333 | 0 | no | 0 | 0 | 0 | 3610.2333 | 4860 | no | 12862.5854 | 0 | 24300 |  |  | 0 |  |  | 0 | 0 | 0 | 0 | 0 |  | 0 | 0 | 0 | 0 | 0 | 12862.5854 | 17063.1442 | 10423.4889 | 0 | yes | Deficit |  |  | 0 | 0 | 0 | 0 | 0 |  | 0 | 0 | 0 | 0 | 3714.0205 | yes |  | 0 | 0 | 0 | 3714.0205 | 0 | no | 0 | 0 | 0 | 3714.0205 | 0
| 16819.9924 | 0 | yes | Deficit |  |  | 0 | 0 | 0 | 0 | 0 |  | 0 | 0 | 0 | 0 | 4860 | no |  | 0 | 24300 | no | 16819.9924 | 0 | no | no | 0 | 0 | 0 | 0 | 0 |  | 0 | 0 | 0 | 0 | 0 | 16819.9924 | 18045.8672 | 13630.4639 | 0 | yes | Deficit |  |  | 0 | 0 | 0 | 0 | 0 |  | 0 | 0 | 0 | 0 | 7622.3783 | yes |  | 0 | 0 | 0 | 7622.3783 | 0 | no | 0 | 0 | 0 | 7622.3783 | 0
| 16403.1531 | 0 | no | Surplus | yes |  | 0 | 0 | 0 | 416.8393 | 0 | no | 0 | 0 | 0 | 416.8393 | 4860 | no | 16403.1531 | 0 | 24300 |  |  | 0 |  |  | 0 | 0 | 0 | 0 | 0 |  | 0 | 0 | 0 | 0 | 0 | 16403.1531 | 18357.5919 | 13292.6687 | 0 | yes | Deficit |  |  | 0 | 0 | 0 | 0 | 0 |  | 0 | 0 | 0 | 0 | 4727.128 | yes |  | 0 | 0 | 0 | 4727.128 | 0 | no | 0 | 0 | 0 | 4727.128 | 0
| 16191.6497 | 0 | no | Surplus | yes |  | 0 | 0 | 0 | 211.5035 | 0 | no | 0 | 0 | 0 | 211.5035 | 4860 | no | 16191.6497 | 0 | 24300 |  |  | 0 |  |  | 0 | 0 | 0 | 0 | 0 |  | 0 | 0 | 0 | 0 | 0 | 16191.6497 | 17293.9288 | 13121.272 | 0 | yes | Deficit |  |  | 0 | 0 | 0 | 0 | 0 |  | 0 | 0 | 0 | 0 | 4001.2601 | yes |  | 0 | 0 | 0 | 4001.2601 | 0 | no | 0 | 0 | 0 | 4001.2601 | 0
| 15947.1938 | 0 | no | Surplus | yes |  | 0 | 0 | 0 | 244.4558 | 0 | no | 0 | 0 | 0 | 244.4558 | 4860 | no | 15947.1938 | 0 | 24300 |  |  | 0 |  |  | 0 | 0 | 0 | 0 | 0 |  | 0 | 0 | 0 | 0 | 0 | 15947.1938 | 17368.1865 | 12923.1717 | 0 | yes | Deficit |  |  | 0 | 0 | 0 | 0 | 0 |  | 0 | 0 | 0 | 0 | 4246.9145 | yes |  | 0 | 0 | 0 | 4246.9145 | 0 | no | 0 | 0 | 0 | 4246.9145 | 0
| 14559.2625 | 0 | no | Surplus | yes |  | 0 | 0 | 0 | 1387.9314 | 0 | no | 0 | 0 | 0 | 1387.9314 | 4860 | no | 14559.2625 | 0 | 24300 |  |  | 0 |  |  | 0 | 0 | 0 | 0 | 0 |  | 0 | 0 | 0 | 0 | 0 | 14559.2625 | 17508.2613 | 11798.4299 | 0 | yes | Deficit |  |  | 0 | 0 | 0 | 0 | 0 |  | 0 | 0 | 0 | 0 | 4585.0897 | yes |  | 0 | 0 | 0 | 4585.0897 | 0 | no | 0 | 0 | 0 | 4585.0897 | 0
| 17767.5383 | 0 | yes | Deficit |  |  | 0 | 0 | 0 | 0 | 0 |  | 0 | 0 | 0 | 0 | 4860 | no |  | 0 | 24300 | no | 17767.5383 | 0 | no | no | 0 | 0 | 0 | 0 | 0 |  | 0 | 0 | 0 | 0 | 0 | 17767.5383 | 17944.9595 | 14398.3292 | 0 | yes | Deficit |  |  | 0 | 0 | 0 | 0 | 0 |  | 0 | 0 | 0 | 0 | 6146.5296 | yes |  | 0 | 0 | 0 | 6146.5296 | 0 | no | 0 | 0 | 0 | 6146.5296 | 0
| 16418.8117 | 0 | no | Surplus | yes |  | 0 | 0 | 0 | 1348.7266 | 0 | no | 0 | 0 | 0 | 1348.7266 | 4860 | no | 16418.8117 | 0 | 24300 |  |  | 0 |  |  | 0 | 0 | 0 | 0 | 0 |  | 0 | 0 | 0 | 0 | 0 | 16418.8117 | 19018.7565 | 13305.3579 | 0 | yes | Deficit |  |  | 0 | 0 | 0 | 0 | 0 |  | 0 | 0 | 0 | 0 | 4620.4273 | yes |  | 0 | 0 | 0 | 4620.4273 | 0 | no | 0 | 0 | 0 | 4620.4273 | 0
| 20083.2029 | 0 | yes | Deficit |  |  | 0 | 0 | 0 | 0 | 0 |  | 0 | 0 | 0 | 0 | 4860 | no |  | 0 | 24300 | no | 20083.2029 | 0 | no | no | 0 | 0 | 0 | 0 | 0 |  | 0 | 0 | 0 | 0 | 0 | 20083.2029 | 19081.0291 | 16274.8808 | 0 | yes | Deficit |  |  | 0 | 0 | 0 | 0 | 0 |  | 0 | 0 | 0 | 0 | 5775.6712 | yes |  | 0 | 0 | 0 | 5775.6712 | 0 | no | 0 | 0 | 0 | 5775.6712 | 0
| 16869.6032 | 0 | no | Surplus | yes |  | 0 | 0 | 0 | 3213.5997 | 0 | no | 0 | 0 | 0 | 3213.5997 | 4860 | no | 16869.6032 | 0 | 24300 |  |  | 0 |  |  | 0 | 0 | 0 | 0 | 0 |  | 0 | 0 | 0 | 0 | 0 | 16869.6032 | 18684.9348 | 13670.6671 | 0 | yes | Deficit |  |  | 0 | 0 | 0 | 0 | 0 |  | 0 | 0 | 0 | 0 | 2410.054 | yes |  | 0 | 0 | 0 | 2410.054 | 0 | no | 0 | 0 | 0 | 2410.054 | 0
| 16233.6267 | 0 | no | Surplus | yes |  | 0 | 0 | 0 | 635.9765 | 0 | no | 0 | 0 | 0 | 635.9765 | 4860 | no | 16233.6267 | 0 | 24300 |  |  | 0 |  |  | 0 | 0 | 0 | 0 | 0 |  | 0 | 0 | 0 | 0 | 0 | 16233.6267 | 17729.5306 | 13155.2891 | 0 | yes | Deficit |  |  | 0 | 0 | 0 | 0 | 0 |  | 0 | 0 | 0 | 0 | 4058.8635 | yes |  | 0 | 0 | 0 | 4058.8635 | 0 | no | 0 | 0 | 0 | 4058.8635 | 0
| 17969.2037 | 0 | yes | Deficit |  |  | 0 | 0 | 0 | 0 | 0 |  | 0 | 0 | 0 | 0 | 4860 | no |  | 0 | 24300 | no | 17969.2037 | 0 | no | no | 0 | 0 | 0 | 0 | 0 |  | 0 | 0 | 0 | 0 | 0 | 17969.2037 | 19429.4864 | 14561.7534 | 0 | yes | Deficit |  |  | 0 | 0 | 0 | 0 | 0 |  | 0 | 0 | 0 | 0 | 6274.1973 | yes |  | 0 | 0 | 0 | 6274.1973 | 0 | no | 0 | 0 | 0 | 6274.1973 | 0
| 17174.9553 | 0 | no | Surplus | yes |  | 0 | 0 | 0 | 794.2484 | 0 | no | 0 | 0 | 0 | 794.2484 | 4860 | no | 17174.9553 | 0 | 24300 |  |  | 0 |  |  | 0 | 0 | 0 | 0 | 0 |  | 0 | 0 | 0 | 0 | 0 | 17174.9553 | 21130.0038 | 13918.1161 | 0 | yes | Deficit |  |  | 0 | 0 | 0 | 0 | 0 |  | 0 | 0 | 0 | 0 | 6568.2503 | yes |  | 0 | 0 | 0 | 6568.2503 | 0 | no | 0 | 0 | 0 | 6568.2503 | 0
| 17500.6959 | 0 | yes | Deficit |  |  | 0 | 0 | 0 | 0 | 0 |  | 0 | 0 | 0 | 0 | 4860 | no |  | 0 | 24300 | no | 17500.6959 | 0 | no | no | 0 | 0 | 0 | 0 | 0 |  | 0 | 0 | 0 | 0 | 0 | 17500.6959 | 21687.8894 | 14182.0875 | 0 | yes | Deficit |  |  | 0 | 0 | 0 | 0 | 0 |  | 0 | 0 | 0 | 0 | 7769.7733 | yes |  | 0 | 0 | 0 | 7769.7733 | 0 | no | 0 | 0 | 0 | 7769.7733 | 0
| 19695.972 | 0 | yes | Deficit |  |  | 0 | 0 | 0 | 0 | 0 |  | 0 | 0 | 0 | 0 | 4860 | no |  | 0 | 24300 | no | 19695.972 | 0 | no | no | 0 | 0 | 0 | 0 | 0 |  | 0 | 0 | 0 | 0 | 0 | 19695.972 | 21513.0474 | 15961.0794 | 0 | yes | Deficit |  |  | 0 | 0 | 0 | 0 | 0 |  | 0 | 0 | 0 | 0 | 7330.9599 | yes |  | 0 | 0 | 0 | 7330.9599 | 0 | no | 0 | 0 | 0 | 7330.9599 | 0
| 19379.0006 | 0 | no | Surplus | yes |  | 0 | 0 | 0 | 316.9714 | 0 | no | 0 | 0 | 0 | 316.9714 | 4860 | no | 19379.0006 | 0 | 24300 |  |  | 0 |  |  | 0 | 0 | 0 | 0 | 0 |  | 0 | 0 | 0 | 0 | 0 | 19379.0006 | 22036.5684 | 15704.2144 | 0 | yes | Deficit |  |  | 0 | 0 | 0 | 0 | 0 |  | 0 | 0 | 0 | 0 | 6075.4891 | yes |  | 0 | 0 | 0 | 6075.4891 | 0 | no | 0 | 0 | 0 | 6075.4891 | 0
| 18880.5929 | 0 | no | Surplus | yes |  | 0 | 0 | 0 | 498.4078 | 0 | no | 0 | 0 | 0 | 498.4078 | 4860 | no | 18880.5929 | 0 | 24300 |  |  | 0 |  |  | 0 | 0 | 0 | 0 | 0 |  | 0 | 0 | 0 | 0 | 0 | 18880.5929 | 22187.8254 | 15300.3184 | 0 | yes | Deficit |  |  | 0 | 0 | 0 | 0 | 0 |  | 0 | 0 | 0 | 0 | 6483.611 | yes |  | 0 | 0 | 0 | 6483.611 | 0 | no | 0 | 0 | 0 | 6483.611 | 0
| 19459.0224 | 0 | yes | Deficit |  |  | 0 | 0 | 0 | 0 | 0 |  | 0 | 0 | 0 | 0 | 4860 | no |  | 0 | 24300 | no | 19459.0224 | 0 | no | no | 0 | 0 | 0 | 0 | 0 |  | 0 | 0 | 0 | 0 | 0 | 19459.0224 | 21957.5548 | 15769.0619 | 0 | yes | Deficit |  |  | 0 | 0 | 0 | 0 | 0 |  | 0 | 0 | 0 | 0 | 6657.2365 | yes |  | 0 | 0 | 0 | 6657.2365 | 0 | no | 0 | 0 | 0 | 6657.2365 | 0
| 20184.6997 | 0 | yes | Deficit |  |  | 0 | 0 | 0 | 0 | 0 |  | 0 | 0 | 0 | 0 | 4860 | no |  | 0 | 24300 | no | 20184.6997 | 0 | no | no | 0 | 0 | 0 | 0 | 0 |  | 0 | 0 | 0 | 0 | 0 | 20184.6997 | 22332.3074 | 16357.131 | 0 | yes | Deficit |  |  | 0 | 0 | 0 | 0 | 0 |  | 0 | 0 | 0 | 0 | 6563.2455 | yes |  | 0 | 0 | 0 | 6563.2455 | 0 | no | 0 | 0 | 0 | 6563.2455 | 0
| 22202.0539 | 0 | yes | Deficit |  |  | 0 | 0 | 0 | 0 | 0 |  | 0 | 0 | 0 | 0 | 4860 | no |  | 0 | 24300 | no | 22202.0539 | 0 | no | no | 0 | 0 | 0 | 0 | 0 |  | 0 | 0 | 0 | 0 | 0 | 22202.0539 | 22306.5294 | 17991.9399 | 0 | yes | Deficit |  |  | 0 | 0 | 0 | 0 | 0 |  | 0 | 0 | 0 | 0 | 5949.3984 | yes |  | 0 | 0 | 0 | 5949.3984 | 0 | no | 0 | 0 | 0 | 5949.3984 | 0
| 20315.6203 | 0 | no | Surplus | yes |  | 0 | 0 | 0 | 1886.4336 | 0 | no | 0 | 0 | 0 | 1886.4336 | 4860 | no | 20315.6203 | 0 | 24300 |  |  | 0 |  |  | 0 | 0 | 0 | 0 | 0 |  | 0 | 0 | 0 | 0 | 0 | 20315.6203 | 22425.6592 | 16463.2255 | 0 | yes | Deficit |  |  | 0 | 0 | 0 | 0 | 0 |  | 0 | 0 | 0 | 0 | 4433.7192 | yes |  | 0 | 0 | 0 | 4433.7192 | 0 | no | 0 | 0 | 0 | 4433.7192 | 0
| 18663.4054 | 0 | no | Surplus | yes |  | 0 | 0 | 0 | 1652.2149 | 0 | no | 0 | 0 | 0 | 1652.2149 | 4860 | no | 18663.4054 | 0 | 24300 |  |  | 0 |  |  | 0 | 0 | 0 | 0 | 0 |  | 0 | 0 | 0 | 0 | 0 | 18663.4054 | 18268.8464 | 15124.3156 | 0 | yes | Deficit |  |  | 0 | 0 | 0 | 0 | 0 |  | 0 | 0 | 0 | 0 | 1805.6209 | yes |  | 0 | 0 | 0 | 1805.6209 | 0 | no | 0 | 0 | 0 | 1805.6209 | 0
| 18910.7626 | 0 | yes | Deficit |  |  | 0 | 0 | 0 | 0 | 0 |  | 0 | 0 | 0 | 0 | 4860 | no |  | 0 | 24300 | no | 18910.7626 | 0 | no | no | 0 | 0 | 0 | 0 | 0 |  | 0 | 0 | 0 | 0 | 0 | 18910.7626 | 18385.4481 | 15324.7671 | 0 | yes | Deficit |  |  | 0 | 0 | 0 | 0 | 0 |  | 0 | 0 | 0 | 0 | 3261.1325 | yes |  | 0 | 0 | 0 | 3261.1325 | 0 | no | 0 | 0 | 0 | 3261.1325 | 0
| 20942.9543 | 0 | yes | Deficit |  |  | 0 | 0 | 0 | 0 | 0 |  | 0 | 0 | 0 | 0 | 4860 | no |  | 0 | 24300 | no | 20942.9543 | 0 | no | no | 0 | 0 | 0 | 0 | 0 |  | 0 | 0 | 0 | 0 | 0 | 20942.9543 | 17759.4301 | 16971.5999 | 0 | yes | Deficit |  |  | 0 | 0 | 0 | 0 | 0 |  | 0 | 0 | 0 | 0 | 2434.663 | yes |  | 0 | 0 | 0 | 2434.663 | 0 | no | 0 | 0 | 0 | 2434.663 | 0
| 22433.8702 | 0 | yes | Deficit |  |  | 0 | 0 | 0 | 0 | 0 |  | 0 | 0 | 0 | 0 | 4860 | no |  | 0 | 24300 | no | 22433.8702 | 0 | no | no | 0 | 0 | 0 | 0 | 0 |  | 0 | 0 | 0 | 0 | 0 | 22433.8702 | 17718.4425 | 18179.7975 | 0 | yes | Deficit |  |  | 0 | 0 | 0 | 0 | 0 |  | 0 | 0 | 0 | 0 | 746.8425 | yes |  | 0 | 0 | 0 | 746.8425 | 0 | no | 0 | 0 | 0 | 746.8425 | 0
| 25174.4159 | 0 | yes | Deficit |  |  | 0 | 0 | 0 | 0 | 0 |  | 0 | 0 | 0 | 0 | 4860 | no |  | 0 | 24300 | yes | 24300 | 874.4159 | yes |  | 0 | 0 | 0 | 874.4159 | 0 | no | 0 | 0 | 0 | 874.4159 | 0 | 24300 | 15823.9057 | 19692.0583 | 0 | no | Surplus | yes |  | 0 | 0 | 0 | 2355.8918 | 0 | no | 0 | 0 | 0 | 2355.8918 | 0 |  |  | 0 | 0 | 0 | 0 | 0 |  | 0 | 0 | 0 | 0 | 0
| 22962.5486 | 0 | no | Surplus | yes |  | 0 | 0 | 0 | 1337.4514 | 0 | no | 0 | 0 | 0 | 1337.4514 | 4860 | no | 22962.5486 | 0 | 24300 |  |  | 0 |  |  | 0 | 0 | 0 | 0 | 0 |  | 0 | 0 | 0 | 0 | 0 | 22962.5486 | 16608.6066 | 18608.2242 | 0 | no | Surplus | yes |  | 0 | 0 | 0 | 3083.4518 | 0 | no | 0 | 0 | 0 | 3083.4518 | 0 |  |  | 0 | 0 | 0 | 0 | 0 |  | 0 | 0 | 0 | 0 | 0
| 21814.403 | 0 | no | Surplus | yes |  | 0 | 0 | 0 | 1148.1456 | 0 | no | 0 | 0 | 0 | 1148.1456 | 4860 | no | 21814.403 | 0 | 24300 |  |  | 0 |  |  | 0 | 0 | 0 | 0 | 0 |  | 0 | 0 | 0 | 0 | 0 | 21814.403 | 16555.5276 | 17677.7982 | 0 | no | Surplus | yes |  | 0 | 0 | 0 | 2052.6966 | 0 | no | 0 | 0 | 0 | 2052.6966 | 0 |  |  | 0 | 0 | 0 | 0 | 0 |  | 0 | 0 | 0 | 0 | 0
| 20404.092 | 0 | no | Surplus | yes |  | 0 | 0 | 0 | 1410.311 | 0 | no | 0 | 0 | 0 | 1410.311 | 4860 | no | 20404.092 | 0 | 24300 |  |  | 0 |  |  | 0 | 0 | 0 | 0 | 0 |  | 0 | 0 | 0 | 0 | 0 | 20404.092 | 16439.7719 | 16534.9205 | 0 | no | Surplus | yes |  | 0 | 0 | 0 | 1238.0263 | 0 | no | 0 | 0 | 0 | 1238.0263 | 0 |  |  | 0 | 0 | 0 | 0 | 0 |  | 0 | 0 | 0 | 0 | 0
| 22735.4578 | 0 | yes | Deficit |  |  | 0 | 0 | 0 | 0 | 0 |  | 0 | 0 | 0 | 0 | 4860 | no |  | 0 | 24300 | no | 22735.4578 | 0 | no | no | 0 | 0 | 0 | 0 | 0 |  | 0 | 0 | 0 | 0 | 0 | 22735.4578 | 16466.7226 | 18424.1959 | 0 | no | Surplus | yes |  | 0 | 0 | 0 | 68.1979 | 0 | no | 0 | 0 | 0 | 68.1979 | 0 |  |  | 0 | 0 | 0 | 0 | 0 |  | 0 | 0 | 0 | 0 | 0
| 21623.264 | 0 | no | Surplus | yes |  | 0 | 0 | 0 | 1112.1937 | 0 | no | 0 | 0 | 0 | 1112.1937 | 4860 | no | 21623.264 | 0 | 24300 |  |  | 0 |  |  | 0 | 0 | 0 | 0 | 0 |  | 0 | 0 | 0 | 0 | 0 | 21623.264 | 17814.5406 | 17522.9044 | 0 | no | Surplus | yes |  | 0 | 0 | 0 | 609.6553 | 0 | no | 0 | 0 | 0 | 609.6553 | 0 |  |  | 0 | 0 | 0 | 0 | 0 |  | 0 | 0 | 0 | 0 | 0
| 24486.3413 | 0 | yes | Deficit |  |  | 0 | 0 | 0 | 0 | 0 |  | 0 | 0 | 0 | 0 | 4860 | no |  | 0 | 24300 | yes | 24300 | 186.3413 | yes |  | 0 | 0 | 0 | 186.3413 | 0 | no | 0 | 0 | 0 | 186.3413 | 0 | 24300 | 15617.2619 | 19692.0583 | 0 | no | Surplus | yes |  | 0 | 0 | 0 | 1905.6425 | 0 | no | 0 | 0 | 0 | 1905.6425 | 0 |  |  | 0 | 0 | 0 | 0 | 0 |  | 0 | 0 | 0 | 0 | 0
| 23550.3321 | 0 | no | Surplus | yes |  | 0 | 0 | 0 | 749.6679 | 0 | no | 0 | 0 | 0 | 749.6679 | 4860 | no | 23550.3321 | 0 | 24300 |  |  | 0 |  |  | 0 | 0 | 0 | 0 | 0 |  | 0 | 0 | 0 | 0 | 0 | 23550.3321 | 15680.2261 | 19084.5479 | 0 | no | Surplus | yes |  | 0 | 0 | 0 | 4011.8322 | 0 | no | 0 | 0 | 0 | 4011.8322 | 0 |  |  | 0 | 0 | 0 | 0 | 0 |  | 0 | 0 | 0 | 0 | 0
| 21727.7051 | 0 | no | Surplus | yes |  | 0 | 0 | 0 | 1822.627 | 0 | no | 0 | 0 | 0 | 1822.627 | 4860 | no | 21727.7051 | 0 | 24300 |  |  | 0 |  |  | 0 | 0 | 0 | 0 | 0 |  | 0 | 0 | 0 | 0 | 0 | 21727.7051 | 15941.0813 | 17607.5406 | 0 | no | Surplus | yes |  | 0 | 0 | 0 | 3143.4666 | 0 | no | 0 | 0 | 0 | 3143.4666 | 0 |  |  | 0 | 0 | 0 | 0 | 0 |  | 0 | 0 | 0 | 0 | 0
| 22682.4709 | 0 | yes | Deficit |  |  | 0 | 0 | 0 | 0 | 0 |  | 0 | 0 | 0 | 0 | 4860 | no |  | 0 | 24300 | no | 22682.4709 | 0 | no | no | 0 | 0 | 0 | 0 | 0 |  | 0 | 0 | 0 | 0 | 0 | 22682.4709 | 14679.1792 | 18381.2568 | 0 | no | Surplus | yes |  | 0 | 0 | 0 | 2928.3614 | 0 | no | 0 | 0 | 0 | 2928.3614 | 0 |  |  | 0 | 0 | 0 | 0 | 0 |  | 0 | 0 | 0 | 0 | 0
| 22229.0014 | 0 | no | Surplus | yes |  | 0 | 0 | 0 | 453.4694 | 0 | no | 0 | 0 | 0 | 453.4694 | 4860 | no | 22229.0014 | 0 | 24300 |  |  | 0 |  |  | 0 | 0 | 0 | 0 | 0 |  | 0 | 0 | 0 | 0 | 0 | 22229.0014 | 12070.6346 | 18013.7775 | 0 | no | Surplus | yes |  | 0 | 0 | 0 | 6310.6222 | 0 | no | 0 | 0 | 0 | 6310.6222 | 0 |  |  | 0 | 0 | 0 | 0 | 0 |  | 0 | 0 | 0 | 0 | 0
| 24181.2133 | 0 | yes | Deficit |  |  | 0 | 0 | 0 | 0 | 0 |  | 0 | 0 | 0 | 0 | 4860 | no |  | 0 | 24300 | no | 24181.2133 | 0 | no | no | 0 | 0 | 0 | 0 | 0 |  | 0 | 0 | 0 | 0 | 0 | 24181.2133 | 14416.4193 | 19595.7969 | 0 | no | Surplus | yes |  | 0 | 0 | 0 | 3597.3582 | 0 | no | 0 | 0 | 0 | 3597.3582 | 0 |  |  | 0 | 0 | 0 | 0 | 0 |  | 0 | 0 | 0 | 0 | 0
| 23756.2193 | 0 | no | Surplus | yes |  | 0 | 0 | 0 | 424.994 | 0 | no | 0 | 0 | 0 | 424.994 | 4860 | no | 23756.2193 | 0 | 24300 |  |  | 0 |  |  | 0 | 0 | 0 | 0 | 0 |  | 0 | 0 | 0 | 0 | 0 | 23756.2193 | 14574.8842 | 19251.3933 | 0 | no | Surplus | yes |  | 0 | 0 | 0 | 5020.9126 | 0 | no | 0 | 0 | 0 | 5020.9126 | 0 |  |  | 0 | 0 | 0 | 0 | 0 |  | 0 | 0 | 0 | 0 | 0
| 21662.4985 | 0 | no | Surplus | yes |  | 0 | 0 | 0 | 2093.7208 | 0 | no | 0 | 0 | 0 | 2093.7208 | 4860 | no | 21662.4985 | 0 | 24300 |  |  | 0 |  |  | 0 | 0 | 0 | 0 | 0 |  | 0 | 0 | 0 | 0 | 0 | 21662.4985 | 14188.1629 | 17554.699 | 0 | no | Surplus | yes |  | 0 | 0 | 0 | 5063.2304 | 0 | no | 0 | 0 | 0 | 5063.2304 | 0 |  |  | 0 | 0 | 0 | 0 | 0 |  | 0 | 0 | 0 | 0 | 0
| 20325.3594 | 0 | no | Surplus | yes |  | 0 | 0 | 0 | 1337.1391 | 0 | no | 0 | 0 | 0 | 1337.1391 | 4860 | no | 20325.3594 | 0 | 24300 |  |  | 0 |  |  | 0 | 0 | 0 | 0 | 0 |  | 0 | 0 | 0 | 0 | 0 | 20325.3594 | 14664.067 | 16471.1178 | 0 | no | Surplus | yes |  | 0 | 0 | 0 | 2890.632 | 0 | no | 0 | 0 | 0 | 2890.632 | 0 |  |  | 0 | 0 | 0 | 0 | 0 |  | 0 | 0 | 0 | 0 | 0
| 21270.8663 | 0 | yes | Deficit |  |  | 0 | 0 | 0 | 0 | 0 |  | 0 | 0 | 0 | 0 | 4860 | no |  | 0 | 24300 | no | 21270.8663 | 0 | no | no | 0 | 0 | 0 | 0 | 0 |  | 0 | 0 | 0 | 0 | 0 | 21270.8663 | 15042.0092 | 17237.3309 | 0 | no | Surplus | yes |  | 0 | 0 | 0 | 1429.1086 | 0 | no | 0 | 0 | 0 | 1429.1086 | 0 |  |  | 0 | 0 | 0 | 0 | 0 |  | 0 | 0 | 0 | 0 | 0
| 19577.8163 | 0 | no | Surplus | yes |  | 0 | 0 | 0 | 1693.05 | 0 | no | 0 | 0 | 0 | 1693.05 | 4860 | no | 19577.8163 | 0 | 24300 |  |  | 0 |  |  | 0 | 0 | 0 | 0 | 0 |  | 0 | 0 | 0 | 0 | 0 | 19577.8163 | 15290.8544 | 15865.3293 | 0 | no | Surplus | yes |  | 0 | 0 | 0 | 1946.4765 | 0 | no | 0 | 0 | 0 | 1946.4765 | 0 |  |  | 0 | 0 | 0 | 0 | 0 |  | 0 | 0 | 0 | 0 | 0
| 20011.4334 | 0 | yes | Deficit |  |  | 0 | 0 | 0 | 0 | 0 |  | 0 | 0 | 0 | 0 | 4860 | no |  | 0 | 24300 | no | 20011.4334 | 0 | no | no | 0 | 0 | 0 | 0 | 0 |  | 0 | 0 | 0 | 0 | 0 | 20011.4334 | 14878.4337 | 16216.7208 | 0 | no | Surplus | yes |  | 0 | 0 | 0 | 986.8956 | 0 | no | 0 | 0 | 0 | 986.8956 | 0 |  |  | 0 | 0 | 0 | 0 | 0 |  | 0 | 0 | 0 | 0 | 0
| 23154.6016 | 0 | yes | Deficit |  |  | 0 | 0 | 0 | 0 | 0 |  | 0 | 0 | 0 | 0 | 4860 | no |  | 0 | 24300 | no | 23154.6016 | 0 | no | no | 0 | 0 | 0 | 0 | 0 |  | 0 | 0 | 0 | 0 | 0 | 23154.6016 | 15036.479 | 18763.8587 | 0 | no | Surplus | yes |  | 0 | 0 | 0 | 1180.2417 | 0 | no | 0 | 0 | 0 | 1180.2417 | 0 |  |  | 0 | 0 | 0 | 0 | 0 |  | 0 | 0 | 0 | 0 | 0
| 21015.0415 | 0 | no | Surplus | yes |  | 0 | 0 | 0 | 2139.5601 | 0 | no | 0 | 0 | 0 | 2139.5601 | 4860 | no | 21015.0415 | 0 | 24300 |  |  | 0 |  |  | 0 | 0 | 0 | 0 | 0 |  | 0 | 0 | 0 | 0 | 0 | 21015.0415 | 14903.0086 | 17030.0174 | 0 | no | Surplus | yes |  | 0 | 0 | 0 | 3860.8501 | 0 | no | 0 | 0 | 0 | 3860.8501 | 0 |  |  | 0 | 0 | 0 | 0 | 0 |  | 0 | 0 | 0 | 0 | 0
| 19910.1412 | 0 | no | Surplus | yes |  | 0 | 0 | 0 | 1104.9003 | 0 | no | 0 | 0 | 0 | 1104.9003 | 4860 | no | 19910.1412 | 0 | 24300 |  |  | 0 |  |  | 0 | 0 | 0 | 0 | 0 |  | 0 | 0 | 0 | 0 | 0 | 19910.1412 | 15191.228 | 16134.6363 | 0 | no | Surplus | yes |  | 0 | 0 | 0 | 1838.7895 | 0 | no | 0 | 0 | 0 | 1838.7895 | 0 |  |  | 0 | 0 | 0 | 0 | 0 |  | 0 | 0 | 0 | 0 | 0
| 19068.2131 | 0 | no | Surplus | yes |  | 0 | 0 | 0 | 841.9281 | 0 | no | 0 | 0 | 0 | 841.9281 | 4860 | no | 19068.2131 | 0 | 24300 |  |  | 0 |  |  | 0 | 0 | 0 | 0 | 0 |  | 0 | 0 | 0 | 0 | 0 | 19068.2131 | 15209.07 | 15452.3607 | 0 | no | Surplus | yes |  | 0 | 0 | 0 | 925.5663 | 0 | no | 0 | 0 | 0 | 925.5663 | 0 |  |  | 0 | 0 | 0 | 0 | 0 |  | 0 | 0 | 0 | 0 | 0
| 22657.6418 | 0 | yes | Deficit |  |  | 0 | 0 | 0 | 0 | 0 |  | 0 | 0 | 0 | 0 | 4860 | no |  | 0 | 24300 | no | 22657.6418 | 0 | no | no | 0 | 0 | 0 | 0 | 0 |  | 0 | 0 | 0 | 0 | 0 | 22657.6418 | 15865.8825 | 18361.136 | 0 | yes | Deficit |  |  | 0 | 0 | 0 | 0 | 0 |  | 0 | 0 | 0 | 0 | 413.5218 | yes |  | 0 | 0 | 0 | 413.5218 | 0 | no | 0 | 0 | 0 | 413.5218 | 0
| 22723.0887 | 0 | yes | Deficit |  |  | 0 | 0 | 0 | 0 | 0 |  | 0 | 0 | 0 | 0 | 4860 | no |  | 0 | 24300 | no | 22723.0887 | 0 | no | no | 0 | 0 | 0 | 0 | 0 |  | 0 | 0 | 0 | 0 | 0 | 22723.0887 | 16901.563 | 18414.1723 | 0 | no | Surplus | yes |  | 0 | 0 | 0 | 1459.573 | 0 | no | 0 | 0 | 0 | 1459.573 | 0 |  |  | 0 | 0 | 0 | 0 | 0 |  | 0 | 0 | 0 | 0 | 0
| 23976.868 | 0 | yes | Deficit |  |  | 0 | 0 | 0 | 0 | 0 |  | 0 | 0 | 0 | 0 | 4860 | no |  | 0 | 24300 | no | 23976.868 | 0 | no | no | 0 | 0 | 0 | 0 | 0 |  | 0 | 0 | 0 | 0 | 0 | 23976.868 | 15412.7297 | 19430.2009 | 0 | no | Surplus | yes |  | 0 | 0 | 0 | 3001.4426 | 0 | no | 0 | 0 | 0 | 3001.4426 | 0 |  |  | 0 | 0 | 0 | 0 | 0 |  | 0 | 0 | 0 | 0 | 0
| 23681.1608 | 0 | no | Surplus | yes |  | 0 | 0 | 0 | 295.7072 | 0 | no | 0 | 0 | 0 | 295.7072 | 4860 | no | 23681.1608 | 0 | 24300 |  |  | 0 |  |  | 0 | 0 | 0 | 0 | 0 |  | 0 | 0 | 0 | 0 | 0 | 23681.1608 | 15011.3564 | 19190.5679 | 0 | no | Surplus | yes |  | 0 | 0 | 0 | 4418.8445 | 0 | no | 0 | 0 | 0 | 4418.8445 | 0 |  |  | 0 | 0 | 0 | 0 | 0 |  | 0 | 0 | 0 | 0 | 0
| 22579.5779 | 0 | no | Surplus | yes |  | 0 | 0 | 0 | 1101.5828 | 0 | no | 0 | 0 | 0 | 1101.5828 | 4860 | no | 22579.5779 | 0 | 24300 |  |  | 0 |  |  | 0 | 0 | 0 | 0 | 0 |  | 0 | 0 | 0 | 0 | 0 | 22579.5779 | 15529.7207 | 18297.8751 | 0 | no | Surplus | yes |  | 0 | 0 | 0 | 3660.8472 | 0 | no | 0 | 0 | 0 | 3660.8472 | 0 |  |  | 0 | 0 | 0 | 0 | 0 |  | 0 | 0 | 0 | 0 | 0
| 22951.5573 | 0 | yes | Deficit |  |  | 0 | 0 | 0 | 0 | 0 |  | 0 | 0 | 0 | 0 | 4860 | no |  | 0 | 24300 | no | 22951.5573 | 0 | no | no | 0 | 0 | 0 | 0 | 0 |  | 0 | 0 | 0 | 0 | 0 | 22951.5573 | 14038.9696 | 18599.3171 | 0 | no | Surplus | yes |  | 0 | 0 | 0 | 4258.9056 | 0 | no | 0 | 0 | 0 | 4258.9056 | 0 |  |  | 0 | 0 | 0 | 0 | 0 |  | 0 | 0 | 0 | 0 | 0
| 19995.4617 | 0 | no | Surplus | yes |  | 0 | 0 | 0 | 2956.0957 | 0 | no | 0 | 0 | 0 | 2956.0957 | 4860 | no | 19995.4617 | 0 | 24300 |  |  | 0 |  |  | 0 | 0 | 0 | 0 | 0 |  | 0 | 0 | 0 | 0 | 0 | 19995.4617 | 15024.72 | 16203.7777 | 0 | no | Surplus | yes |  | 0 | 0 | 0 | 3574.5972 | 0 | no | 0 | 0 | 0 | 3574.5972 | 0 |  |  | 0 | 0 | 0 | 0 | 0 |  | 0 | 0 | 0 | 0 | 0
| 19322.6743 | 0 | no | Surplus | yes |  | 0 | 0 | 0 | 672.7874 | 0 | no | 0 | 0 | 0 | 672.7874 | 4860 | no | 19322.6743 | 0 | 24300 |  |  | 0 |  |  | 0 | 0 | 0 | 0 | 0 |  | 0 | 0 | 0 | 0 | 0 | 19322.6743 | 16112.5067 | 15658.5691 | 0 | no | Surplus | yes |  | 0 | 0 | 0 | 91.271 | 0 | no | 0 | 0 | 0 | 91.271 | 0 |  |  | 0 | 0 | 0 | 0 | 0 |  | 0 | 0 | 0 | 0 | 0
| 19832.1327 | 0 | yes | Deficit |  |  | 0 | 0 | 0 | 0 | 0 |  | 0 | 0 | 0 | 0 | 4860 | no |  | 0 | 24300 | no | 19832.1327 | 0 | no | no | 0 | 0 | 0 | 0 | 0 |  | 0 | 0 | 0 | 0 | 0 | 19832.1327 | 18843.1616 | 16071.4204 | 0 | yes | Deficit |  |  | 0 | 0 | 0 | 0 | 0 |  | 0 | 0 | 0 | 0 | 3184.5925 | yes |  | 0 | 0 | 0 | 3184.5925 | 0 | no | 0 | 0 | 0 | 3184.5925 | 0
| 21733.4688 | 0 | yes | Deficit |  |  | 0 | 0 | 0 | 0 | 0 |  | 0 | 0 | 0 | 0 | 4860 | no |  | 0 | 24300 | no | 21733.4688 | 0 | no | no | 0 | 0 | 0 | 0 | 0 |  | 0 | 0 | 0 | 0 | 0 | 21733.4688 | 16074.7889 | 17612.2113 | 0 | yes | Deficit |  |  | 0 | 0 | 0 | 0 | 0 |  | 0 | 0 | 0 | 0 | 3.3686 | yes |  | 0 | 0 | 0 | 3.3686 | 0 | no | 0 | 0 | 0 | 3.3686 | 0
| 18960.499 | 0 | no | Surplus | yes |  | 0 | 0 | 0 | 2772.9698 | 0 | no | 0 | 0 | 0 | 2772.9698 | 4860 | no | 18960.499 | 0 | 24300 |  |  | 0 |  |  | 0 | 0 | 0 | 0 | 0 |  | 0 | 0 | 0 | 0 | 0 | 18960.499 | 16161.6835 | 15365.0721 | 0 | no | Surplus | yes |  | 0 | 0 | 0 | 1450.5279 | 0 | no | 0 | 0 | 0 | 1450.5279 | 0 |  |  | 0 | 0 | 0 | 0 | 0 |  | 0 | 0 | 0 | 0 | 0
| 19840.7467 | 0 | yes | Deficit |  |  | 0 | 0 | 0 | 0 | 0 |  | 0 | 0 | 0 | 0 | 4860 | no |  | 0 | 24300 | no | 19840.7467 | 0 | no | no | 0 | 0 | 0 | 0 | 0 |  | 0 | 0 | 0 | 0 | 0 | 19840.7467 | 15851.0809 | 16078.4009 | 0 | yes | Deficit |  |  | 0 | 0 | 0 | 0 | 0 |  | 0 | 0 | 0 | 0 | 486.0088 | yes |  | 0 | 0 | 0 | 486.0088 | 0 | no | 0 | 0 | 0 | 486.0088 | 0
| 18117.9982 | 0 | no | Surplus | yes |  | 0 | 0 | 0 | 1722.7485 | 0 | no | 0 | 0 | 0 | 1722.7485 | 4860 | no | 18117.9982 | 0 | 24300 |  |  | 0 |  |  | 0 | 0 | 0 | 0 | 0 |  | 0 | 0 | 0 | 0 | 0 | 18117.9982 | 15661.4615 | 14682.3324 | 0 | no | Surplus | yes |  | 0 | 0 | 0 | 416.9394 | 0 | no | 0 | 0 | 0 | 416.9394 | 0 |  |  | 0 | 0 | 0 | 0 | 0 |  | 0 | 0 | 0 | 0 | 0
| 18524.3559 | 0 | yes | Deficit |  |  | 0 | 0 | 0 | 0 | 0 |  | 0 | 0 | 0 | 0 | 4860 | no |  | 0 | 24300 | no | 18524.3559 | 0 | no | no | 0 | 0 | 0 | 0 | 0 |  | 0 | 0 | 0 | 0 | 0 | 18524.3559 | 16133.6203 | 15011.6336 | 0 | yes | Deficit |  |  | 0 | 0 | 0 | 0 | 0 |  | 0 | 0 | 0 | 0 | 1451.2879 | yes |  | 0 | 0 | 0 | 1451.2879 | 0 | no | 0 | 0 | 0 | 1451.2879 | 0
| 19125.7883 | 0 | yes | Deficit |  |  | 0 | 0 | 0 | 0 | 0 |  | 0 | 0 | 0 | 0 | 4860 | no |  | 0 | 24300 | no | 19125.7883 | 0 | no | no | 0 | 0 | 0 | 0 | 0 |  | 0 | 0 | 0 | 0 | 0 | 19125.7883 | 15477.4396 | 15499.0181 | 0 | yes | Deficit |  |  | 0 | 0 | 0 | 0 | 0 |  | 0 | 0 | 0 | 0 | 465.806 | yes |  | 0 | 0 | 0 | 465.806 | 0 | no | 0 | 0 | 0 | 465.806 | 0
| 23053.4683 | 0 | yes | Deficit |  |  | 0 | 0 | 0 | 0 | 0 |  | 0 | 0 | 0 | 0 | 4860 | no |  | 0 | 24300 | no | 23053.4683 | 0 | no | no | 0 | 0 | 0 | 0 | 0 |  | 0 | 0 | 0 | 0 | 0 | 23053.4683 | 16272.0626 | 18681.903 | 0 | yes | Deficit |  |  | 0 | 0 | 0 | 0 | 0 |  | 0 | 0 | 0 | 0 | 773.0445 | yes |  | 0 | 0 | 0 | 773.0445 | 0 | no | 0 | 0 | 0 | 773.0445 | 0
| 19902.3754 | 0 | no | Surplus | yes |  | 0 | 0 | 0 | 3151.0929 | 0 | no | 0 | 0 | 0 | 3151.0929 | 4860 | no | 19902.3754 | 0 | 24300 |  |  | 0 |  |  | 0 | 0 | 0 | 0 | 0 |  | 0 | 0 | 0 | 0 | 0 | 19902.3754 | 15650.8402 | 16128.3431 | 0 | no | Surplus | yes |  | 0 | 0 | 0 | 3031.0628 | 0 | no | 0 | 0 | 0 | 3031.0628 | 0 |  |  | 0 | 0 | 0 | 0 | 0 |  | 0 | 0 | 0 | 0 | 0
| 19066.4385 | 0 | no | Surplus | yes |  | 0 | 0 | 0 | 835.9369 | 0 | no | 0 | 0 | 0 | 835.9369 | 4860 | no | 19066.4385 | 0 | 24300 |  |  | 0 |  |  | 0 | 0 | 0 | 0 | 0 |  | 0 | 0 | 0 | 0 | 0 | 19066.4385 | 15984.3197 | 15450.9226 | 0 | no | Surplus | yes |  | 0 | 0 | 0 | 144.0235 | 0 | no | 0 | 0 | 0 | 144.0235 | 0 |  |  | 0 | 0 | 0 | 0 | 0 |  | 0 | 0 | 0 | 0 | 0
| 18089.5863 | 0 | no | Surplus | yes |  | 0 | 0 | 0 | 976.8522 | 0 | no | 0 | 0 | 0 | 976.8522 | 4860 | no | 18089.5863 | 0 | 24300 |  |  | 0 |  |  | 0 | 0 | 0 | 0 | 0 |  | 0 | 0 | 0 | 0 | 0 | 18089.5863 | 16092.0648 | 14659.3082 | 0 | yes | Deficit |  |  | 0 | 0 | 0 | 0 | 0 |  | 0 | 0 | 0 | 0 | 641.1422 | yes |  | 0 | 0 | 0 | 641.1422 | 0 | no | 0 | 0 | 0 | 641.1422 | 0
| 19977.5208 | 0 | yes | Deficit |  |  | 0 | 0 | 0 | 0 | 0 |  | 0 | 0 | 0 | 0 | 4860 | no |  | 0 | 24300 | no | 19977.5208 | 0 | no | no | 0 | 0 | 0 | 0 | 0 |  | 0 | 0 | 0 | 0 | 0 | 19977.5208 | 15673.2081 | 16189.2389 | 0 | yes | Deficit |  |  | 0 | 0 | 0 | 0 | 0 |  | 0 | 0 | 0 | 0 | 1013.8999 | yes |  | 0 | 0 | 0 | 1013.8999 | 0 | no | 0 | 0 | 0 | 1013.8999 | 0
| 17589.2991 | 0 | no | Surplus | yes |  | 0 | 0 | 0 | 2388.2217 | 0 | no | 0 | 0 | 0 | 2388.2217 | 4860 | no | 17589.2991 | 0 | 24300 |  |  | 0 |  |  | 0 | 0 | 0 | 0 | 0 |  | 0 | 0 | 0 | 0 | 0 | 17589.2991 | 15731.6886 | 14253.889 | 0 | no | Surplus | yes |  | 0 | 0 | 0 | 457.5503 | 0 | no | 0 | 0 | 0 | 457.5503 | 0 |  |  | 0 | 0 | 0 | 0 | 0 |  | 0 | 0 | 0 | 0 | 0
| 21338.4454 | 0 | yes | Deficit |  |  | 0 | 0 | 0 | 0 | 0 |  | 0 | 0 | 0 | 0 | 4860 | no |  | 0 | 24300 | no | 21338.4454 | 0 | no | no | 0 | 0 | 0 | 0 | 0 |  | 0 | 0 | 0 | 0 | 0 | 21338.4454 | 13745.9425 | 17292.0951 | 0 | no | Surplus | yes |  | 0 | 0 | 0 | 507.9465 | 0 | no | 0 | 0 | 0 | 507.9465 | 0 |  |  | 0 | 0 | 0 | 0 | 0 |  | 0 | 0 | 0 | 0 | 0
| 18617.1195 | 0 | no | Surplus | yes |  | 0 | 0 | 0 | 2721.3258 | 0 | no | 0 | 0 | 0 | 2721.3258 | 4860 | no | 18617.1195 | 0 | 24300 |  |  | 0 |  |  | 0 | 0 | 0 | 0 | 0 |  | 0 | 0 | 0 | 0 | 0 | 18617.1195 | 16233.6485 | 15086.8068 | 0 | no | Surplus | yes |  | 0 | 0 | 0 | 1058.4466 | 0 | no | 0 | 0 | 0 | 1058.4466 | 0 |  |  | 0 | 0 | 0 | 0 | 0 |  | 0 | 0 | 0 | 0 | 0
| 17781.6353 | 0 | no | Surplus | yes |  | 0 | 0 | 0 | 835.4843 | 0 | no | 0 | 0 | 0 | 835.4843 | 4860 | no | 17781.6353 | 0 | 24300 |  |  | 0 |  |  | 0 | 0 | 0 | 0 | 0 |  | 0 | 0 | 0 | 0 | 0 | 17781.6353 | 16140.7302 | 14409.7531 | 0 | yes | Deficit |  |  | 0 | 0 | 0 | 0 | 0 |  | 0 | 0 | 0 | 0 | 1053.9235 | yes |  | 0 | 0 | 0 | 1053.9235 | 0 | no | 0 | 0 | 0 | 1053.9235 | 0
| 19896.7458 | 0 | yes | Deficit |  |  | 0 | 0 | 0 | 0 | 0 |  | 0 | 0 | 0 | 0 | 4860 | no |  | 0 | 24300 | no | 19896.7458 | 0 | no | no | 0 | 0 | 0 | 0 | 0 |  | 0 | 0 | 0 | 0 | 0 | 19896.7458 | 16462.1413 | 16123.781 | 0 | yes | Deficit |  |  | 0 | 0 | 0 | 0 | 0 |  | 0 | 0 | 0 | 0 | 2052.3882 | yes |  | 0 | 0 | 0 | 2052.3882 | 0 | no | 0 | 0 | 0 | 2052.3882 | 0
| 19177.6597 | 0 | no | Surplus | yes |  | 0 | 0 | 0 | 719.086 | 0 | no | 0 | 0 | 0 | 719.086 | 4860 | no | 19177.6597 | 0 | 24300 |  |  | 0 |  |  | 0 | 0 | 0 | 0 | 0 |  | 0 | 0 | 0 | 0 | 0 | 19177.6597 | 16279.5385 | 15541.0532 | 0 | yes | Deficit |  |  | 0 | 0 | 0 | 0 | 0 |  | 0 | 0 | 0 | 0 | 155.7575 | yes |  | 0 | 0 | 0 | 155.7575 | 0 | no | 0 | 0 | 0 | 155.7575 | 0
| 18830.075 | 0 | no | Surplus | yes |  | 0 | 0 | 0 | 347.5847 | 0 | no | 0 | 0 | 0 | 347.5847 | 4860 | no | 18830.075 | 0 | 24300 |  |  | 0 |  |  | 0 | 0 | 0 | 0 | 0 |  | 0 | 0 | 0 | 0 | 0 | 18830.075 | 16088.4124 | 15259.3801 | 0 | yes | Deficit |  |  | 0 | 0 | 0 | 0 | 0 |  | 0 | 0 | 0 | 0 | 547.3592 | yes |  | 0 | 0 | 0 | 547.3592 | 0 | no | 0 | 0 | 0 | 547.3592 | 0
| 19179.0682 | 0 | yes | Deficit |  |  | 0 | 0 | 0 | 0 | 0 |  | 0 | 0 | 0 | 0 | 4860 | no |  | 0 | 24300 | no | 19179.0682 | 0 | no | no | 0 | 0 | 0 | 0 | 0 |  | 0 | 0 | 0 | 0 | 0 | 19179.0682 | 16276.1317 | 15542.1946 | 0 | yes | Deficit |  |  | 0 | 0 | 0 | 0 | 0 |  | 0 | 0 | 0 | 0 | 1016.7516 | yes |  | 0 | 0 | 0 | 1016.7516 | 0 | no | 0 | 0 | 0 | 1016.7516 | 0
| 20615.8477 | 0 | yes | Deficit |  |  | 0 | 0 | 0 | 0 | 0 |  | 0 | 0 | 0 | 0 | 4860 | no |  | 0 | 24300 | no | 20615.8477 | 0 | no | no | 0 | 0 | 0 | 0 | 0 |  | 0 | 0 | 0 | 0 | 0 | 20615.8477 | 16811.0666 | 16706.5216 | 0 | yes | Deficit |  |  | 0 | 0 | 0 | 0 | 0 |  | 0 | 0 | 0 | 0 | 1268.872 | yes |  | 0 | 0 | 0 | 1268.872 | 0 | no | 0 | 0 | 0 | 1268.872 | 0
| 22666.9935 | 0 | yes | Deficit |  |  | 0 | 0 | 0 | 0 | 0 |  | 0 | 0 | 0 | 0 | 4860 | no |  | 0 | 24300 | no | 22666.9935 | 0 | no | no | 0 | 0 | 0 | 0 | 0 |  | 0 | 0 | 0 | 0 | 0 | 22666.9935 | 17736.2402 | 18368.7143 | 0 | yes | Deficit |  |  | 0 | 0 | 0 | 0 | 0 |  | 0 | 0 | 0 | 0 | 1029.7186 | yes |  | 0 | 0 | 0 | 1029.7186 | 0 | no | 0 | 0 | 0 | 1029.7186 | 0
| 21326.8276 | 0 | no | Surplus | yes |  | 0 | 0 | 0 | 1340.1659 | 0 | no | 0 | 0 | 0 | 1340.1659 | 4860 | no | 21326.8276 | 0 | 24300 |  |  | 0 |  |  | 0 | 0 | 0 | 0 | 0 |  | 0 | 0 | 0 | 0 | 0 | 21326.8276 | 17207.4254 | 17282.6804 | 0 | no | Surplus | yes |  | 0 | 0 | 0 | 1161.2889 | 0 | no | 0 | 0 | 0 | 1161.2889 | 0 |  |  | 0 | 0 | 0 | 0 | 0 |  | 0 | 0 | 0 | 0 | 0
| 19876.7536 | 0 | no | Surplus | yes |  | 0 | 0 | 0 | 1450.074 | 0 | no | 0 | 0 | 0 | 1450.074 | 4860 | no | 19876.7536 | 0 | 24300 |  |  | 0 |  |  | 0 | 0 | 0 | 0 | 0 |  | 0 | 0 | 0 | 0 | 0 | 19876.7536 | 16274.4184 | 16107.5799 | 0 | no | Surplus | yes |  | 0 | 0 | 0 | 1008.262 | 0 | no | 0 | 0 | 0 | 1008.262 | 0 |  |  | 0 | 0 | 0 | 0 | 0 |  | 0 | 0 | 0 | 0 | 0
| 20599.625 | 0 | yes | Deficit |  |  | 0 | 0 | 0 | 0 | 0 |  | 0 | 0 | 0 | 0 | 4860 | no |  | 0 | 24300 | no | 20599.625 | 0 | no | no | 0 | 0 | 0 | 0 | 0 |  | 0 | 0 | 0 | 0 | 0 | 20599.625 | 17249.0648 | 16693.3752 | 0 | yes | Deficit |  |  | 0 | 0 | 0 | 0 | 0 |  | 0 | 0 | 0 | 0 | 1141.4848 | yes |  | 0 | 0 | 0 | 1141.4848 | 0 | no | 0 | 0 | 0 | 1141.4848 | 0
| 20490.4694 | 0 | no | Surplus | yes |  | 0 | 0 | 0 | 109.1555 | 0 | no | 0 | 0 | 0 | 109.1555 | 4860 | no | 20490.4694 | 0 | 24300 |  |  | 0 |  |  | 0 | 0 | 0 | 0 | 0 |  | 0 | 0 | 0 | 0 | 0 | 20490.4694 | 17196.1934 | 16604.9185 | 0 | yes | Deficit |  |  | 0 | 0 | 0 | 0 | 0 |  | 0 | 0 | 0 | 0 | 502.8182 | yes |  | 0 | 0 | 0 | 502.8182 | 0 | no | 0 | 0 | 0 | 502.8182 | 0
| 20968.7526 | 0 | yes | Deficit |  |  | 0 | 0 | 0 | 0 | 0 |  | 0 | 0 | 0 | 0 | 4860 | no |  | 0 | 24300 | no | 20968.7526 | 0 | no | no | 0 | 0 | 0 | 0 | 0 |  | 0 | 0 | 0 | 0 | 0 | 20968.7526 | 17742.7961 | 16992.5062 | 0 | yes | Deficit |  |  | 0 | 0 | 0 | 0 | 0 |  | 0 | 0 | 0 | 0 | 1137.8776 | yes |  | 0 | 0 | 0 | 1137.8776 | 0 | no | 0 | 0 | 0 | 1137.8776 | 0
| 22409.4736 | 0 | yes | Deficit |  |  | 0 | 0 | 0 | 0 | 0 |  | 0 | 0 | 0 | 0 | 4860 | no |  | 0 | 24300 | no | 22409.4736 | 0 | no | no | 0 | 0 | 0 | 0 | 0 |  | 0 | 0 | 0 | 0 | 0 | 22409.4736 | 17631.1463 | 18160.0272 | 0 | yes | Deficit |  |  | 0 | 0 | 0 | 0 | 0 |  | 0 | 0 | 0 | 0 | 638.6402 | yes |  | 0 | 0 | 0 | 638.6402 | 0 | no | 0 | 0 | 0 | 638.6402 | 0
| 21150.52 | 0 | no | Surplus | yes |  | 0 | 0 | 0 | 1258.9536 | 0 | no | 0 | 0 | 0 | 1258.9536 | 4860 | no | 21150.52 | 0 | 24300 |  |  | 0 |  |  | 0 | 0 | 0 | 0 | 0 |  | 0 | 0 | 0 | 0 | 0 | 21150.52 | 17555.9612 | 17139.8055 | 0 | no | Surplus | yes |  | 0 | 0 | 0 | 604.066 | 0 | no | 0 | 0 | 0 | 604.066 | 0 |  |  | 0 | 0 | 0 | 0 | 0 |  | 0 | 0 | 0 | 0 | 0
| 19468.431 | 0 | no | Surplus | yes |  | 0 | 0 | 0 | 1682.089 | 0 | no | 0 | 0 | 0 | 1682.089 | 4860 | no | 19468.431 | 0 | 24300 |  |  | 0 |  |  | 0 | 0 | 0 | 0 | 0 |  | 0 | 0 | 0 | 0 | 0 | 19468.431 | 17820.7528 | 15776.6864 | 0 | yes | Deficit |  |  | 0 | 0 | 0 | 0 | 0 |  | 0 | 0 | 0 | 0 | 680.9473 | yes |  | 0 | 0 | 0 | 680.9473 | 0 | no | 0 | 0 | 0 | 680.9473 | 0
| 20443.8603 | 0 | yes | Deficit |  |  | 0 | 0 | 0 | 0 | 0 |  | 0 | 0 | 0 | 0 | 4860 | no |  | 0 | 24300 | no | 20443.8603 | 0 | no | no | 0 | 0 | 0 | 0 | 0 |  | 0 | 0 | 0 | 0 | 0 | 20443.8603 | 16990.7899 | 16567.1477 | 0 | yes | Deficit |  |  | 0 | 0 | 0 | 0 | 0 |  | 0 | 0 | 0 | 0 | 1214.1036 | yes |  | 0 | 0 | 0 | 1214.1036 | 0 | no | 0 | 0 | 0 | 1214.1036 | 0
| 20060.2833 | 0 | no | Surplus | yes |  | 0 | 0 | 0 | 383.577 | 0 | no | 0 | 0 | 0 | 383.577 | 4860 | no | 20060.2833 | 0 | 24300 |  |  | 0 |  |  | 0 | 0 | 0 | 0 | 0 |  | 0 | 0 | 0 | 0 | 0 | 20060.2833 | 17914.8334 | 16256.3074 | 0 | yes | Deficit |  |  | 0 | 0 | 0 | 0 | 0 |  | 0 | 0 | 0 | 0 | 1347.6857 | yes |  | 0 | 0 | 0 | 1347.6857 | 0 | no | 0 | 0 | 0 | 1347.6857 | 0
| 20960.4194 | 0 | yes | Deficit |  |  | 0 | 0 | 0 | 0 | 0 |  | 0 | 0 | 0 | 0 | 4860 | no |  | 0 | 24300 | no | 20960.4194 | 0 | no | no | 0 | 0 | 0 | 0 | 0 |  | 0 | 0 | 0 | 0 | 0 | 20960.4194 | 17264.6014 | 16985.7532 | 0 | yes | Deficit |  |  | 0 | 0 | 0 | 0 | 0 |  | 0 | 0 | 0 | 0 | 1008.294 | yes |  | 0 | 0 | 0 | 1008.294 | 0 | no | 0 | 0 | 0 | 1008.294 | 0
| 19045.4257 | 0 | no | Surplus | yes |  | 0 | 0 | 0 | 1914.9938 | 0 | no | 0 | 0 | 0 | 1914.9938 | 4860 | no | 19045.4257 | 0 | 24300 |  |  | 0 |  |  | 0 | 0 | 0 | 0 | 0 |  | 0 | 0 | 0 | 0 | 0 | 19045.4257 | 17363.3795 | 15433.8944 | 0 | yes | Deficit |  |  | 0 | 0 | 0 | 0 | 0 |  | 0 | 0 | 0 | 0 | 377.6263 | yes |  | 0 | 0 | 0 | 377.6263 | 0 | no | 0 | 0 | 0 | 377.6263 | 0
| 19987.0027 | 0 | yes | Deficit |  |  | 0 | 0 | 0 | 0 | 0 |  | 0 | 0 | 0 | 0 | 4860 | no |  | 0 | 24300 | no | 19987.0027 | 0 | no | no | 0 | 0 | 0 | 0 | 0 |  | 0 | 0 | 0 | 0 | 0 | 19987.0027 | 21451.4102 | 16196.9228 | 0 | yes | Deficit |  |  | 0 | 0 | 0 | 0 | 0 |  | 0 | 0 | 0 | 0 | 6017.5158 | yes |  | 0 | 0 | 0 | 6017.5158 | 0 | no | 0 | 0 | 0 | 6017.5158 | 0
| 22432.2142 | 0 | yes | Deficit |  |  | 0 | 0 | 0 | 0 | 0 |  | 0 | 0 | 0 | 0 | 4860 | no |  | 0 | 24300 | no | 22432.2142 | 0 | no | no | 0 | 0 | 0 | 0 | 0 |  | 0 | 0 | 0 | 0 | 0 | 22432.2142 | 18726.7546 | 18178.4556 | 0 | yes | Deficit |  |  | 0 | 0 | 0 | 0 | 0 |  | 0 | 0 | 0 | 0 | 2529.8318 | yes |  | 0 | 0 | 0 | 2529.8318 | 0 | no | 0 | 0 | 0 | 2529.8318 | 0
| 21230.6867 | 0 | no | Surplus | yes |  | 0 | 0 | 0 | 1201.5274 | 0 | no | 0 | 0 | 0 | 1201.5274 | 4860 | no | 21230.6867 | 0 | 24300 |  |  | 0 |  |  | 0 | 0 | 0 | 0 | 0 |  | 0 | 0 | 0 | 0 | 0 | 21230.6867 | 17971.6726 | 17204.7705 | 0 | no | Surplus | yes |  | 0 | 0 | 0 | 206.783 | 0 | no | 0 | 0 | 0 | 206.783 | 0 |  |  | 0 | 0 | 0 | 0 | 0 |  | 0 | 0 | 0 | 0 | 0
| 21489.689 | 0 | yes | Deficit |  |  | 0 | 0 | 0 | 0 | 0 |  | 0 | 0 | 0 | 0 | 4860 | no |  | 0 | 24300 | no | 21489.689 | 0 | no | no | 0 | 0 | 0 | 0 | 0 |  | 0 | 0 | 0 | 0 | 0 | 21489.689 | 17922.3935 | 17414.6589 | 0 | yes | Deficit |  |  | 0 | 0 | 0 | 0 | 0 |  | 0 | 0 | 0 | 0 | 717.623 | yes |  | 0 | 0 | 0 | 717.623 | 0 | no | 0 | 0 | 0 | 717.623 | 0
| 17375.3465 | 0 | no | Surplus | yes |  | 0 | 0 | 0 | 4114.3425 | 0 | no | 0 | 0 | 0 | 4114.3425 | 4860 | no | 17375.3465 | 0 | 24300 |  |  | 0 |  |  | 0 | 0 | 0 | 0 | 0 |  | 0 | 0 | 0 | 0 | 0 | 17375.3465 | 17267.7794 | 14080.5077 | 0 | no | Surplus | yes |  | 0 | 0 | 0 | 146.8795 | 0 | no | 0 | 0 | 0 | 146.8795 | 0 |  |  | 0 | 0 | 0 | 0 | 0 |  | 0 | 0 | 0 | 0 | 0
| 17728.5557 | 0 | yes | Deficit |  |  | 0 | 0 | 0 | 0 | 0 |  | 0 | 0 | 0 | 0 | 4860 | no |  | 0 | 24300 | no | 17728.5557 | 0 | no | no | 0 | 0 | 0 | 0 | 0 |  | 0 | 0 | 0 | 0 | 0 | 17728.5557 | 17465.7757 | 14366.7388 | 0 | yes | Deficit |  |  | 0 | 0 | 0 | 0 | 0 |  | 0 | 0 | 0 | 0 | 3385.268 | yes |  | 0 | 0 | 0 | 3385.268 | 0 | no | 0 | 0 | 0 | 3385.268 | 0
| 16538.7769 | 0 | no | Surplus | yes |  | 0 | 0 | 0 | 1189.7788 | 0 | no | 0 | 0 | 0 | 1189.7788 | 4860 | no | 16538.7769 | 0 | 24300 |  |  | 0 |  |  | 0 | 0 | 0 | 0 | 0 |  | 0 | 0 | 0 | 0 | 0 | 16538.7769 | 17628.6505 | 13402.5745 | 0 | yes | Deficit |  |  | 0 | 0 | 0 | 0 | 0 |  | 0 | 0 | 0 | 0 | 3261.9117 | yes |  | 0 | 0 | 0 | 3261.9117 | 0 | no | 0 | 0 | 0 | 3261.9117 | 0
| 20018.1635 | 0 | yes | Deficit |  |  | 0 | 0 | 0 | 0 | 0 |  | 0 | 0 | 0 | 0 | 4860 | no |  | 0 | 24300 | no | 20018.1635 | 0 | no | no | 0 | 0 | 0 | 0 | 0 |  | 0 | 0 | 0 | 0 | 0 | 20018.1635 | 18205.0852 | 16222.1746 | 0 | yes | Deficit |  |  | 0 | 0 | 0 | 0 | 0 |  | 0 | 0 | 0 | 0 | 4802.5107 | yes |  | 0 | 0 | 0 | 4802.5107 | 0 | no | 0 | 0 | 0 | 4802.5107 | 0
| 22294.5503 | 0 | yes | Deficit |  |  | 0 | 0 | 0 | 0 | 0 |  | 0 | 0 | 0 | 0 | 4860 | no |  | 0 | 24300 | no | 22294.5503 | 0 | no | no | 0 | 0 | 0 | 0 | 0 |  | 0 | 0 | 0 | 0 | 0 | 22294.5503 | 18182.4457 | 18066.8965 | 0 | yes | Deficit |  |  | 0 | 0 | 0 | 0 | 0 |  | 0 | 0 | 0 | 0 | 1960.2711 | yes |  | 0 | 0 | 0 | 1960.2711 | 0 | no | 0 | 0 | 0 | 1960.2711 | 0
| 21136.3463 | 0 | no | Surplus | yes |  | 0 | 0 | 0 | 1158.204 | 0 | no | 0 | 0 | 0 | 1158.204 | 4860 | no | 21136.3463 | 0 | 24300 |  |  | 0 |  |  | 0 | 0 | 0 | 0 | 0 |  | 0 | 0 | 0 | 0 | 0 | 21136.3463 | 20204.537 | 17128.3195 | 0 | yes | Deficit |  |  | 0 | 0 | 0 | 0 | 0 |  | 0 | 0 | 0 | 0 | 2137.6405 | yes |  | 0 | 0 | 0 | 2137.6405 | 0 | no | 0 | 0 | 0 | 2137.6405 | 0
| 23204.1824 | 0 | yes | Deficit |  |  | 0 | 0 | 0 | 0 | 0 |  | 0 | 0 | 0 | 0 | 4860 | no |  | 0 | 24300 | no | 23204.1824 | 0 | no | no | 0 | 0 | 0 | 0 | 0 |  | 0 | 0 | 0 | 0 | 0 | 23204.1824 | 19193.3767 | 18804.0376 | 0 | yes | Deficit |  |  | 0 | 0 | 0 | 0 | 0 |  | 0 | 0 | 0 | 0 | 2065.0571 | yes |  | 0 | 0 | 0 | 2065.0571 | 0 | no | 0 | 0 | 0 | 2065.0571 | 0
| 20323.9511 | 0 | no | Surplus | yes |  | 0 | 0 | 0 | 2880.2313 | 0 | no | 0 | 0 | 0 | 2880.2313 | 4860 | no | 20323.9511 | 0 | 24300 |  |  | 0 |  |  | 0 | 0 | 0 | 0 | 0 |  | 0 | 0 | 0 | 0 | 0 | 20323.9511 | 16852.016 | 16469.9766 | 0 | no | Surplus | yes |  | 0 | 0 | 0 | 1952.0216 | 0 | no | 0 | 0 | 0 | 1952.0216 | 0 |  |  | 0 | 0 | 0 | 0 | 0 |  | 0 | 0 | 0 | 0 | 0
| 20523.7159 | 0 | yes | Deficit |  |  | 0 | 0 | 0 | 0 | 0 |  | 0 | 0 | 0 | 0 | 4860 | no |  | 0 | 24300 | no | 20523.7159 | 0 | no | no | 0 | 0 | 0 | 0 | 0 |  | 0 | 0 | 0 | 0 | 0 | 20523.7159 | 17381.6506 | 16631.8605 | 0 | yes | Deficit |  |  | 0 | 0 | 0 | 0 | 0 |  | 0 | 0 | 0 | 0 | 911.6741 | yes |  | 0 | 0 | 0 | 911.6741 | 0 | no | 0 | 0 | 0 | 911.6741 | 0
| 21121.5554 | 0 | yes | Deficit |  |  | 0 | 0 | 0 | 0 | 0 |  | 0 | 0 | 0 | 0 | 4860 | no |  | 0 | 24300 | no | 21121.5554 | 0 | no | no | 0 | 0 | 0 | 0 | 0 |  | 0 | 0 | 0 | 0 | 0 | 21121.5554 | 17813.0944 | 17116.3334 | 0 | yes | Deficit |  |  | 0 | 0 | 0 | 0 | 0 |  | 0 | 0 | 0 | 0 | 1181.2339 | yes |  | 0 | 0 | 0 | 1181.2339 | 0 | no | 0 | 0 | 0 | 1181.2339 | 0
| 20031.7853 | 0 | no | Surplus | yes |  | 0 | 0 | 0 | 1089.7701 | 0 | no | 0 | 0 | 0 | 1089.7701 | 4860 | no | 20031.7853 | 0 | 24300 |  |  | 0 |  |  | 0 | 0 | 0 | 0 | 0 |  | 0 | 0 | 0 | 0 | 0 | 20031.7853 | 18566.2698 | 16233.2134 | 0 | yes | Deficit |  |  | 0 | 0 | 0 | 0 | 0 |  | 0 | 0 | 0 | 0 | 1449.9364 | yes |  | 0 | 0 | 0 | 1449.9364 | 0 | no | 0 | 0 | 0 | 1449.9364 | 0
| 20900.3481 | 0 | yes | Deficit |  |  | 0 | 0 | 0 | 0 | 0 |  | 0 | 0 | 0 | 0 | 4860 | no |  | 0 | 24300 | no | 20900.3481 | 0 | no | no | 0 | 0 | 0 | 0 | 0 |  | 0 | 0 | 0 | 0 | 0 | 20900.3481 | 18681.0524 | 16937.073 | 0 | yes | Deficit |  |  | 0 | 0 | 0 | 0 | 0 |  | 0 | 0 | 0 | 0 | 2447.839 | yes |  | 0 | 0 | 0 | 2447.839 | 0 | no | 0 | 0 | 0 | 2447.839 | 0
| 22969.6893 | 0 | yes | Deficit |  |  | 0 | 0 | 0 | 0 | 0 |  | 0 | 0 | 0 | 0 | 4860 | no |  | 0 | 24300 | no | 22969.6893 | 0 | no | no | 0 | 0 | 0 | 0 | 0 |  | 0 | 0 | 0 | 0 | 0 | 22969.6893 | 18205.3468 | 18614.0108 | 0 | yes | Deficit |  |  | 0 | 0 | 0 | 0 | 0 |  | 0 | 0 | 0 | 0 | 1268.2738 | yes |  | 0 | 0 | 0 | 1268.2738 | 0 | no | 0 | 0 | 0 | 1268.2738 | 0
| 20943.8726 | 0 | no | Surplus | yes |  | 0 | 0 | 0 | 2025.8167 | 0 | no | 0 | 0 | 0 | 2025.8167 | 4860 | no | 20943.8726 | 0 | 24300 |  |  | 0 |  |  | 0 | 0 | 0 | 0 | 0 |  | 0 | 0 | 0 | 0 | 0 | 20943.8726 | 14677.7964 | 16972.3441 | 0 | no | Surplus | yes |  | 0 | 0 | 0 | 3936.2143 | 0 | no | 0 | 0 | 0 | 3936.2143 | 0 |  |  | 0 | 0 | 0 | 0 | 0 |  | 0 | 0 | 0 | 0 | 0
| 20362.1442 | 0 | no | Surplus | yes |  | 0 | 0 | 0 | 581.7284 | 0 | no | 0 | 0 | 0 | 581.7284 | 4860 | no | 20362.1442 | 0 | 24300 |  |  | 0 |  |  | 0 | 0 | 0 | 0 | 0 |  | 0 | 0 | 0 | 0 | 0 | 20362.1442 | 13078.3514 | 16500.9272 | 0 | no | Surplus | yes |  | 0 | 0 | 0 | 3893.9927 | 0 | no | 0 | 0 | 0 | 3893.9927 | 0 |  |  | 0 | 0 | 0 | 0 | 0 |  | 0 | 0 | 0 | 0 | 0
| 19221.7388 | 0 | no | Surplus | yes |  | 0 | 0 | 0 | 1140.4054 | 0 | no | 0 | 0 | 0 | 1140.4054 | 4860 | no | 19221.7388 | 0 | 24300 |  |  | 0 |  |  | 0 | 0 | 0 | 0 | 0 |  | 0 | 0 | 0 | 0 | 0 | 19221.7388 | 15163.3941 | 15576.7738 | 0 | no | Surplus | yes |  | 0 | 0 | 0 | 1337.5331 | 0 | no | 0 | 0 | 0 | 1337.5331 | 0 |  |  | 0 | 0 | 0 | 0 | 0 |  | 0 | 0 | 0 | 0 | 0
| 20915.2381 | 0 | yes | Deficit |  |  | 0 | 0 | 0 | 0 | 0 |  | 0 | 0 | 0 | 0 | 4860 | no |  | 0 | 24300 | no | 20915.2381 | 0 | no | no | 0 | 0 | 0 | 0 | 0 |  | 0 | 0 | 0 | 0 | 0 | 20915.2381 | 17533.2199 | 16949.1395 | 0 | yes | Deficit |  |  | 0 | 0 | 0 | 0 | 0 |  | 0 | 0 | 0 | 0 | 1956.4461 | yes |  | 0 | 0 | 0 | 1956.4461 | 0 | no | 0 | 0 | 0 | 1956.4461 | 0
| 19949.1539 | 0 | no | Surplus | yes |  | 0 | 0 | 0 | 966.0842 | 0 | no | 0 | 0 | 0 | 966.0842 | 4860 | no | 19949.1539 | 0 | 24300 |  |  | 0 |  |  | 0 | 0 | 0 | 0 | 0 |  | 0 | 0 | 0 | 0 | 0 | 19949.1539 | 21060.4161 | 16166.2511 | 0 | yes | Deficit |  |  | 0 | 0 | 0 | 0 | 0 |  | 0 | 0 | 0 | 0 | 4111.2767 | yes |  | 0 | 0 | 0 | 4111.2767 | 0 | no | 0 | 0 | 0 | 4111.2767 | 0
| 21006.2656 | 0 | yes | Deficit |  |  | 0 | 0 | 0 | 0 | 0 |  | 0 | 0 | 0 | 0 | 4860 | no |  | 0 | 24300 | no | 21006.2656 | 0 | no | no | 0 | 0 | 0 | 0 | 0 |  | 0 | 0 | 0 | 0 | 0 | 21006.2656 | 17227.2008 | 17022.9057 | 0 | yes | Deficit |  |  | 0 | 0 | 0 | 0 | 0 |  | 0 | 0 | 0 | 0 | 1060.9497 | yes |  | 0 | 0 | 0 | 1060.9497 | 0 | no | 0 | 0 | 0 | 1060.9497 | 0
| 21743.9547 | 0 | yes | Deficit |  |  | 0 | 0 | 0 | 0 | 0 |  | 0 | 0 | 0 | 0 | 4860 | no |  | 0 | 24300 | no | 21743.9547 | 0 | no | no | 0 | 0 | 0 | 0 | 0 |  | 0 | 0 | 0 | 0 | 0 | 21743.9547 | 17426.6927 | 17620.7088 | 0 | yes | Deficit |  |  | 0 | 0 | 0 | 0 | 0 |  | 0 | 0 | 0 | 0 | 403.787 | yes |  | 0 | 0 | 0 | 403.787 | 0 | no | 0 | 0 | 0 | 403.787 | 0
| 21986.999 | 0 | yes | Deficit |  |  | 0 | 0 | 0 | 0 | 0 |  | 0 | 0 | 0 | 0 | 4860 | no |  | 0 | 24300 | no | 21986.999 | 0 | no | no | 0 | 0 | 0 | 0 | 0 |  | 0 | 0 | 0 | 0 | 0 | 21986.999 | 17372.2081 | 17817.6653 | 0 | no | Surplus | yes |  | 0 | 0 | 0 | 248.5008 | 0 | no | 0 | 0 | 0 | 248.5008 | 0 |  |  | 0 | 0 | 0 | 0 | 0 |  | 0 | 0 | 0 | 0 | 0
| 18806.8599 | 0 | no | Surplus | yes |  | 0 | 0 | 0 | 3180.1391 | 0 | no | 0 | 0 | 0 | 3180.1391 | 4860 | no | 18806.8599 | 0 | 24300 |  |  | 0 |  |  | 0 | 0 | 0 | 0 | 0 |  | 0 | 0 | 0 | 0 | 0 | 18806.8599 | 13668.3652 | 15240.5672 | 0 | no | Surplus | yes |  | 0 | 0 | 0 | 4149.3001 | 0 | no | 0 | 0 | 0 | 4149.3001 | 0 |  |  | 0 | 0 | 0 | 0 | 0 |  | 0 | 0 | 0 | 0 | 0
| 18315.7696 | 0 | no | Surplus | yes |  | 0 | 0 | 0 | 491.0903 | 0 | no | 0 | 0 | 0 | 491.0903 | 4860 | no | 18315.7696 | 0 | 24300 |  |  | 0 |  |  | 0 | 0 | 0 | 0 | 0 |  | 0 | 0 | 0 | 0 | 0 | 18315.7696 | 13945.8384 | 14842.601 | 0 | no | Surplus | yes |  | 0 | 0 | 0 | 1294.7288 | 0 | no | 0 | 0 | 0 | 1294.7288 | 0 |  |  | 0 | 0 | 0 | 0 | 0 |  | 0 | 0 | 0 | 0 | 0
| 16303.1272 | 0 | no | Surplus | yes |  | 0 | 0 | 0 | 2012.6424 | 0 | no | 0 | 0 | 0 | 2012.6424 | 4860 | no | 16303.1272 | 0 | 24300 |  |  | 0 |  |  | 0 | 0 | 0 | 0 | 0 |  | 0 | 0 | 0 | 0 | 0 | 16303.1272 | 13649.2249 | 13211.6103 | 0 | no | Surplus | yes |  | 0 | 0 | 0 | 1193.3761 | 0 | no | 0 | 0 | 0 | 1193.3761 | 0 |  |  | 0 | 0 | 0 | 0 | 0 |  | 0 | 0 | 0 | 0 | 0
| 19384.0835 | 0 | yes | Deficit |  |  | 0 | 0 | 0 | 0 | 0 |  | 0 | 0 | 0 | 0 | 4860 | no |  | 0 | 24300 | no | 19384.0835 | 0 | no | no | 0 | 0 | 0 | 0 | 0 |  | 0 | 0 | 0 | 0 | 0 | 19384.0835 | 16286.5646 | 15708.3335 | 0 | yes | Deficit |  |  | 0 | 0 | 0 | 0 | 0 |  | 0 | 0 | 0 | 0 | 3074.9542 | yes |  | 0 | 0 | 0 | 3074.9542 | 0 | no | 0 | 0 | 0 | 3074.9542 | 0
| 21883.9316 | 0 | yes | Deficit |  |  | 0 | 0 | 0 | 0 | 0 |  | 0 | 0 | 0 | 0 | 4860 | no |  | 0 | 24300 | no | 21883.9316 | 0 | no | no | 0 | 0 | 0 | 0 | 0 |  | 0 | 0 | 0 | 0 | 0 | 21883.9316 | 15673.6633 | 17734.1423 | 0 | no | Surplus | yes |  | 0 | 0 | 0 | 34.6702 | 0 | no | 0 | 0 | 0 | 34.6702 | 0 |  |  | 0 | 0 | 0 | 0 | 0 |  | 0 | 0 | 0 | 0 | 0
| 21931.4719 | 0 | yes | Deficit |  |  | 0 | 0 | 0 | 0 | 0 |  | 0 | 0 | 0 | 0 | 4860 | no |  | 0 | 24300 | no | 21931.4719 | 0 | no | no | 0 | 0 | 0 | 0 | 0 |  | 0 | 0 | 0 | 0 | 0 | 21931.4719 | 14606.9881 | 17772.6677 | 0 | no | Surplus | yes |  | 0 | 0 | 0 | 3127.1542 | 0 | no | 0 | 0 | 0 | 3127.1542 | 0 |  |  | 0 | 0 | 0 | 0 | 0 |  | 0 | 0 | 0 | 0 | 0
| 17402.8312 | 0 | no | Surplus | yes |  | 0 | 0 | 0 | 4528.6407 | 0 | no | 0 | 0 | 0 | 4528.6407 | 4860 | no | 17402.8312 | 0 | 24300 |  |  | 0 |  |  | 0 | 0 | 0 | 0 | 0 |  | 0 | 0 | 0 | 0 | 0 | 17402.8312 | 15736.7994 | 14102.7806 | 0 | no | Surplus | yes |  | 0 | 0 | 0 | 2035.8682 | 0 | no | 0 | 0 | 0 | 2035.8682 | 0 |  |  | 0 | 0 | 0 | 0 | 0 |  | 0 | 0 | 0 | 0 | 0
| 17649.4685 | 0 | yes | Deficit |  |  | 0 | 0 | 0 | 0 | 0 |  | 0 | 0 | 0 | 0 | 4860 | no |  | 0 | 24300 | no | 17649.4685 | 0 | no | no | 0 | 0 | 0 | 0 | 0 |  | 0 | 0 | 0 | 0 | 0 | 17649.4685 | 15350.0965 | 14302.6487 | 0 | yes | Deficit |  |  | 0 | 0 | 0 | 0 | 0 |  | 0 | 0 | 0 | 0 | 1247.3159 | yes |  | 0 | 0 | 0 | 1247.3159 | 0 | no | 0 | 0 | 0 | 1247.3159 | 0
| 17592.7489 | 0 | no | Surplus | yes |  | 0 | 0 | 0 | 56.7196 | 0 | no | 0 | 0 | 0 | 56.7196 | 4860 | no | 17592.7489 | 0 | 24300 |  |  | 0 |  |  | 0 | 0 | 0 | 0 | 0 |  | 0 | 0 | 0 | 0 | 0 | 17592.7489 | 15596.5507 | 14256.6847 | 0 | yes | Deficit |  |  | 0 | 0 | 0 | 0 | 0 |  | 0 | 0 | 0 | 0 | 1293.902 | yes |  | 0 | 0 | 0 | 1293.902 | 0 | no | 0 | 0 | 0 | 1293.902 | 0
| 19608.6969 | 0 | yes | Deficit |  |  | 0 | 0 | 0 | 0 | 0 |  | 0 | 0 | 0 | 0 | 4860 | no |  | 0 | 24300 | no | 19608.6969 | 0 | no | no | 0 | 0 | 0 | 0 | 0 |  | 0 | 0 | 0 | 0 | 0 | 19608.6969 | 16238.2318 | 15890.3541 | 0 | yes | Deficit |  |  | 0 | 0 | 0 | 0 | 0 |  | 0 | 0 | 0 | 0 | 1981.5471 | yes |  | 0 | 0 | 0 | 1981.5471 | 0 | no | 0 | 0 | 0 | 1981.5471 | 0
| 20393.7436 | 0 | yes | Deficit |  |  | 0 | 0 | 0 | 0 | 0 |  | 0 | 0 | 0 | 0 | 4860 | no |  | 0 | 24300 | no | 20393.7436 | 0 | no | no | 0 | 0 | 0 | 0 | 0 |  | 0 | 0 | 0 | 0 | 0 | 20393.7436 | 15588.5978 | 16526.5345 | 0 | no | Surplus | yes |  | 0 | 0 | 0 | 301.7562 | 0 | no | 0 | 0 | 0 | 301.7562 | 0 |  |  | 0 | 0 | 0 | 0 | 0 |  | 0 | 0 | 0 | 0 | 0
| 19180.7378 | 0 | no | Surplus | yes |  | 0 | 0 | 0 | 1213.0058 | 0 | no | 0 | 0 | 0 | 1213.0058 | 4860 | no | 19180.7378 | 0 | 24300 |  |  | 0 |  |  | 0 | 0 | 0 | 0 | 0 |  | 0 | 0 | 0 | 0 | 0 | 19180.7378 | 15294.222 | 15543.5476 | 0 | no | Surplus | yes |  | 0 | 0 | 0 | 1232.3125 | 0 | no | 0 | 0 | 0 | 1232.3125 | 0 |  |  | 0 | 0 | 0 | 0 | 0 |  | 0 | 0 | 0 | 0 | 0
| 18568.1296 | 0 | no | Surplus | yes |  | 0 | 0 | 0 | 612.6082 | 0 | no | 0 | 0 | 0 | 612.6082 | 4860 | no | 18568.1296 | 0 | 24300 |  |  | 0 |  |  | 0 | 0 | 0 | 0 | 0 |  | 0 | 0 | 0 | 0 | 0 | 18568.1296 | 14802.4423 | 15047.1066 | 0 | no | Surplus | yes |  | 0 | 0 | 0 | 741.1053 | 0 | no | 0 | 0 | 0 | 741.1053 | 0 |  |  | 0 | 0 | 0 | 0 | 0 |  | 0 | 0 | 0 | 0 | 0
| 19152.07 | 0 | yes | Deficit |  |  | 0 | 0 | 0 | 0 | 0 |  | 0 | 0 | 0 | 0 | 4860 | no |  | 0 | 24300 | no | 19152.07 | 0 | no | no | 0 | 0 | 0 | 0 | 0 |  | 0 | 0 | 0 | 0 | 0 | 19152.07 | 13861.599 | 15520.316 | 0 | no | Surplus | yes |  | 0 | 0 | 0 | 1185.5076 | 0 | no | 0 | 0 | 0 | 1185.5076 | 0 |  |  | 0 | 0 | 0 | 0 | 0 |  | 0 | 0 | 0 | 0 | 0
| 18699.524 | 0 | no | Surplus | yes |  | 0 | 0 | 0 | 452.546 | 0 | no | 0 | 0 | 0 | 452.546 | 4860 | no | 18699.524 | 0 | 24300 |  |  | 0 |  |  | 0 | 0 | 0 | 0 | 0 |  | 0 | 0 | 0 | 0 | 0 | 18699.524 | 14208.834 | 15153.5851 | 0 | no | Surplus | yes |  | 0 | 0 | 0 | 1311.482 | 0 | no | 0 | 0 | 0 | 1311.482 | 0 |  |  | 0 | 0 | 0 | 0 | 0 |  | 0 | 0 | 0 | 0 | 0
| 20554.4586 | 0 | yes | Deficit |  |  | 0 | 0 | 0 | 0 | 0 |  | 0 | 0 | 0 | 0 | 4860 | no |  | 0 | 24300 | no | 20554.4586 | 0 | no | no | 0 | 0 | 0 | 0 | 0 |  | 0 | 0 | 0 | 0 | 0 | 20554.4586 | 14522.344 | 16656.7736 | 0 | no | Surplus | yes |  | 0 | 0 | 0 | 631.2411 | 0 | no | 0 | 0 | 0 | 631.2411 | 0 |  |  | 0 | 0 | 0 | 0 | 0 |  | 0 | 0 | 0 | 0 | 0
| 17993.0505 | 0 | no | Surplus | yes |  | 0 | 0 | 0 | 2561.4081 | 0 | no | 0 | 0 | 0 | 2561.4081 | 4860 | no | 17993.0505 | 0 | 24300 |  |  | 0 |  |  | 0 | 0 | 0 | 0 | 0 |  | 0 | 0 | 0 | 0 | 0 | 17993.0505 | 14703.6834 | 14581.0782 | 0 | no | Surplus | yes |  | 0 | 0 | 0 | 1953.0902 | 0 | no | 0 | 0 | 0 | 1953.0902 | 0 |  |  | 0 | 0 | 0 | 0 | 0 |  | 0 | 0 | 0 | 0 | 0
| 16603.647 | 0 | no | Surplus | yes |  | 0 | 0 | 0 | 1389.4035 | 0 | no | 0 | 0 | 0 | 1389.4035 | 4860 | no | 16603.647 | 0 | 24300 |  |  | 0 |  |  | 0 | 0 | 0 | 0 | 0 |  | 0 | 0 | 0 | 0 | 0 | 16603.647 | 13053.8567 | 13455.1434 | 0 | no | Surplus | yes |  | 0 | 0 | 0 | 1527.2215 | 0 | no | 0 | 0 | 0 | 1527.2215 | 0 |  |  | 0 | 0 | 0 | 0 | 0 |  | 0 | 0 | 0 | 0 | 0
| 16556.8011 | 0 | no | Surplus | yes |  | 0 | 0 | 0 | 46.8459 | 0 | no | 0 | 0 | 0 | 46.8459 | 4860 | no | 16556.8011 | 0 | 24300 |  |  | 0 |  |  | 0 | 0 | 0 | 0 | 0 |  | 0 | 0 | 0 | 0 | 0 | 16556.8011 | 13660.2308 | 13417.1808 | 0 | yes | Deficit |  |  | 0 | 0 | 0 | 0 | 0 |  | 0 | 0 | 0 | 0 | 205.0873 | yes |  | 0 | 0 | 0 | 205.0873 | 0 | no | 0 | 0 | 0 | 205.0873 | 0
| 15493.2772 | 0 | no | Surplus | yes |  | 0 | 0 | 0 | 1063.5239 | 0 | no | 0 | 0 | 0 | 1063.5239 | 4860 | no | 15493.2772 | 0 | 24300 |  |  | 0 |  |  | 0 | 0 | 0 | 0 | 0 |  | 0 | 0 | 0 | 0 | 0 | 15493.2772 | 12429.1828 | 12555.33 | 0 | no | Surplus | yes |  | 0 | 0 | 0 | 987.998 | 0 | no | 0 | 0 | 0 | 987.998 | 0 |  |  | 0 | 0 | 0 | 0 | 0 |  | 0 | 0 | 0 | 0 | 0
| 15541.8359 | 0 | yes | Deficit |  |  | 0 | 0 | 0 | 0 | 0 |  | 0 | 0 | 0 | 0 | 4860 | no |  | 0 | 24300 | no | 15541.8359 | 0 | no | no | 0 | 0 | 0 | 0 | 0 |  | 0 | 0 | 0 | 0 | 0 | 15541.8359 | 12608.568 | 12594.6807 | 0 | yes | Deficit |  |  | 0 | 0 | 0 | 0 | 0 |  | 0 | 0 | 0 | 0 | 53.238 | yes |  | 0 | 0 | 0 | 53.238 | 0 | no | 0 | 0 | 0 | 53.238 | 0
| 17500.5105 | 0 | yes | Deficit |  |  | 0 | 0 | 0 | 0 | 0 |  | 0 | 0 | 0 | 0 | 4860 | no |  | 0 | 24300 | no | 17500.5105 | 0 | no | no | 0 | 0 | 0 | 0 | 0 |  | 0 | 0 | 0 | 0 | 0 | 17500.5105 | 13265.4533 | 14181.9372 | 0 | yes | Deficit |  |  | 0 | 0 | 0 | 0 | 0 |  | 0 | 0 | 0 | 0 | 670.7726 | yes |  | 0 | 0 | 0 | 670.7726 | 0 | no | 0 | 0 | 0 | 670.7726 | 0
| 16516.9613 | 0 | no | Surplus | yes |  | 0 | 0 | 0 | 983.5492 | 0 | no | 0 | 0 | 0 | 983.5492 | 4860 | no | 16516.9613 | 0 | 24300 |  |  | 0 |  |  | 0 | 0 | 0 | 0 | 0 |  | 0 | 0 | 0 | 0 | 0 | 16516.9613 | 13297.6507 | 13384.8957 | 0 | no | Surplus | yes |  | 0 | 0 | 0 | 884.2865 | 0 | no | 0 | 0 | 0 | 884.2865 | 0 |  |  | 0 | 0 | 0 | 0 | 0 |  | 0 | 0 | 0 | 0 | 0
| 14443.4406 | 0 | no | Surplus | yes |  | 0 | 0 | 0 | 2073.5207 | 0 | no | 0 | 0 | 0 | 2073.5207 | 4860 | no | 14443.4406 | 0 | 24300 |  |  | 0 |  |  | 0 | 0 | 0 | 0 | 0 |  | 0 | 0 | 0 | 0 | 0 | 14443.4406 | 13881.5184 | 11704.571 | 0 | yes | Deficit |  |  | 0 | 0 | 0 | 0 | 0 |  | 0 | 0 | 0 | 0 | 496.6227 | yes |  | 0 | 0 | 0 | 496.6227 | 0 | no | 0 | 0 | 0 | 496.6227 | 0
| 15572.4249 | 0 | yes | Deficit |  |  | 0 | 0 | 0 | 0 | 0 |  | 0 | 0 | 0 | 0 | 4860 | no |  | 0 | 24300 | no | 15572.4249 | 0 | no | no | 0 | 0 | 0 | 0 | 0 |  | 0 | 0 | 0 | 0 | 0 | 15572.4249 | 12787.9417 | 12619.4691 | 0 | yes | Deficit |  |  | 0 | 0 | 0 | 0 | 0 |  | 0 | 0 | 0 | 0 | 1083.3707 | yes |  | 0 | 0 | 0 | 1083.3707 | 0 | no | 0 | 0 | 0 | 1083.3707 | 0
| 14703.8576 | 0 | no | Surplus | yes |  | 0 | 0 | 0 | 868.5673 | 0 | no | 0 | 0 | 0 | 868.5673 | 4860 | no | 14703.8576 | 0 | 24300 |  |  | 0 |  |  | 0 | 0 | 0 | 0 | 0 |  | 0 | 0 | 0 | 0 | 0 | 14703.8576 | 14530.9336 | 11915.6059 | 0 | yes | Deficit |  |  | 0 | 0 | 0 | 0 | 0 |  | 0 | 0 | 0 | 0 | 1911.4644 | yes |  | 0 | 0 | 0 | 1911.4644 | 0 | no | 0 | 0 | 0 | 1911.4644 | 0
| 16389.4207 | 0 | yes | Deficit |  |  | 0 | 0 | 0 | 0 | 0 |  | 0 | 0 | 0 | 0 | 4860 | no |  | 0 | 24300 | no | 16389.4207 | 0 | no | no | 0 | 0 | 0 | 0 | 0 |  | 0 | 0 | 0 | 0 | 0 | 16389.4207 | 13207.868 | 13281.5403 | 0 | yes | Deficit |  |  | 0 | 0 | 0 | 0 | 0 |  | 0 | 0 | 0 | 0 | 1292.2621 | yes |  | 0 | 0 | 0 | 1292.2621 | 0 | no | 0 | 0 | 0 | 1292.2621 | 0
| 16679.6916 | 0 | yes | Deficit |  |  | 0 | 0 | 0 | 0 | 0 |  | 0 | 0 | 0 | 0 | 4860 | no |  | 0 | 24300 | no | 16679.6916 | 0 | no | no | 0 | 0 | 0 | 0 | 0 |  | 0 | 0 | 0 | 0 | 0 | 16679.6916 | 14326.3909 | 13516.7679 | 0 | yes | Deficit |  |  | 0 | 0 | 0 | 0 | 0 |  | 0 | 0 | 0 | 0 | 1044.8506 | yes |  | 0 | 0 | 0 | 1044.8506 | 0 | no | 0 | 0 | 0 | 1044.8506 | 0
| 15607.5349 | 0 | no | Surplus | yes |  | 0 | 0 | 0 | 1072.1567 | 0 | no | 0 | 0 | 0 | 1072.1567 | 4860 | no | 15607.5349 | 0 | 24300 |  |  | 0 |  |  | 0 | 0 | 0 | 0 | 0 |  | 0 | 0 | 0 | 0 | 0 | 15607.5349 | 14474.7548 | 12647.9213 | 0 | yes | Deficit |  |  | 0 | 0 | 0 | 0 | 0 |  | 0 | 0 | 0 | 0 | 957.9869 | yes |  | 0 | 0 | 0 | 957.9869 | 0 | no | 0 | 0 | 0 | 957.9869 | 0
| 16982.0102 | 0 | yes | Deficit |  |  | 0 | 0 | 0 | 0 | 0 |  | 0 | 0 | 0 | 0 | 4860 | no |  | 0 | 24300 | no | 16982.0102 | 0 | no | no | 0 | 0 | 0 | 0 | 0 |  | 0 | 0 | 0 | 0 | 0 | 16982.0102 | 13943.1058 | 13761.7586 | 0 | yes | Deficit |  |  | 0 | 0 | 0 | 0 | 0 |  | 0 | 0 | 0 | 0 | 1295.1845 | yes |  | 0 | 0 | 0 | 1295.1845 | 0 | no | 0 | 0 | 0 | 1295.1845 | 0
| 18070.3292 | 0 | yes | Deficit |  |  | 0 | 0 | 0 | 0 | 0 |  | 0 | 0 | 0 | 0 | 4860 | no |  | 0 | 24300 | no | 18070.3292 | 0 | no | no | 0 | 0 | 0 | 0 | 0 |  | 0 | 0 | 0 | 0 | 0 | 18070.3292 | 14587.8079 | 14643.7028 | 0 | yes | Deficit |  |  | 0 | 0 | 0 | 0 | 0 |  | 0 | 0 | 0 | 0 | 826.0493 | yes |  | 0 | 0 | 0 | 826.0493 | 0 | no | 0 | 0 | 0 | 826.0493 | 0
| 18081.7662 | 0 | yes | Deficit |  |  | 0 | 0 | 0 | 0 | 0 |  | 0 | 0 | 0 | 0 | 4860 | no |  | 0 | 24300 | no | 18081.7662 | 0 | no | no | 0 | 0 | 0 | 0 | 0 |  | 0 | 0 | 0 | 0 | 0 | 18081.7662 | 15452.7195 | 14652.971 | 0 | yes | Deficit |  |  | 0 | 0 | 0 | 0 | 0 |  | 0 | 0 | 0 | 0 | 809.0167 | yes |  | 0 | 0 | 0 | 809.0167 | 0 | no | 0 | 0 | 0 | 809.0167 | 0
| 20349.8381 | 0 | yes | Deficit |  |  | 0 | 0 | 0 | 0 | 0 |  | 0 | 0 | 0 | 0 | 4860 | no |  | 0 | 24300 | no | 20349.8381 | 0 | no | no | 0 | 0 | 0 | 0 | 0 |  | 0 | 0 | 0 | 0 | 0 | 20349.8381 | 15524.7033 | 16490.9547 | 0 | yes | Deficit |  |  | 0 | 0 | 0 | 0 | 0 |  | 0 | 0 | 0 | 0 | 871.7323 | yes |  | 0 | 0 | 0 | 871.7323 | 0 | no | 0 | 0 | 0 | 871.7323 | 0
| 25183.0284 | 0 | yes | Deficit |  |  | 0 | 0 | 0 | 0 | 0 |  | 0 | 0 | 0 | 0 | 4860 | no |  | 0 | 24300 | yes | 24300 | 883.0284 | yes |  | 0 | 0 | 0 | 883.0284 | 0 | no | 0 | 0 | 0 | 883.0284 | 0 | 24300 | 15229.0853 | 19692.0583 | 0 | no | Surplus | yes |  | 0 | 0 | 0 | 1261.8694 | 0 | no | 0 | 0 | 0 | 1261.8694 | 0 |  |  | 0 | 0 | 0 | 0 | 0 |  | 0 | 0 | 0 | 0 | 0
| 22649.0302 | 0 | no | Surplus | yes |  | 0 | 0 | 0 | 1650.9698 | 0 | no | 0 | 0 | 0 | 1650.9698 | 4860 | no | 22649.0302 | 0 | 24300 |  |  | 0 |  |  | 0 | 0 | 0 | 0 | 0 |  | 0 | 0 | 0 | 0 | 0 | 22649.0302 | 16257.1979 | 18354.1574 | 0 | no | Surplus | yes |  | 0 | 0 | 0 | 3434.8604 | 0 | no | 0 | 0 | 0 | 3434.8604 | 0 |  |  | 0 | 0 | 0 | 0 | 0 |  | 0 | 0 | 0 | 0 | 0
| 18601.6593 | 0 | no | Surplus | yes |  | 0 | 0 | 0 | 4047.3709 | 0 | no | 0 | 0 | 0 | 4047.3709 | 4860 | no | 18601.6593 | 0 | 24300 |  |  | 0 |  |  | 0 | 0 | 0 | 0 | 0 |  | 0 | 0 | 0 | 0 | 0 | 18601.6593 | 16831.6105 | 15074.2782 | 0 | no | Surplus | yes |  | 0 | 0 | 0 | 1522.5469 | 0 | no | 0 | 0 | 0 | 1522.5469 | 0 |  |  | 0 | 0 | 0 | 0 | 0 |  | 0 | 0 | 0 | 0 | 0
| 19753.0599 | 0 | yes | Deficit |  |  | 0 | 0 | 0 | 0 | 0 |  | 0 | 0 | 0 | 0 | 4860 | no |  | 0 | 24300 | no | 19753.0599 | 0 | no | no | 0 | 0 | 0 | 0 | 0 |  | 0 | 0 | 0 | 0 | 0 | 19753.0599 | 16484.0009 | 16007.3419 | 0 | yes | Deficit |  |  | 0 | 0 | 0 | 0 | 0 |  | 0 | 0 | 0 | 0 | 1409.7227 | yes |  | 0 | 0 | 0 | 1409.7227 | 0 | no | 0 | 0 | 0 | 1409.7227 | 0
| 20479.7391 | 0 | yes | Deficit |  |  | 0 | 0 | 0 | 0 | 0 |  | 0 | 0 | 0 | 0 | 4860 | no |  | 0 | 24300 | no | 20479.7391 | 0 | no | no | 0 | 0 | 0 | 0 | 0 |  | 0 | 0 | 0 | 0 | 0 | 20479.7391 | 17290.4089 | 16596.2229 | 0 | yes | Deficit |  |  | 0 | 0 | 0 | 0 | 0 |  | 0 | 0 | 0 | 0 | 1283.067 | yes |  | 0 | 0 | 0 | 1283.067 | 0 | no | 0 | 0 | 0 | 1283.067 | 0
| 24790.3986 | 0 | yes | Deficit |  |  | 0 | 0 | 0 | 0 | 0 |  | 0 | 0 | 0 | 0 | 4860 | no |  | 0 | 24300 | yes | 24300 | 490.3986 | yes |  | 0 | 0 | 0 | 490.3986 | 0 | no | 0 | 0 | 0 | 490.3986 | 0 | 24300 | 17904.1168 | 19692.0583 | 0 | yes | Deficit |  |  | 0 | 0 | 0 | 0 | 0 |  | 0 | 0 | 0 | 0 | 1307.8939 | yes |  | 0 | 0 | 0 | 1307.8939 | 0 | no | 0 | 0 | 0 | 1307.8939 | 0
| 22108.9596 | 0 | no | Surplus | yes |  | 0 | 0 | 0 | 2191.0404 | 0 | no | 0 | 0 | 0 | 2191.0404 | 4860 | no | 22108.9596 | 0 | 24300 |  |  | 0 |  |  | 0 | 0 | 0 | 0 | 0 |  | 0 | 0 | 0 | 0 | 0 | 22108.9596 | 18316.8183 | 17916.4989 | 0 | no | Surplus | yes |  | 0 | 0 | 0 | 1375.2401 | 0 | no | 0 | 0 | 0 | 1375.2401 | 0 |  |  | 0 | 0 | 0 | 0 | 0 |  | 0 | 0 | 0 | 0 | 0
| 22079.6127 | 0 | no | Surplus | yes |  | 0 | 0 | 0 | 29.3469 | 0 | no | 0 | 0 | 0 | 29.3469 | 4860 | no | 22079.6127 | 0 | 24300 |  |  | 0 |  |  | 0 | 0 | 0 | 0 | 0 |  | 0 | 0 | 0 | 0 | 0 | 22079.6127 | 18380.1849 | 17892.717 | 0 | yes | Deficit |  |  | 0 | 0 | 0 | 0 | 0 |  | 0 | 0 | 0 | 0 | 463.686 | yes |  | 0 | 0 | 0 | 463.686 | 0 | no | 0 | 0 | 0 | 463.686 | 0
| 22468.3065 | 0 | yes | Deficit |  |  | 0 | 0 | 0 | 0 | 0 |  | 0 | 0 | 0 | 0 | 4860 | no |  | 0 | 24300 | no | 22468.3065 | 0 | no | no | 0 | 0 | 0 | 0 | 0 |  | 0 | 0 | 0 | 0 | 0 | 22468.3065 | 17471.0779 | 18207.7038 | 0 | no | Surplus | yes |  | 0 | 0 | 0 | 421.639 | 0 | no | 0 | 0 | 0 | 421.639 | 0 |  |  | 0 | 0 | 0 | 0 | 0 |  | 0 | 0 | 0 | 0 | 0
| 21788.8554 | 0 | no | Surplus | yes |  | 0 | 0 | 0 | 679.4512 | 0 | no | 0 | 0 | 0 | 679.4512 | 4860 | no | 21788.8554 | 0 | 24300 |  |  | 0 |  |  | 0 | 0 | 0 | 0 | 0 |  | 0 | 0 | 0 | 0 | 0 | 21788.8554 | 18394.8683 | 17657.0951 | 0 | yes | Deficit |  |  | 0 | 0 | 0 | 0 | 0 |  | 0 | 0 | 0 | 0 | 187.1645 | yes |  | 0 | 0 | 0 | 187.1645 | 0 | no | 0 | 0 | 0 | 187.1645 | 0
| 23288.2287 | 0 | yes | Deficit |  |  | 0 | 0 | 0 | 0 | 0 |  | 0 | 0 | 0 | 0 | 4860 | no |  | 0 | 24300 | no | 23288.2287 | 0 | no | no | 0 | 0 | 0 | 0 | 0 |  | 0 | 0 | 0 | 0 | 0 | 23288.2287 | 18109.3913 | 18872.1465 | 0 | yes | Deficit |  |  | 0 | 0 | 0 | 0 | 0 |  | 0 | 0 | 0 | 0 | 452.2962 | yes |  | 0 | 0 | 0 | 452.2962 | 0 | no | 0 | 0 | 0 | 452.2962 | 0
| 23816.6087 | 0 | yes | Deficit |  |  | 0 | 0 | 0 | 0 | 0 |  | 0 | 0 | 0 | 0 | 4860 | no |  | 0 | 24300 | no | 23816.6087 | 0 | no | no | 0 | 0 | 0 | 0 | 0 |  | 0 | 0 | 0 | 0 | 0 | 23816.6087 | 18248.3066 | 19300.3312 | 0 | no | Surplus | yes |  | 0 | 0 | 0 | 623.8398 | 0 | no | 0 | 0 | 0 | 623.8398 | 0 |  |  | 0 | 0 | 0 | 0 | 0 |  | 0 | 0 | 0 | 0 | 0
| 21260.1724 | 0 | no | Surplus | yes |  | 0 | 0 | 0 | 2556.4363 | 0 | no | 0 | 0 | 0 | 2556.4363 | 4860 | no | 21260.1724 | 0 | 24300 |  |  | 0 |  |  | 0 | 0 | 0 | 0 | 0 |  | 0 | 0 | 0 | 0 | 0 | 21260.1724 | 18211.5604 | 17228.6648 | 0 | no | Surplus | yes |  | 0 | 0 | 0 | 1088.7708 | 0 | no | 0 | 0 | 0 | 1088.7708 | 0 |  |  | 0 | 0 | 0 | 0 | 0 |  | 0 | 0 | 0 | 0 | 0
| 23866.5699 | 0 | yes | Deficit |  |  | 0 | 0 | 0 | 0 | 0 |  | 0 | 0 | 0 | 0 | 4860 | no |  | 0 | 24300 | no | 23866.5699 | 0 | no | no | 0 | 0 | 0 | 0 | 0 |  | 0 | 0 | 0 | 0 | 0 | 23866.5699 | 18765.3318 | 19340.8184 | 0 | yes | Deficit |  |  | 0 | 0 | 0 | 0 | 0 |  | 0 | 0 | 0 | 0 | 1536.6669 | yes |  | 0 | 0 | 0 | 1536.6669 | 0 | no | 0 | 0 | 0 | 1536.6669 | 0
| 22456.1445 | 0 | no | Surplus | yes |  | 0 | 0 | 0 | 1410.4254 | 0 | no | 0 | 0 | 0 | 1410.4254 | 4860 | no | 22456.1445 | 0 | 24300 |  |  | 0 |  |  | 0 | 0 | 0 | 0 | 0 |  | 0 | 0 | 0 | 0 | 0 | 22456.1445 | 18739.1724 | 18197.848 | 0 | no | Surplus | yes |  | 0 | 0 | 0 | 601.646 | 0 | no | 0 | 0 | 0 | 601.646 | 0 |  |  | 0 | 0 | 0 | 0 | 0 |  | 0 | 0 | 0 | 0 | 0
| 23641.249 | 0 | yes | Deficit |  |  | 0 | 0 | 0 | 0 | 0 |  | 0 | 0 | 0 | 0 | 4860 | no |  | 0 | 24300 | no | 23641.249 | 0 | no | no | 0 | 0 | 0 | 0 | 0 |  | 0 | 0 | 0 | 0 | 0 | 23641.249 | 18129.1419 | 19158.2245 | 0 | no | Surplus | yes |  | 0 | 0 | 0 | 68.7061 | 0 | no | 0 | 0 | 0 | 68.7061 | 0 |  |  | 0 | 0 | 0 | 0 | 0 |  | 0 | 0 | 0 | 0 | 0
| 25223.3837 | 0 | yes | Deficit |  |  | 0 | 0 | 0 | 0 | 0 |  | 0 | 0 | 0 | 0 | 4860 | no |  | 0 | 24300 | yes | 24300 | 923.3837 | yes |  | 0 | 0 | 0 | 923.3837 | 0 | no | 0 | 0 | 0 | 923.3837 | 0 | 24300 | 18485.6929 | 19692.0583 | 0 | no | Surplus | yes |  | 0 | 0 | 0 | 672.5316 | 0 | no | 0 | 0 | 0 | 672.5316 | 0 |  |  | 0 | 0 | 0 | 0 | 0 |  | 0 | 0 | 0 | 0 | 0
| 25561.2343 | 0 | yes | Deficit |  |  | 0 | 0 | 0 | 0 | 0 |  | 0 | 0 | 0 | 0 | 4860 | no |  | 0 | 24300 | yes | 24300 | 1261.2343 | yes |  | 0 | 0 | 0 | 1261.2343 | 0 | no | 0 | 0 | 0 | 1261.2343 | 0 | 24300 | 17992.0489 | 19692.0583 | 0 | no | Surplus | yes |  | 0 | 0 | 0 | 1700.0095 | 0 | no | 0 | 0 | 0 | 1700.0095 | 0 |  |  | 0 | 0 | 0 | 0 | 0 |  | 0 | 0 | 0 | 0 | 0
| 23499.9993 | 0 | no | Surplus | yes |  | 0 | 0 | 0 | 800.0007 | 0 | no | 0 | 0 | 0 | 800.0007 | 4860 | no | 23499.9993 | 0 | 24300 |  |  | 0 |  |  | 0 | 0 | 0 | 0 | 0 |  | 0 | 0 | 0 | 0 | 0 | 23499.9993 | 18775.6353 | 19043.7595 | 0 | no | Surplus | yes |  | 0 | 0 | 0 | 916.4231 | 0 | no | 0 | 0 | 0 | 916.4231 | 0 |  |  | 0 | 0 | 0 | 0 | 0 |  | 0 | 0 | 0 | 0 | 0
| 23110.6787 | 0 | no | Surplus | yes |  | 0 | 0 | 0 | 389.3206 | 0 | no | 0 | 0 | 0 | 389.3206 | 4860 | no | 23110.6787 | 0 | 24300 |  |  | 0 |  |  | 0 | 0 | 0 | 0 | 0 |  | 0 | 0 | 0 | 0 | 0 | 23110.6787 | 19056.1572 | 18728.2647 | 0 | yes | Deficit |  |  | 0 | 0 | 0 | 0 | 0 |  | 0 | 0 | 0 | 0 | 12.3977 | yes |  | 0 | 0 | 0 | 12.3977 | 0 | no | 0 | 0 | 0 | 12.3977 | 0
| 22725.1506 | 0 | no | Surplus | yes |  | 0 | 0 | 0 | 385.528 | 0 | no | 0 | 0 | 0 | 385.528 | 4860 | no | 22725.1506 | 0 | 24300 |  |  | 0 |  |  | 0 | 0 | 0 | 0 | 0 |  | 0 | 0 | 0 | 0 | 0 | 22725.1506 | 17361.385 | 18415.8433 | 0 | no | Surplus | yes |  | 0 | 0 | 0 | 1366.8797 | 0 | no | 0 | 0 | 0 | 1366.8797 | 0 |  |  | 0 | 0 | 0 | 0 | 0 |  | 0 | 0 | 0 | 0 | 0
| 24482.8367 | 0 | yes | Deficit |  |  | 0 | 0 | 0 | 0 | 0 |  | 0 | 0 | 0 | 0 | 4860 | no |  | 0 | 24300 | yes | 24300 | 182.8367 | yes |  | 0 | 0 | 0 | 182.8367 | 0 | no | 0 | 0 | 0 | 182.8367 | 0 | 24300 | 17104.1357 | 19692.0583 | 0 | no | Surplus | yes |  | 0 | 0 | 0 | 1311.7076 | 0 | no | 0 | 0 | 0 | 1311.7076 | 0 |  |  | 0 | 0 | 0 | 0 | 0 |  | 0 | 0 | 0 | 0 | 0
| 24905.3265 | 0 | yes | Deficit |  |  | 0 | 0 | 0 | 0 | 0 |  | 0 | 0 | 0 | 0 | 4860 | no |  | 0 | 24300 | yes | 24300 | 605.3265 | yes |  | 0 | 0 | 0 | 605.3265 | 0 | no | 0 | 0 | 0 | 605.3265 | 0 | 24300 | 17540.922 | 19692.0583 | 0 | no | Surplus | yes |  | 0 | 0 | 0 | 2151.1364 | 0 | no | 0 | 0 | 0 | 2151.1364 | 0 |  |  | 0 | 0 | 0 | 0 | 0 |  | 0 | 0 | 0 | 0 | 0
| 23418.2561 | 0 | no | Surplus | yes |  | 0 | 0 | 0 | 881.7439 | 0 | no | 0 | 0 | 0 | 881.7439 | 4860 | no | 23418.2561 | 0 | 24300 |  |  | 0 |  |  | 0 | 0 | 0 | 0 | 0 |  | 0 | 0 | 0 | 0 | 0 | 23418.2561 | 17495.7547 | 18977.5171 | 0 | no | Surplus | yes |  | 0 | 0 | 0 | 2196.3037 | 0 | no | 0 | 0 | 0 | 2196.3037 | 0 |  |  | 0 | 0 | 0 | 0 | 0 |  | 0 | 0 | 0 | 0 | 0
| 23042.887 | 0 | no | Surplus | yes |  | 0 | 0 | 0 | 375.3691 | 0 | no | 0 | 0 | 0 | 375.3691 | 4860 | no | 23042.887 | 0 | 24300 |  |  | 0 |  |  | 0 | 0 | 0 | 0 | 0 |  | 0 | 0 | 0 | 0 | 0 | 23042.887 | 17669.0273 | 18673.3282 | 0 | no | Surplus | yes |  | 0 | 0 | 0 | 1308.4898 | 0 | no | 0 | 0 | 0 | 1308.4898 | 0 |  |  | 0 | 0 | 0 | 0 | 0 |  | 0 | 0 | 0 | 0 | 0
| 23610.4303 | 0 | yes | Deficit |  |  | 0 | 0 | 0 | 0 | 0 |  | 0 | 0 | 0 | 0 | 4860 | no |  | 0 | 24300 | no | 23610.4303 | 0 | no | no | 0 | 0 | 0 | 0 | 0 |  | 0 | 0 | 0 | 0 | 0 | 23610.4303 | 17534.6538 | 19133.2498 | 0 | no | Surplus | yes |  | 0 | 0 | 0 | 1138.6744 | 0 | no | 0 | 0 | 0 | 1138.6744 | 0 |  |  | 0 | 0 | 0 | 0 | 0 |  | 0 | 0 | 0 | 0 | 0
| 23912.5309 | 0 | yes | Deficit |  |  | 0 | 0 | 0 | 0 | 0 |  | 0 | 0 | 0 | 0 | 4860 | no |  | 0 | 24300 | no | 23912.5309 | 0 | no | no | 0 | 0 | 0 | 0 | 0 |  | 0 | 0 | 0 | 0 | 0 | 23912.5309 | 17004.6642 | 19378.064 | 0 | no | Surplus | yes |  | 0 | 0 | 0 | 2128.5856 | 0 | no | 0 | 0 | 0 | 2128.5856 | 0 |  |  | 0 | 0 | 0 | 0 | 0 |  | 0 | 0 | 0 | 0 | 0
| 25205.3117 | 0 | yes | Deficit |  |  | 0 | 0 | 0 | 0 | 0 |  | 0 | 0 | 0 | 0 | 4860 | no |  | 0 | 24300 | yes | 24300 | 905.3117 | yes |  | 0 | 0 | 0 | 905.3117 | 0 | no | 0 | 0 | 0 | 905.3117 | 0 | 24300 | 14565.1719 | 19692.0583 | 0 | no | Surplus | yes |  | 0 | 0 | 0 | 4812.8921 | 0 | no | 0 | 0 | 0 | 4812.8921 | 0 |  |  | 0 | 0 | 0 | 0 | 0 |  | 0 | 0 | 0 | 0 | 0
| 23136.8635 | 0 | no | Surplus | yes |  | 0 | 0 | 0 | 1163.1365 | 0 | no | 0 | 0 | 0 | 1163.1365 | 4860 | no | 23136.8635 | 0 | 24300 |  |  | 0 |  |  | 0 | 0 | 0 | 0 | 0 |  | 0 | 0 | 0 | 0 | 0 | 23136.8635 | 14885.488 | 18749.4842 | 0 | no | Surplus | yes |  | 0 | 0 | 0 | 4806.5704 | 0 | no | 0 | 0 | 0 | 4806.5704 | 0 |  |  | 0 | 0 | 0 | 0 | 0 |  | 0 | 0 | 0 | 0 | 0
| 21189.1162 | 0 | no | Surplus | yes |  | 0 | 0 | 0 | 1947.7474 | 0 | no | 0 | 0 | 0 | 1947.7474 | 4860 | no | 21189.1162 | 0 | 24300 |  |  | 0 |  |  | 0 | 0 | 0 | 0 | 0 |  | 0 | 0 | 0 | 0 | 0 | 21189.1162 | 15629.9698 | 17171.0828 | 0 | no | Surplus | yes |  | 0 | 0 | 0 | 3119.5144 | 0 | no | 0 | 0 | 0 | 3119.5144 | 0 |  |  | 0 | 0 | 0 | 0 | 0 |  | 0 | 0 | 0 | 0 | 0
| 22430.2492 | 0 | yes | Deficit |  |  | 0 | 0 | 0 | 0 | 0 |  | 0 | 0 | 0 | 0 | 4860 | no |  | 0 | 24300 | no | 22430.2492 | 0 | no | no | 0 | 0 | 0 | 0 | 0 |  | 0 | 0 | 0 | 0 | 0 | 22430.2492 | 15337.2252 | 18176.8632 | 0 | no | Surplus | yes |  | 0 | 0 | 0 | 1833.8575 | 0 | no | 0 | 0 | 0 | 1833.8575 | 0 |  |  | 0 | 0 | 0 | 0 | 0 |  | 0 | 0 | 0 | 0 | 0
| 22265.733 | 0 | no | Surplus | yes |  | 0 | 0 | 0 | 164.5162 | 0 | no | 0 | 0 | 0 | 164.5162 | 4860 | no | 22265.733 | 0 | 24300 |  |  | 0 |  |  | 0 | 0 | 0 | 0 | 0 |  | 0 | 0 | 0 | 0 | 0 | 22265.733 | 15195.3352 | 18043.5438 | 0 | no | Surplus | yes |  | 0 | 0 | 0 | 2981.528 | 0 | no | 0 | 0 | 0 | 2981.528 | 0 |  |  | 0 | 0 | 0 | 0 | 0 |  | 0 | 0 | 0 | 0 | 0
| 22251.4111 | 0 | no | Surplus | yes |  | 0 | 0 | 0 | 14.3219 | 0 | no | 0 | 0 | 0 | 14.3219 | 4860 | no | 22251.4111 | 0 | 24300 |  |  | 0 |  |  | 0 | 0 | 0 | 0 | 0 |  | 0 | 0 | 0 | 0 | 0 | 22251.4111 | 14820.1729 | 18031.9377 | 0 | no | Surplus | yes |  | 0 | 0 | 0 | 3223.3709 | 0 | no | 0 | 0 | 0 | 3223.3709 | 0 |  |  | 0 | 0 | 0 | 0 | 0 |  | 0 | 0 | 0 | 0 | 0
| 23731.4118 | 0 | yes | Deficit |  |  | 0 | 0 | 0 | 0 | 0 |  | 0 | 0 | 0 | 0 | 4860 | no |  | 0 | 24300 | no | 23731.4118 | 0 | no | no | 0 | 0 | 0 | 0 | 0 |  | 0 | 0 | 0 | 0 | 0 | 23731.4118 | 15525.9647 | 19231.29 | 0 | no | Surplus | yes |  | 0 | 0 | 0 | 2505.973 | 0 | no | 0 | 0 | 0 | 2505.973 | 0 |  |  | 0 | 0 | 0 | 0 | 0 |  | 0 | 0 | 0 | 0 | 0
| 22790.8739 | 0 | no | Surplus | yes |  | 0 | 0 | 0 | 940.5379 | 0 | no | 0 | 0 | 0 | 940.5379 | 4860 | no | 22790.8739 | 0 | 24300 |  |  | 0 |  |  | 0 | 0 | 0 | 0 | 0 |  | 0 | 0 | 0 | 0 | 0 | 22790.8739 | 14677.3443 | 18469.1037 | 0 | no | Surplus | yes |  | 0 | 0 | 0 | 4553.9457 | 0 | no | 0 | 0 | 0 | 4553.9457 | 0 |  |  | 0 | 0 | 0 | 0 | 0 |  | 0 | 0 | 0 | 0 | 0
| 27139.7877 | 0 | yes | Deficit |  |  | 0 | 0 | 0 | 0 | 0 |  | 0 | 0 | 0 | 0 | 4860 | no |  | 0 | 24300 | yes | 24300 | 2839.7877 | yes |  | 0 | 0 | 0 | 2839.7877 | 0 | no | 0 | 0 | 0 | 2839.7877 | 0 | 24300 | 16693.6556 | 19692.0583 | 0 | no | Surplus | yes |  | 0 | 0 | 0 | 1775.4481 | 0 | no | 0 | 0 | 0 | 1775.4481 | 0 |  |  | 0 | 0 | 0 | 0 | 0 |  | 0 | 0 | 0 | 0 | 0
| 23652.1624 | 0 | no | Surplus | yes |  | 0 | 0 | 0 | 647.8376 | 0 | no | 0 | 0 | 0 | 647.8376 | 4860 | no | 23652.1624 | 0 | 24300 |  |  | 0 |  |  | 0 | 0 | 0 | 0 | 0 |  | 0 | 0 | 0 | 0 | 0 | 23652.1624 | 17198.8867 | 19167.0684 | 0 | no | Surplus | yes |  | 0 | 0 | 0 | 2493.1717 | 0 | no | 0 | 0 | 0 | 2493.1717 | 0 |  |  | 0 | 0 | 0 | 0 | 0 |  | 0 | 0 | 0 | 0 | 0
| 23934.5403 | 0 | yes | Deficit |  |  | 0 | 0 | 0 | 0 | 0 |  | 0 | 0 | 0 | 0 | 4860 | no |  | 0 | 24300 | no | 23934.5403 | 0 | no | no | 0 | 0 | 0 | 0 | 0 |  | 0 | 0 | 0 | 0 | 0 | 23934.5403 | 15038.8419 | 19395.8998 | 0 | no | Surplus | yes |  | 0 | 0 | 0 | 4128.2265 | 0 | no | 0 | 0 | 0 | 4128.2265 | 0 |  |  | 0 | 0 | 0 | 0 | 0 |  | 0 | 0 | 0 | 0 | 0
| 22367.5719 | 0 | no | Surplus | yes |  | 0 | 0 | 0 | 1566.9684 | 0 | no | 0 | 0 | 0 | 1566.9684 | 4860 | no | 22367.5719 | 0 | 24300 |  |  | 0 |  |  | 0 | 0 | 0 | 0 | 0 |  | 0 | 0 | 0 | 0 | 0 | 22367.5719 | 14567.8654 | 18126.0713 | 0 | no | Surplus | yes |  | 0 | 0 | 0 | 4828.0344 | 0 | no | 0 | 0 | 0 | 4828.0344 | 0 |  |  | 0 | 0 | 0 | 0 | 0 |  | 0 | 0 | 0 | 0 | 0
| 24692.2974 | 0 | yes | Deficit |  |  | 0 | 0 | 0 | 0 | 0 |  | 0 | 0 | 0 | 0 | 4860 | no |  | 0 | 24300 | yes | 24300 | 392.2974 | yes |  | 0 | 0 | 0 | 392.2974 | 0 | no | 0 | 0 | 0 | 392.2974 | 0 | 24300 | 14673.046 | 19692.0583 | 0 | no | Surplus | yes |  | 0 | 0 | 0 | 3453.0252 | 0 | no | 0 | 0 | 0 | 3453.0252 | 0 |  |  | 0 | 0 | 0 | 0 | 0 |  | 0 | 0 | 0 | 0 | 0
| 25504.8738 | 0 | yes | Deficit |  |  | 0 | 0 | 0 | 0 | 0 |  | 0 | 0 | 0 | 0 | 4860 | no |  | 0 | 24300 | yes | 24300 | 1204.8738 | yes |  | 0 | 0 | 0 | 1204.8738 | 0 | no | 0 | 0 | 0 | 1204.8738 | 0 | 24300 | 13772.5739 | 19692.0583 | 0 | no | Surplus | yes |  | 0 | 0 | 0 | 5919.4844 | 0 | no | 0 | 0 | 0 | 5919.4844 | 0 |  |  | 0 | 0 | 0 | 0 | 0 |  | 0 | 0 | 0 | 0 | 0
| 24261.2367 | 0 | no | Surplus | yes |  | 0 | 0 | 0 | 38.7633 | 0 | no | 0 | 0 | 0 | 38.7633 | 4860 | no | 24261.2367 | 0 | 24300 |  |  | 0 |  |  | 0 | 0 | 0 | 0 | 0 |  | 0 | 0 | 0 | 0 | 0 | 24261.2367 | 14644.5419 | 19660.6456 | 0 | no | Surplus | yes |  | 0 | 0 | 0 | 5047.5164 | 0 | no | 0 | 0 | 0 | 5047.5164 | 0 |  |  | 0 | 0 | 0 | 0 | 0 |  | 0 | 0 | 0 | 0 | 0
| 23530.2765 | 0 | no | Surplus | yes |  | 0 | 0 | 0 | 730.9602 | 0 | no | 0 | 0 | 0 | 730.9602 | 4860 | no | 23530.2765 | 0 | 24300 |  |  | 0 |  |  | 0 | 0 | 0 | 0 | 0 |  | 0 | 0 | 0 | 0 | 0 | 23530.2765 | 13526.64 | 19068.2954 | 0 | no | Surplus | yes |  | 0 | 0 | 0 | 6134.0056 | 0 | no | 0 | 0 | 0 | 6134.0056 | 0 |  |  | 0 | 0 | 0 | 0 | 0 |  | 0 | 0 | 0 | 0 | 0
| 21840.317 | 0 | no | Surplus | yes |  | 0 | 0 | 0 | 1689.9595 | 0 | no | 0 | 0 | 0 | 1689.9595 | 4860 | no | 21840.317 | 0 | 24300 |  |  | 0 |  |  | 0 | 0 | 0 | 0 | 0 |  | 0 | 0 | 0 | 0 | 0 | 21840.317 | 14716.7913 | 17698.7982 | 0 | no | Surplus | yes |  | 0 | 0 | 0 | 4351.5041 | 0 | no | 0 | 0 | 0 | 4351.5041 | 0 |  |  | 0 | 0 | 0 | 0 | 0 |  | 0 | 0 | 0 | 0 | 0
| 22538.8445 | 0 | yes | Deficit |  |  | 0 | 0 | 0 | 0 | 0 |  | 0 | 0 | 0 | 0 | 4860 | no |  | 0 | 24300 | no | 22538.8445 | 0 | no | no | 0 | 0 | 0 | 0 | 0 |  | 0 | 0 | 0 | 0 | 0 | 22538.8445 | 13129.3413 | 18264.8659 | 0 | no | Surplus | yes |  | 0 | 0 | 0 | 4569.4569 | 0 | no | 0 | 0 | 0 | 4569.4569 | 0 |  |  | 0 | 0 | 0 | 0 | 0 |  | 0 | 0 | 0 | 0 | 0
| 21924.4353 | 0 | no | Surplus | yes |  | 0 | 0 | 0 | 614.4092 | 0 | no | 0 | 0 | 0 | 614.4092 | 4860 | no | 21924.4353 | 0 | 24300 |  |  | 0 |  |  | 0 | 0 | 0 | 0 | 0 |  | 0 | 0 | 0 | 0 | 0 | 21924.4353 | 12773.2712 | 17766.9654 | 0 | no | Surplus | yes |  | 0 | 0 | 0 | 5491.5946 | 0 | no | 0 | 0 | 0 | 5491.5946 | 0 |  |  | 0 | 0 | 0 | 0 | 0 |  | 0 | 0 | 0 | 0 | 0
| 20945.8109 | 0 | no | Surplus | yes |  | 0 | 0 | 0 | 978.6244 | 0 | no | 0 | 0 | 0 | 978.6244 | 4860 | no | 20945.8109 | 0 | 24300 |  |  | 0 |  |  | 0 | 0 | 0 | 0 | 0 |  | 0 | 0 | 0 | 0 | 0 | 20945.8109 | 12651.1135 | 16973.9148 | 0 | no | Surplus | yes |  | 0 | 0 | 0 | 5115.8519 | 0 | no | 0 | 0 | 0 | 5115.8519 | 0 |  |  | 0 | 0 | 0 | 0 | 0 |  | 0 | 0 | 0 | 0 | 0
| 21163.506 | 0 | yes | Deficit |  |  | 0 | 0 | 0 | 0 | 0 |  | 0 | 0 | 0 | 0 | 4860 | no |  | 0 | 24300 | no | 21163.506 | 0 | no | no | 0 | 0 | 0 | 0 | 0 |  | 0 | 0 | 0 | 0 | 0 | 21163.506 | 11969.3079 | 17150.329 | 0 | no | Surplus | yes |  | 0 | 0 | 0 | 5004.607 | 0 | no | 0 | 0 | 0 | 5004.607 | 0 |  |  | 0 | 0 | 0 | 0 | 0 |  | 0 | 0 | 0 | 0 | 0
| 18695.5956 | 0 | no | Surplus | yes |  | 0 | 0 | 0 | 2467.9104 | 0 | no | 0 | 0 | 0 | 2467.9104 | 4860 | no | 18695.5956 | 0 | 24300 |  |  | 0 |  |  | 0 | 0 | 0 | 0 | 0 |  | 0 | 0 | 0 | 0 | 0 | 18695.5956 | 12639.6937 | 15150.4017 | 0 | no | Surplus | yes |  | 0 | 0 | 0 | 4510.6354 | 0 | no | 0 | 0 | 0 | 4510.6354 | 0 |  |  | 0 | 0 | 0 | 0 | 0 |  | 0 | 0 | 0 | 0 | 0
| 18137.6802 | 0 | no | Surplus | yes |  | 0 | 0 | 0 | 557.9154 | 0 | no | 0 | 0 | 0 | 557.9154 | 4860 | no | 18137.6802 | 0 | 24300 |  |  | 0 |  |  | 0 | 0 | 0 | 0 | 0 |  | 0 | 0 | 0 | 0 | 0 | 18137.6802 | 12915.0693 | 14698.2822 | 0 | no | Surplus | yes |  | 0 | 0 | 0 | 2235.3324 | 0 | no | 0 | 0 | 0 | 2235.3324 | 0 |  |  | 0 | 0 | 0 | 0 | 0 |  | 0 | 0 | 0 | 0 | 0
| 18471.6158 | 0 | yes | Deficit |  |  | 0 | 0 | 0 | 0 | 0 |  | 0 | 0 | 0 | 0 | 4860 | no |  | 0 | 24300 | no | 18471.6158 | 0 | no | no | 0 | 0 | 0 | 0 | 0 |  | 0 | 0 | 0 | 0 | 0 | 18471.6158 | 11891.2693 | 14968.8945 | 0 | no | Surplus | yes |  | 0 | 0 | 0 | 2807.0129 | 0 | no | 0 | 0 | 0 | 2807.0129 | 0 |  |  | 0 | 0 | 0 | 0 | 0 |  | 0 | 0 | 0 | 0 | 0
| 19597.8435 | 0 | yes | Deficit |  |  | 0 | 0 | 0 | 0 | 0 |  | 0 | 0 | 0 | 0 | 4860 | no |  | 0 | 24300 | no | 19597.8435 | 0 | no | no | 0 | 0 | 0 | 0 | 0 |  | 0 | 0 | 0 | 0 | 0 | 19597.8435 | 11243.525 | 15881.5587 | 0 | no | Surplus | yes |  | 0 | 0 | 0 | 3725.3695 | 0 | no | 0 | 0 | 0 | 3725.3695 | 0 |  |  | 0 | 0 | 0 | 0 | 0 |  | 0 | 0 | 0 | 0 | 0
| 21776.3585 | 0 | yes | Deficit |  |  | 0 | 0 | 0 | 0 | 0 |  | 0 | 0 | 0 | 0 | 4860 | no |  | 0 | 24300 | no | 21776.3585 | 0 | no | no | 0 | 0 | 0 | 0 | 0 |  | 0 | 0 | 0 | 0 | 0 | 21776.3585 | 13830.4715 | 17646.968 | 0 | no | Surplus | yes |  | 0 | 0 | 0 | 2051.0872 | 0 | no | 0 | 0 | 0 | 2051.0872 | 0 |  |  | 0 | 0 | 0 | 0 | 0 |  | 0 | 0 | 0 | 0 | 0
| 18674.175 | 0 | no | Surplus | yes |  | 0 | 0 | 0 | 3102.1835 | 0 | no | 0 | 0 | 0 | 3102.1835 | 4860 | no | 18674.175 | 0 | 24300 |  |  | 0 |  |  | 0 | 0 | 0 | 0 | 0 |  | 0 | 0 | 0 | 0 | 0 | 18674.175 | 11193.1268 | 15133.043 | 0 | no | Surplus | yes |  | 0 | 0 | 0 | 6453.8412 | 0 | no | 0 | 0 | 0 | 6453.8412 | 0 |  |  | 0 | 0 | 0 | 0 | 0 |  | 0 | 0 | 0 | 0 | 0
| 19382.2759 | 0 | yes | Deficit |  |  | 0 | 0 | 0 | 0 | 0 |  | 0 | 0 | 0 | 0 | 4860 | no |  | 0 | 24300 | no | 19382.2759 | 0 | no | no | 0 | 0 | 0 | 0 | 0 |  | 0 | 0 | 0 | 0 | 0 | 19382.2759 | 12369.5568 | 15706.8687 | 0 | no | Surplus | yes |  | 0 | 0 | 0 | 2763.4861 | 0 | no | 0 | 0 | 0 | 2763.4861 | 0 |  |  | 0 | 0 | 0 | 0 | 0 |  | 0 | 0 | 0 | 0 | 0
| 18029.9075 | 0 | no | Surplus | yes |  | 0 | 0 | 0 | 1352.3685 | 0 | no | 0 | 0 | 0 | 1352.3685 | 4860 | no | 18029.9075 | 0 | 24300 |  |  | 0 |  |  | 0 | 0 | 0 | 0 | 0 |  | 0 | 0 | 0 | 0 | 0 | 18029.9075 | 12270.1164 | 14610.9461 | 0 | no | Surplus | yes |  | 0 | 0 | 0 | 3436.7522 | 0 | no | 0 | 0 | 0 | 3436.7522 | 0 |  |  | 0 | 0 | 0 | 0 | 0 |  | 0 | 0 | 0 | 0 | 0
| 17436.1853 | 0 | no | Surplus | yes |  | 0 | 0 | 0 | 593.7221 | 0 | no | 0 | 0 | 0 | 593.7221 | 4860 | no | 17436.1853 | 0 | 24300 |  |  | 0 |  |  | 0 | 0 | 0 | 0 | 0 |  | 0 | 0 | 0 | 0 | 0 | 17436.1853 | 11210.7418 | 14129.8098 | 0 | no | Surplus | yes |  | 0 | 0 | 0 | 3400.2043 | 0 | no | 0 | 0 | 0 | 3400.2043 | 0 |  |  | 0 | 0 | 0 | 0 | 0 |  | 0 | 0 | 0 | 0 | 0
| 19614.5318 | 0 | yes | Deficit |  |  | 0 | 0 | 0 | 0 | 0 |  | 0 | 0 | 0 | 0 | 4860 | no |  | 0 | 24300 | no | 19614.5318 | 0 | no | no | 0 | 0 | 0 | 0 | 0 |  | 0 | 0 | 0 | 0 | 0 | 19614.5318 | 12228.7689 | 15895.0825 | 0 | no | Surplus | yes |  | 0 | 0 | 0 | 1901.041 | 0 | no | 0 | 0 | 0 | 1901.041 | 0 |  |  | 0 | 0 | 0 | 0 | 0 |  | 0 | 0 | 0 | 0 | 0
| 18986.8187 | 0 | no | Surplus | yes |  | 0 | 0 | 0 | 627.7131 | 0 | no | 0 | 0 | 0 | 627.7131 | 4860 | no | 18986.8187 | 0 | 24300 |  |  | 0 |  |  | 0 | 0 | 0 | 0 | 0 |  | 0 | 0 | 0 | 0 | 0 | 18986.8187 | 12062.2326 | 15386.4009 | 0 | no | Surplus | yes |  | 0 | 0 | 0 | 3832.8499 | 0 | no | 0 | 0 | 0 | 3832.8499 | 0 |  |  | 0 | 0 | 0 | 0 | 0 |  | 0 | 0 | 0 | 0 | 0
| 20535.0492 | 0 | yes | Deficit |  |  | 0 | 0 | 0 | 0 | 0 |  | 0 | 0 | 0 | 0 | 4860 | no |  | 0 | 24300 | no | 20535.0492 | 0 | no | no | 0 | 0 | 0 | 0 | 0 |  | 0 | 0 | 0 | 0 | 0 | 20535.0492 | 11417.3829 | 16641.0447 | 0 | no | Surplus | yes |  | 0 | 0 | 0 | 3969.018 | 0 | no | 0 | 0 | 0 | 3969.018 | 0 |  |  | 0 | 0 | 0 | 0 | 0 |  | 0 | 0 | 0 | 0 | 0
| 18327.6188 | 0 | no | Surplus | yes |  | 0 | 0 | 0 | 2207.4304 | 0 | no | 0 | 0 | 0 | 2207.4304 | 4860 | no | 18327.6188 | 0 | 24300 |  |  | 0 |  |  | 0 | 0 | 0 | 0 | 0 |  | 0 | 0 | 0 | 0 | 0 | 18327.6188 | 10760.3688 | 14852.2032 | 0 | no | Surplus | yes |  | 0 | 0 | 0 | 5880.6759 | 0 | no | 0 | 0 | 0 | 5880.6759 | 0 |  |  | 0 | 0 | 0 | 0 | 0 |  | 0 | 0 | 0 | 0 | 0
| 18041.6742 | 0 | no | Surplus | yes |  | 0 | 0 | 0 | 285.9446 | 0 | no | 0 | 0 | 0 | 285.9446 | 4860 | no | 18041.6742 | 0 | 24300 |  |  | 0 |  |  | 0 | 0 | 0 | 0 | 0 |  | 0 | 0 | 0 | 0 | 0 | 18041.6742 | 10729.9451 | 14620.4815 | 0 | no | Surplus | yes |  | 0 | 0 | 0 | 4122.2582 | 0 | no | 0 | 0 | 0 | 4122.2582 | 0 |  |  | 0 | 0 | 0 | 0 | 0 |  | 0 | 0 | 0 | 0 | 0
| 18171.8737 | 0 | yes | Deficit |  |  | 0 | 0 | 0 | 0 | 0 |  | 0 | 0 | 0 | 0 | 4860 | no |  | 0 | 24300 | no | 18171.8737 | 0 | no | no | 0 | 0 | 0 | 0 | 0 |  | 0 | 0 | 0 | 0 | 0 | 18171.8737 | 10559.3804 | 14725.9917 | 0 | no | Surplus | yes |  | 0 | 0 | 0 | 4061.1011 | 0 | no | 0 | 0 | 0 | 4061.1011 | 0 |  |  | 0 | 0 | 0 | 0 | 0 |  | 0 | 0 | 0 | 0 | 0
| 19171.1807 | 0 | yes | Deficit |  |  | 0 | 0 | 0 | 0 | 0 |  | 0 | 0 | 0 | 0 | 4860 | no |  | 0 | 24300 | no | 19171.1807 | 0 | no | no | 0 | 0 | 0 | 0 | 0 |  | 0 | 0 | 0 | 0 | 0 | 19171.1807 | 10699.1462 | 15535.8029 | 0 | no | Surplus | yes |  | 0 | 0 | 0 | 4026.8455 | 0 | no | 0 | 0 | 0 | 4026.8455 | 0 |  |  | 0 | 0 | 0 | 0 | 0 |  | 0 | 0 | 0 | 0 | 0
| 19073.0109 | 0 | no | Surplus | yes |  | 0 | 0 | 0 | 98.1698 | 0 | no | 0 | 0 | 0 | 98.1698 | 4860 | no | 19073.0109 | 0 | 24300 |  |  | 0 |  |  | 0 | 0 | 0 | 0 | 0 |  | 0 | 0 | 0 | 0 | 0 | 19073.0109 | 10714.8858 | 15456.2487 | 0 | no | Surplus | yes |  | 0 | 0 | 0 | 4820.917 | 0 | no | 0 | 0 | 0 | 4820.917 | 0 |  |  | 0 | 0 | 0 | 0 | 0 |  | 0 | 0 | 0 | 0 | 0
| 17512.52 | 0 | no | Surplus | yes |  | 0 | 0 | 0 | 1560.4909 | 0 | no | 0 | 0 | 0 | 1560.4909 | 4860 | no | 17512.52 | 0 | 24300 |  |  | 0 |  |  | 0 | 0 | 0 | 0 | 0 |  | 0 | 0 | 0 | 0 | 0 | 17512.52 | 11354.0982 | 14191.6694 | 0 | no | Surplus | yes |  | 0 | 0 | 0 | 4102.1505 | 0 | no | 0 | 0 | 0 | 4102.1505 | 0 |  |  | 0 | 0 | 0 | 0 | 0 |  | 0 | 0 | 0 | 0 | 0
| 18706.6743 | 0 | yes | Deficit |  |  | 0 | 0 | 0 | 0 | 0 |  | 0 | 0 | 0 | 0 | 4860 | no |  | 0 | 24300 | no | 18706.6743 | 0 | no | no | 0 | 0 | 0 | 0 | 0 |  | 0 | 0 | 0 | 0 | 0 | 18706.6743 | 11539.842 | 15159.3795 | 0 | no | Surplus | yes |  | 0 | 0 | 0 | 2651.8273 | 0 | no | 0 | 0 | 0 | 2651.8273 | 0 |  |  | 0 | 0 | 0 | 0 | 0 |  | 0 | 0 | 0 | 0 | 0
| 18625.0832 | 0 | no | Surplus | yes |  | 0 | 0 | 0 | 81.5911 | 0 | no | 0 | 0 | 0 | 81.5911 | 4860 | no | 18625.0832 | 0 | 24300 |  |  | 0 |  |  | 0 | 0 | 0 | 0 | 0 |  | 0 | 0 | 0 | 0 | 0 | 18625.0832 | 10911.1523 | 15093.2603 | 0 | no | Surplus | yes |  | 0 | 0 | 0 | 4248.2272 | 0 | no | 0 | 0 | 0 | 4248.2272 | 0 |  |  | 0 | 0 | 0 | 0 | 0 |  | 0 | 0 | 0 | 0 | 0
| 18152.423 | 0 | no | Surplus | yes |  | 0 | 0 | 0 | 472.6602 | 0 | no | 0 | 0 | 0 | 472.6602 | 4860 | no | 18152.423 | 0 | 24300 |  |  | 0 |  |  | 0 | 0 | 0 | 0 | 0 |  | 0 | 0 | 0 | 0 | 0 | 18152.423 | 11921.4179 | 14710.2294 | 0 | no | Surplus | yes |  | 0 | 0 | 0 | 3171.8424 | 0 | no | 0 | 0 | 0 | 3171.8424 | 0 |  |  | 0 | 0 | 0 | 0 | 0 |  | 0 | 0 | 0 | 0 | 0
| 18728.9044 | 0 | yes | Deficit |  |  | 0 | 0 | 0 | 0 | 0 |  | 0 | 0 | 0 | 0 | 4860 | no |  | 0 | 24300 | no | 18728.9044 | 0 | no | no | 0 | 0 | 0 | 0 | 0 |  | 0 | 0 | 0 | 0 | 0 | 18728.9044 | 11668.1852 | 15177.3942 | 0 | no | Surplus | yes |  | 0 | 0 | 0 | 3042.0442 | 0 | no | 0 | 0 | 0 | 3042.0442 | 0 |  |  | 0 | 0 | 0 | 0 | 0 |  | 0 | 0 | 0 | 0 | 0
| 17630.0699 | 0 | no | Surplus | yes |  | 0 | 0 | 0 | 1098.8345 | 0 | no | 0 | 0 | 0 | 1098.8345 | 4860 | no | 17630.0699 | 0 | 24300 |  |  | 0 |  |  | 0 | 0 | 0 | 0 | 0 |  | 0 | 0 | 0 | 0 | 0 | 17630.0699 | 12763.5805 | 14286.9286 | 0 | no | Surplus | yes |  | 0 | 0 | 0 | 2413.8137 | 0 | no | 0 | 0 | 0 | 2413.8137 | 0 |  |  | 0 | 0 | 0 | 0 | 0 |  | 0 | 0 | 0 | 0 | 0
| 20070.4007 | 0 | yes | Deficit |  |  | 0 | 0 | 0 | 0 | 0 |  | 0 | 0 | 0 | 0 | 4860 | no |  | 0 | 24300 | no | 20070.4007 | 0 | no | no | 0 | 0 | 0 | 0 | 0 |  | 0 | 0 | 0 | 0 | 0 | 20070.4007 | 12756.6835 | 16264.5062 | 0 | no | Surplus | yes |  | 0 | 0 | 0 | 1530.2451 | 0 | no | 0 | 0 | 0 | 1530.2451 | 0 |  |  | 0 | 0 | 0 | 0 | 0 |  | 0 | 0 | 0 | 0 | 0
| 20106.6457 | 0 | yes | Deficit |  |  | 0 | 0 | 0 | 0 | 0 |  | 0 | 0 | 0 | 0 | 4860 | no |  | 0 | 24300 | no | 20106.6457 | 0 | no | no | 0 | 0 | 0 | 0 | 0 |  | 0 | 0 | 0 | 0 | 0 | 20106.6457 | 12228.1355 | 16293.8782 | 0 | no | Surplus | yes |  | 0 | 0 | 0 | 4036.3707 | 0 | no | 0 | 0 | 0 | 4036.3707 | 0 |  |  | 0 | 0 | 0 | 0 | 0 |  | 0 | 0 | 0 | 0 | 0
| 18203.3193 | 0 | no | Surplus | yes |  | 0 | 0 | 0 | 1903.3264 | 0 | no | 0 | 0 | 0 | 1903.3264 | 4860 | no | 18203.3193 | 0 | 24300 |  |  | 0 |  |  | 0 | 0 | 0 | 0 | 0 |  | 0 | 0 | 0 | 0 | 0 | 18203.3193 | 11855.5686 | 14751.4743 | 0 | no | Surplus | yes |  | 0 | 0 | 0 | 4438.3096 | 0 | no | 0 | 0 | 0 | 4438.3096 | 0 |  |  | 0 | 0 | 0 | 0 | 0 |  | 0 | 0 | 0 | 0 | 0
| 18878.6061 | 0 | yes | Deficit |  |  | 0 | 0 | 0 | 0 | 0 |  | 0 | 0 | 0 | 0 | 4860 | no |  | 0 | 24300 | no | 18878.6061 | 0 | no | no | 0 | 0 | 0 | 0 | 0 |  | 0 | 0 | 0 | 0 | 0 | 18878.6061 | 12395.7993 | 15298.7083 | 0 | no | Surplus | yes |  | 0 | 0 | 0 | 2355.675 | 0 | no | 0 | 0 | 0 | 2355.675 | 0 |  |  | 0 | 0 | 0 | 0 | 0 |  | 0 | 0 | 0 | 0 | 0
| 20276.4548 | 0 | yes | Deficit |  |  | 0 | 0 | 0 | 0 | 0 |  | 0 | 0 | 0 | 0 | 4860 | no |  | 0 | 24300 | no | 20276.4548 | 0 | no | no | 0 | 0 | 0 | 0 | 0 |  | 0 | 0 | 0 | 0 | 0 | 20276.4548 | 12256.5852 | 16431.4869 | 0 | no | Surplus | yes |  | 0 | 0 | 0 | 3042.1231 | 0 | no | 0 | 0 | 0 | 3042.1231 | 0 |  |  | 0 | 0 | 0 | 0 | 0 |  | 0 | 0 | 0 | 0 | 0
| 20319.3964 | 0 | yes | Deficit |  |  | 0 | 0 | 0 | 0 | 0 |  | 0 | 0 | 0 | 0 | 4860 | no |  | 0 | 24300 | no | 20319.3964 | 0 | no | no | 0 | 0 | 0 | 0 | 0 |  | 0 | 0 | 0 | 0 | 0 | 20319.3964 | 12702.1082 | 16466.2856 | 0 | no | Surplus | yes |  | 0 | 0 | 0 | 3729.3787 | 0 | no | 0 | 0 | 0 | 3729.3787 | 0 |  |  | 0 | 0 | 0 | 0 | 0 |  | 0 | 0 | 0 | 0 | 0
| 20191.1143 | 0 | no | Surplus | yes |  | 0 | 0 | 0 | 128.2821 | 0 | no | 0 | 0 | 0 | 128.2821 | 4860 | no | 20191.1143 | 0 | 24300 |  |  | 0 |  |  | 0 | 0 | 0 | 0 | 0 |  | 0 | 0 | 0 | 0 | 0 | 20191.1143 | 12325.8199 | 16362.3292 | 0 | no | Surplus | yes |  | 0 | 0 | 0 | 4140.4657 | 0 | no | 0 | 0 | 0 | 4140.4657 | 0 |  |  | 0 | 0 | 0 | 0 | 0 |  | 0 | 0 | 0 | 0 | 0
| 24767.6286 | 0 | yes | Deficit |  |  | 0 | 0 | 0 | 0 | 0 |  | 0 | 0 | 0 | 0 | 4860 | no |  | 0 | 24300 | yes | 24300 | 467.6286 | yes |  | 0 | 0 | 0 | 467.6286 | 0 | no | 0 | 0 | 0 | 467.6286 | 0 | 24300 | 12494.1367 | 19692.0583 | 0 | no | Surplus | yes |  | 0 | 0 | 0 | 3868.1925 | 0 | no | 0 | 0 | 0 | 3868.1925 | 0 |  |  | 0 | 0 | 0 | 0 | 0 |  | 0 | 0 | 0 | 0 | 0
| 26806.3722 | 0 | yes | Deficit |  |  | 0 | 0 | 0 | 0 | 0 |  | 0 | 0 | 0 | 0 | 4860 | no |  | 0 | 24300 | yes | 24300 | 2506.3722 | yes |  | 0 | 0 | 0 | 2506.3722 | 0 | no | 0 | 0 | 0 | 2506.3722 | 0 | 24300 | 13261.083 | 19692.0583 | 0 | no | Surplus | yes |  | 0 | 0 | 0 | 6430.9753 | 0 | no | 0 | 0 | 0 | 6430.9753 | 0 |  |  | 0 | 0 | 0 | 0 | 0 |  | 0 | 0 | 0 | 0 | 0
| 26667.8364 | 0 | yes | Deficit |  |  | 0 | 0 | 0 | 0 | 0 |  | 0 | 0 | 0 | 0 | 4860 | no |  | 0 | 24300 | yes | 24300 | 2367.8364 | yes |  | 0 | 0 | 0 | 2367.8364 | 0 | no | 0 | 0 | 0 | 2367.8364 | 0 | 24300 | 15260.0603 | 19692.0583 | 0 | no | Surplus | yes |  | 0 | 0 | 0 | 4431.998 | 0 | no | 0 | 0 | 0 | 4431.998 | 0 |  |  | 0 | 0 | 0 | 0 | 0 |  | 0 | 0 | 0 | 0 | 0
| 24410.3742 | 0 | yes | Deficit |  |  | 0 | 0 | 0 | 0 | 0 |  | 0 | 0 | 0 | 0 | 4860 | no |  | 0 | 24300 | yes | 24300 | 110.3742 | yes |  | 0 | 0 | 0 | 110.3742 | 0 | no | 0 | 0 | 0 | 110.3742 | 0 | 24300 | 13294.6819 | 19692.0583 | 0 | no | Surplus | yes |  | 0 | 0 | 0 | 6397.3765 | 0 | no | 0 | 0 | 0 | 6397.3765 | 0 |  |  | 0 | 0 | 0 | 0 | 0 |  | 0 | 0 | 0 | 0 | 0
| 23974.844 | 0 | no | Surplus | yes |  | 0 | 0 | 0 | 325.156 | 0 | no | 0 | 0 | 0 | 325.156 | 4860 | no | 23974.844 | 0 | 24300 |  |  | 0 |  |  | 0 | 0 | 0 | 0 | 0 |  | 0 | 0 | 0 | 0 | 0 | 23974.844 | 13756.902 | 19428.5608 | 0 | no | Surplus | yes |  | 0 | 0 | 0 | 5935.1563 | 0 | no | 0 | 0 | 0 | 5935.1563 | 0 |  |  | 0 | 0 | 0 | 0 | 0 |  | 0 | 0 | 0 | 0 | 0
| 23973.6611 | 0 | no | Surplus | yes |  | 0 | 0 | 0 | 1.1829 | 0 | no | 0 | 0 | 0 | 1.1829 | 4860 | no | 23973.6611 | 0 | 24300 |  |  | 0 |  |  | 0 | 0 | 0 | 0 | 0 |  | 0 | 0 | 0 | 0 | 0 | 23973.6611 | 13693.3895 | 19427.6022 | 0 | no | Surplus | yes |  | 0 | 0 | 0 | 5735.1713 | 0 | no | 0 | 0 | 0 | 5735.1713 | 0 |  |  | 0 | 0 | 0 | 0 | 0 |  | 0 | 0 | 0 | 0 | 0
| 23938.8243 | 0 | no | Surplus | yes |  | 0 | 0 | 0 | 34.8368 | 0 | no | 0 | 0 | 0 | 34.8368 | 4860 | no | 23938.8243 | 0 | 24300 |  |  | 0 |  |  | 0 | 0 | 0 | 0 | 0 |  | 0 | 0 | 0 | 0 | 0 | 23938.8243 | 12422.1748 | 19399.3714 | 0 | no | Surplus | yes |  | 0 | 0 | 0 | 7005.4274 | 0 | no | 0 | 0 | 0 | 7005.4274 | 0 |  |  | 0 | 0 | 0 | 0 | 0 |  | 0 | 0 | 0 | 0 | 0
| 19033.4792 | 0 | no | Surplus | yes |  | 0 | 0 | 0 | 4905.3451 | 0 | no | 0 | 0 | 0 | 4905.3451 | 4860 | no | 19033.4792 | 0 | 24300 |  |  | 0 |  |  | 0 | 0 | 0 | 0 | 0 |  | 0 | 0 | 0 | 0 | 0 | 19033.4792 | 14854.7229 | 15424.2133 | 0 | no | Surplus | yes |  | 0 | 0 | 0 | 4544.6485 | 0 | no | 0 | 0 | 0 | 4544.6485 | 0 |  |  | 0 | 0 | 0 | 0 | 0 |  | 0 | 0 | 0 | 0 | 0
| 18559.3343 | 0 | no | Surplus | yes |  | 0 | 0 | 0 | 474.1449 | 0 | no | 0 | 0 | 0 | 474.1449 | 4860 | no | 18559.3343 | 0 | 24300 |  |  | 0 |  |  | 0 | 0 | 0 | 0 | 0 |  | 0 | 0 | 0 | 0 | 0 | 18559.3343 | 13874.8598 | 15039.9792 | 0 | no | Surplus | yes |  | 0 | 0 | 0 | 1549.3536 | 0 | no | 0 | 0 | 0 | 1549.3536 | 0 |  |  | 0 | 0 | 0 | 0 | 0 |  | 0 | 0 | 0 | 0 | 0
| 18773.8714 | 0 | yes | Deficit |  |  | 0 | 0 | 0 | 0 | 0 |  | 0 | 0 | 0 | 0 | 4860 | no |  | 0 | 24300 | no | 18773.8714 | 0 | no | no | 0 | 0 | 0 | 0 | 0 |  | 0 | 0 | 0 | 0 | 0 | 18773.8714 | 12873.1851 | 15213.8342 | 0 | no | Surplus | yes |  | 0 | 0 | 0 | 2166.7941 | 0 | no | 0 | 0 | 0 | 2166.7941 | 0 |  |  | 0 | 0 | 0 | 0 | 0 |  | 0 | 0 | 0 | 0 | 0
| 19817.2148 | 0 | yes | Deficit |  |  | 0 | 0 | 0 | 0 | 0 |  | 0 | 0 | 0 | 0 | 4860 | no |  | 0 | 24300 | no | 19817.2148 | 0 | no | no | 0 | 0 | 0 | 0 | 0 |  | 0 | 0 | 0 | 0 | 0 | 19817.2148 | 13438.5315 | 16059.3313 | 0 | no | Surplus | yes |  | 0 | 0 | 0 | 1775.3027 | 0 | no | 0 | 0 | 0 | 1775.3027 | 0 |  |  | 0 | 0 | 0 | 0 | 0 |  | 0 | 0 | 0 | 0 | 0
| 19880.3212 | 0 | yes | Deficit |  |  | 0 | 0 | 0 | 0 | 0 |  | 0 | 0 | 0 | 0 | 4860 | no |  | 0 | 24300 | no | 19880.3212 | 0 | no | no | 0 | 0 | 0 | 0 | 0 |  | 0 | 0 | 0 | 0 | 0 | 19880.3212 | 12577.3999 | 16110.471 | 0 | no | Surplus | yes |  | 0 | 0 | 0 | 3481.9314 | 0 | no | 0 | 0 | 0 | 3481.9314 | 0 |  |  | 0 | 0 | 0 | 0 | 0 |  | 0 | 0 | 0 | 0 | 0
| 23339.5852 | 0 | yes | Deficit |  |  | 0 | 0 | 0 | 0 | 0 |  | 0 | 0 | 0 | 0 | 4860 | no |  | 0 | 24300 | no | 23339.5852 | 0 | no | no | 0 | 0 | 0 | 0 | 0 |  | 0 | 0 | 0 | 0 | 0 | 23339.5852 | 12827.1334 | 18913.7643 | 0 | no | Surplus | yes |  | 0 | 0 | 0 | 3283.3376 | 0 | no | 0 | 0 | 0 | 3283.3376 | 0 |  |  | 0 | 0 | 0 | 0 | 0 |  | 0 | 0 | 0 | 0 | 0
| 21953.0925 | 0 | no | Surplus | yes |  | 0 | 0 | 0 | 1386.4927 | 0 | no | 0 | 0 | 0 | 1386.4927 | 4860 | no | 21953.0925 | 0 | 24300 |  |  | 0 |  |  | 0 | 0 | 0 | 0 | 0 |  | 0 | 0 | 0 | 0 | 0 | 21953.0925 | 12804.2667 | 17790.1884 | 0 | no | Surplus | yes |  | 0 | 0 | 0 | 6109.4976 | 0 | no | 0 | 0 | 0 | 6109.4976 | 0 |  |  | 0 | 0 | 0 | 0 | 0 |  | 0 | 0 | 0 | 0 | 0
| 19263.1339 | 0 | no | Surplus | yes |  | 0 | 0 | 0 | 2689.9586 | 0 | no | 0 | 0 | 0 | 2689.9586 | 4860 | no | 19263.1339 | 0 | 24300 |  |  | 0 |  |  | 0 | 0 | 0 | 0 | 0 |  | 0 | 0 | 0 | 0 | 0 | 19263.1339 | 12881.6252 | 15610.3192 | 0 | no | Surplus | yes |  | 0 | 0 | 0 | 4908.5632 | 0 | no | 0 | 0 | 0 | 4908.5632 | 0 |  |  | 0 | 0 | 0 | 0 | 0 |  | 0 | 0 | 0 | 0 | 0
| 18173.0444 | 0 | no | Surplus | yes |  | 0 | 0 | 0 | 1090.0895 | 0 | no | 0 | 0 | 0 | 1090.0895 | 4860 | no | 18173.0444 | 0 | 24300 |  |  | 0 |  |  | 0 | 0 | 0 | 0 | 0 |  | 0 | 0 | 0 | 0 | 0 | 18173.0444 | 13614.1313 | 14726.9403 | 0 | no | Surplus | yes |  | 0 | 0 | 0 | 1996.1879 | 0 | no | 0 | 0 | 0 | 1996.1879 | 0 |  |  | 0 | 0 | 0 | 0 | 0 |  | 0 | 0 | 0 | 0 | 0
| 21213.0534 | 0 | yes | Deficit |  |  | 0 | 0 | 0 | 0 | 0 |  | 0 | 0 | 0 | 0 | 4860 | no |  | 0 | 24300 | no | 21213.0534 | 0 | no | no | 0 | 0 | 0 | 0 | 0 |  | 0 | 0 | 0 | 0 | 0 | 21213.0534 | 13896.0147 | 17190.4809 | 0 | no | Surplus | yes |  | 0 | 0 | 0 | 830.9257 | 0 | no | 0 | 0 | 0 | 830.9257 | 0 |  |  | 0 | 0 | 0 | 0 | 0 |  | 0 | 0 | 0 | 0 | 0
| 20989.4582 | 0 | no | Surplus | yes |  | 0 | 0 | 0 | 223.5952 | 0 | no | 0 | 0 | 0 | 223.5952 | 4860 | no | 20989.4582 | 0 | 24300 |  |  | 0 |  |  | 0 | 0 | 0 | 0 | 0 |  | 0 | 0 | 0 | 0 | 0 | 20989.4582 | 15272.2427 | 17009.2854 | 0 | no | Surplus | yes |  | 0 | 0 | 0 | 1918.2382 | 0 | no | 0 | 0 | 0 | 1918.2382 | 0 |  |  | 0 | 0 | 0 | 0 | 0 |  | 0 | 0 | 0 | 0 | 0
| 20947.864 | 0 | no | Surplus | yes |  | 0 | 0 | 0 | 41.5942 | 0 | no | 0 | 0 | 0 | 41.5942 | 4860 | no | 20947.864 | 0 | 24300 |  |  | 0 |  |  | 0 | 0 | 0 | 0 | 0 |  | 0 | 0 | 0 | 0 | 0 | 20947.864 | 14947.8843 | 16975.5786 | 0 | no | Surplus | yes |  | 0 | 0 | 0 | 2061.4011 | 0 | no | 0 | 0 | 0 | 2061.4011 | 0 |  |  | 0 | 0 | 0 | 0 | 0 |  | 0 | 0 | 0 | 0 | 0
| 24840.4816 | 0 | yes | Deficit |  |  | 0 | 0 | 0 | 0 | 0 |  | 0 | 0 | 0 | 0 | 4860 | no |  | 0 | 24300 | yes | 24300 | 540.4816 | yes |  | 0 | 0 | 0 | 540.4816 | 0 | no | 0 | 0 | 0 | 540.4816 | 0 | 24300 | 14215.7815 | 19692.0583 | 0 | no | Surplus | yes |  | 0 | 0 | 0 | 2759.7971 | 0 | no | 0 | 0 | 0 | 2759.7971 | 0 |  |  | 0 | 0 | 0 | 0 | 0 |  | 0 | 0 | 0 | 0 | 0
| 28749.5495 | 0 | yes | Deficit |  |  | 0 | 0 | 0 | 0 | 0 |  | 0 | 0 | 0 | 0 | 4860 | no |  | 0 | 24300 | yes | 24300 | 4449.5495 | yes |  | 0 | 0 | 0 | 4449.5495 | 0 | no | 0 | 0 | 0 | 4449.5495 | 0 | 24300 | 12857.1317 | 19692.0583 | 0 | no | Surplus | yes |  | 0 | 0 | 0 | 6834.9266 | 0 | no | 0 | 0 | 0 | 6834.9266 | 0 |  |  | 0 | 0 | 0 | 0 | 0 |  | 0 | 0 | 0 | 0 | 0
| 24854.0443 | 0 | yes | Deficit |  |  | 0 | 0 | 0 | 0 | 0 |  | 0 | 0 | 0 | 0 | 4860 | no |  | 0 | 24300 | yes | 24300 | 554.0443 | yes |  | 0 | 0 | 0 | 554.0443 | 0 | no | 0 | 0 | 0 | 554.0443 | 0 | 24300 | 14466.9004 | 19692.0583 | 0 | no | Surplus | yes |  | 0 | 0 | 0 | 5225.1579 | 0 | no | 0 | 0 | 0 | 5225.1579 | 0 |  |  | 0 | 0 | 0 | 0 | 0 |  | 0 | 0 | 0 | 0 | 0
| 23219.2129 | 0 | no | Surplus | yes |  | 0 | 0 | 0 | 1080.7871 | 0 | no | 0 | 0 | 0 | 1080.7871 | 4860 | no | 23219.2129 | 0 | 24300 |  |  | 0 |  |  | 0 | 0 | 0 | 0 | 0 |  | 0 | 0 | 0 | 0 | 0 | 23219.2129 | 16345.1579 | 18816.2179 | 0 | no | Surplus | yes |  | 0 | 0 | 0 | 3346.9005 | 0 | no | 0 | 0 | 0 | 3346.9005 | 0 |  |  | 0 | 0 | 0 | 0 | 0 |  | 0 | 0 | 0 | 0 | 0
| 24672.0557 | 0 | yes | Deficit |  |  | 0 | 0 | 0 | 0 | 0 |  | 0 | 0 | 0 | 0 | 4860 | no |  | 0 | 24300 | yes | 24300 | 372.0557 | yes |  | 0 | 0 | 0 | 372.0557 | 0 | no | 0 | 0 | 0 | 372.0557 | 0 | 24300 | 14507.475 | 19692.0583 | 0 | no | Surplus | yes |  | 0 | 0 | 0 | 4308.7429 | 0 | no | 0 | 0 | 0 | 4308.7429 | 0 |  |  | 0 | 0 | 0 | 0 | 0 |  | 0 | 0 | 0 | 0 | 0
| 26474.0534 | 0 | yes | Deficit |  |  | 0 | 0 | 0 | 0 | 0 |  | 0 | 0 | 0 | 0 | 4860 | no |  | 0 | 24300 | yes | 24300 | 2174.0534 | yes |  | 0 | 0 | 0 | 2174.0534 | 0 | no | 0 | 0 | 0 | 2174.0534 | 0 | 24300 | 13549.2885 | 19692.0583 | 0 | no | Surplus | yes |  | 0 | 0 | 0 | 6142.7698 | 0 | no | 0 | 0 | 0 | 6142.7698 | 0 |  |  | 0 | 0 | 0 | 0 | 0 |  | 0 | 0 | 0 | 0 | 0
| 24600.4667 | 0 | yes | Deficit |  |  | 0 | 0 | 0 | 0 | 0 |  | 0 | 0 | 0 | 0 | 4860 | no |  | 0 | 24300 | yes | 24300 | 300.4667 | yes |  | 0 | 0 | 0 | 300.4667 | 0 | no | 0 | 0 | 0 | 300.4667 | 0 | 24300 | 14666.7441 | 19692.0583 | 0 | no | Surplus | yes |  | 0 | 0 | 0 | 5025.3142 | 0 | no | 0 | 0 | 0 | 5025.3142 | 0 |  |  | 0 | 0 | 0 | 0 | 0 |  | 0 | 0 | 0 | 0 | 0
| 26540.6663 | 0 | yes | Deficit |  |  | 0 | 0 | 0 | 0 | 0 |  | 0 | 0 | 0 | 0 | 4860 | no |  | 0 | 24300 | yes | 24300 | 2240.6663 | yes |  | 0 | 0 | 0 | 2240.6663 | 0 | no | 0 | 0 | 0 | 2240.6663 | 0 | 24300 | 17290.1789 | 19692.0583 | 0 | no | Surplus | yes |  | 0 | 0 | 0 | 2401.8794 | 0 | no | 0 | 0 | 0 | 2401.8794 | 0 |  |  | 0 | 0 | 0 | 0 | 0 |  | 0 | 0 | 0 | 0 | 0
| 24359.5328 | 0 | yes | Deficit |  |  | 0 | 0 | 0 | 0 | 0 |  | 0 | 0 | 0 | 0 | 4860 | no |  | 0 | 24300 | yes | 24300 | 59.5328 | yes |  | 0 | 0 | 0 | 59.5328 | 0 | no | 0 | 0 | 0 | 59.5328 | 0 | 24300 | 15581.0262 | 19692.0583 | 0 | no | Surplus | yes |  | 0 | 0 | 0 | 4111.0322 | 0 | no | 0 | 0 | 0 | 4111.0322 | 0 |  |  | 0 | 0 | 0 | 0 | 0 |  | 0 | 0 | 0 | 0 | 0
| 24247.9877 | 0 | no | Surplus | yes |  | 0 | 0 | 0 | 52.0123 | 0 | no | 0 | 0 | 0 | 52.0123 | 4860 | no | 24247.9877 | 0 | 24300 |  |  | 0 |  |  | 0 | 0 | 0 | 0 | 0 |  | 0 | 0 | 0 | 0 | 0 | 24247.9877 | 17281.0196 | 19649.909 | 0 | no | Surplus | yes |  | 0 | 0 | 0 | 2411.0388 | 0 | no | 0 | 0 | 0 | 2411.0388 | 0 |  |  | 0 | 0 | 0 | 0 | 0 |  | 0 | 0 | 0 | 0 | 0
| 25950.978 | 0 | yes | Deficit |  |  | 0 | 0 | 0 | 0 | 0 |  | 0 | 0 | 0 | 0 | 4860 | no |  | 0 | 24300 | yes | 24300 | 1650.978 | yes |  | 0 | 0 | 0 | 1650.978 | 0 | no | 0 | 0 | 0 | 1650.978 | 0 | 24300 | 17244.2547 | 19692.0583 | 0 | no | Surplus | yes |  | 0 | 0 | 0 | 2405.6543 | 0 | no | 0 | 0 | 0 | 2405.6543 | 0 |  |  | 0 | 0 | 0 | 0 | 0 |  | 0 | 0 | 0 | 0 | 0
| 24763.112 | 0 | yes | Deficit |  |  | 0 | 0 | 0 | 0 | 0 |  | 0 | 0 | 0 | 0 | 4860 | no |  | 0 | 24300 | yes | 24300 | 463.112 | yes |  | 0 | 0 | 0 | 463.112 | 0 | no | 0 | 0 | 0 | 463.112 | 0 | 24300 | 17287.5707 | 19692.0583 | 0 | no | Surplus | yes |  | 0 | 0 | 0 | 2404.4876 | 0 | no | 0 | 0 | 0 | 2404.4876 | 0 |  |  | 0 | 0 | 0 | 0 | 0 |  | 0 | 0 | 0 | 0 | 0
| 25418.29 | 0 | yes | Deficit |  |  | 0 | 0 | 0 | 0 | 0 |  | 0 | 0 | 0 | 0 | 4860 | no |  | 0 | 24300 | yes | 24300 | 1118.29 | yes |  | 0 | 0 | 0 | 1118.29 | 0 | no | 0 | 0 | 0 | 1118.29 | 0 | 24300 | 16692.5391 | 19692.0583 | 0 | no | Surplus | yes |  | 0 | 0 | 0 | 2999.5192 | 0 | no | 0 | 0 | 0 | 2999.5192 | 0 |  |  | 0 | 0 | 0 | 0 | 0 |  | 0 | 0 | 0 | 0 | 0
| 25153.3762 | 0 | yes | Deficit |  |  | 0 | 0 | 0 | 0 | 0 |  | 0 | 0 | 0 | 0 | 4860 | no |  | 0 | 24300 | yes | 24300 | 853.3762 | yes |  | 0 | 0 | 0 | 853.3762 | 0 | no | 0 | 0 | 0 | 853.3762 | 0 | 24300 | 17716.5996 | 19692.0583 | 0 | no | Surplus | yes |  | 0 | 0 | 0 | 1975.4588 | 0 | no | 0 | 0 | 0 | 1975.4588 | 0 |  |  | 0 | 0 | 0 | 0 | 0 |  | 0 | 0 | 0 | 0 | 0
| 27477.0236 | 0 | yes | Deficit |  |  | 0 | 0 | 0 | 0 | 0 |  | 0 | 0 | 0 | 0 | 4860 | no |  | 0 | 24300 | yes | 24300 | 3177.0236 | yes |  | 0 | 0 | 0 | 3177.0236 | 0 | no | 0 | 0 | 0 | 3177.0236 | 0 | 24300 | 17803.9921 | 19692.0583 | 0 | no | Surplus | yes |  | 0 | 0 | 0 | 1888.0663 | 0 | no | 0 | 0 | 0 | 1888.0663 | 0 |  |  | 0 | 0 | 0 | 0 | 0 |  | 0 | 0 | 0 | 0 | 0
| 26824.3394 | 0 | yes | Deficit |  |  | 0 | 0 | 0 | 0 | 0 |  | 0 | 0 | 0 | 0 | 4860 | no |  | 0 | 24300 | yes | 24300 | 2524.3394 | yes |  | 0 | 0 | 0 | 2524.3394 | 0 | no | 0 | 0 | 0 | 2524.3394 | 0 | 24300 | 18040.5612 | 19692.0583 | 0 | no | Surplus | yes |  | 0 | 0 | 0 | 1651.4971 | 0 | no | 0 | 0 | 0 | 1651.4971 | 0 |  |  | 0 | 0 | 0 | 0 | 0 |  | 0 | 0 | 0 | 0 | 0
| 24922.5469 | 0 | yes | Deficit |  |  | 0 | 0 | 0 | 0 | 0 |  | 0 | 0 | 0 | 0 | 4860 | no |  | 0 | 24300 | yes | 24300 | 622.5469 | yes |  | 0 | 0 | 0 | 622.5469 | 0 | no | 0 | 0 | 0 | 622.5469 | 0 | 24300 | 19180.069 | 19692.0583 | 0 | no | Surplus | yes |  | 0 | 0 | 0 | 511.9894 | 0 | no | 0 | 0 | 0 | 511.9894 | 0 |  |  | 0 | 0 | 0 | 0 | 0 |  | 0 | 0 | 0 | 0 | 0
| 24227.4828 | 0 | no | Surplus | yes |  | 0 | 0 | 0 | 72.5172 | 0 | no | 0 | 0 | 0 | 72.5172 | 4860 | no | 24227.4828 | 0 | 24300 |  |  | 0 |  |  | 0 | 0 | 0 | 0 | 0 |  | 0 | 0 | 0 | 0 | 0 | 24227.4828 | 19479.6749 | 19633.2924 | 0 | no | Surplus | yes |  | 0 | 0 | 0 | 212.3834 | 0 | no | 0 | 0 | 0 | 212.3834 | 0 |  |  | 0 | 0 | 0 | 0 | 0 |  | 0 | 0 | 0 | 0 | 0
| 25295.8235 | 0 | yes | Deficit |  |  | 0 | 0 | 0 | 0 | 0 |  | 0 | 0 | 0 | 0 | 4860 | no |  | 0 | 24300 | yes | 24300 | 995.8235 | yes |  | 0 | 0 | 0 | 995.8235 | 0 | no | 0 | 0 | 0 | 995.8235 | 0 | 24300 | 18262.1972 | 19692.0583 | 0 | no | Surplus | yes |  | 0 | 0 | 0 | 1371.0952 | 0 | no | 0 | 0 | 0 | 1371.0952 | 0 |  |  | 0 | 0 | 0 | 0 | 0 |  | 0 | 0 | 0 | 0 | 0
| 25615.5526 | 0 | yes | Deficit |  |  | 0 | 0 | 0 | 0 | 0 |  | 0 | 0 | 0 | 0 | 4860 | no |  | 0 | 24300 | yes | 24300 | 1315.5526 | yes |  | 0 | 0 | 0 | 1315.5526 | 0 | no | 0 | 0 | 0 | 1315.5526 | 0 | 24300 | 18194.7405 | 19692.0583 | 0 | no | Surplus | yes |  | 0 | 0 | 0 | 1497.3178 | 0 | no | 0 | 0 | 0 | 1497.3178 | 0 |  |  | 0 | 0 | 0 | 0 | 0 |  | 0 | 0 | 0 | 0 | 0
| 27971.0856 | 0 | yes | Deficit |  |  | 0 | 0 | 0 | 0 | 0 |  | 0 | 0 | 0 | 0 | 4860 | no |  | 0 | 24300 | yes | 24300 | 3671.0856 | yes |  | 0 | 0 | 0 | 3671.0856 | 0 | no | 0 | 0 | 0 | 3671.0856 | 0 | 24300 | 18176.1293 | 19692.0583 | 0 | no | Surplus | yes |  | 0 | 0 | 0 | 1515.9291 | 0 | no | 0 | 0 | 0 | 1515.9291 | 0 |  |  | 0 | 0 | 0 | 0 | 0 |  | 0 | 0 | 0 | 0 | 0
| 25069.2952 | 0 | yes | Deficit |  |  | 0 | 0 | 0 | 0 | 0 |  | 0 | 0 | 0 | 0 | 4860 | no |  | 0 | 24300 | yes | 24300 | 769.2952 | yes |  | 0 | 0 | 0 | 769.2952 | 0 | no | 0 | 0 | 0 | 769.2952 | 0 | 24300 | 17677.4817 | 19692.0583 | 0 | no | Surplus | yes |  | 0 | 0 | 0 | 2014.5766 | 0 | no | 0 | 0 | 0 | 2014.5766 | 0 |  |  | 0 | 0 | 0 | 0 | 0 |  | 0 | 0 | 0 | 0 | 0
| 24771.4296 | 0 | yes | Deficit |  |  | 0 | 0 | 0 | 0 | 0 |  | 0 | 0 | 0 | 0 | 4860 | no |  | 0 | 24300 | yes | 24300 | 471.4296 | yes |  | 0 | 0 | 0 | 471.4296 | 0 | no | 0 | 0 | 0 | 471.4296 | 0 | 24300 | 17522.2374 | 19692.0583 | 0 | no | Surplus | yes |  | 0 | 0 | 0 | 2169.821 | 0 | no | 0 | 0 | 0 | 2169.821 | 0 |  |  | 0 | 0 | 0 | 0 | 0 |  | 0 | 0 | 0 | 0 | 0
| 23785.693 | 0 | no | Surplus | yes |  | 0 | 0 | 0 | 514.307 | 0 | no | 0 | 0 | 0 | 514.307 | 4860 | no | 23785.693 | 0 | 24300 |  |  | 0 |  |  | 0 | 0 | 0 | 0 | 0 |  | 0 | 0 | 0 | 0 | 0 | 23785.693 | 18167.5166 | 19275.278 | 0 | no | Surplus | yes |  | 0 | 0 | 0 | 1524.5418 | 0 | no | 0 | 0 | 0 | 1524.5418 | 0 |  |  | 0 | 0 | 0 | 0 | 0 |  | 0 | 0 | 0 | 0 | 0
| 24603.2047 | 0 | yes | Deficit |  |  | 0 | 0 | 0 | 0 | 0 |  | 0 | 0 | 0 | 0 | 4860 | no |  | 0 | 24300 | yes | 24300 | 303.2047 | yes |  | 0 | 0 | 0 | 303.2047 | 0 | no | 0 | 0 | 0 | 303.2047 | 0 | 24300 | 16935.0965 | 19692.0583 | 0 | no | Surplus | yes |  | 0 | 0 | 0 | 2340.1815 | 0 | no | 0 | 0 | 0 | 2340.1815 | 0 |  |  | 0 | 0 | 0 | 0 | 0 |  | 0 | 0 | 0 | 0 | 0
| 26048.1316 | 0 | yes | Deficit |  |  | 0 | 0 | 0 | 0 | 0 |  | 0 | 0 | 0 | 0 | 4860 | no |  | 0 | 24300 | yes | 24300 | 1748.1316 | yes |  | 0 | 0 | 0 | 1748.1316 | 0 | no | 0 | 0 | 0 | 1748.1316 | 0 | 24300 | 17089.5515 | 19692.0583 | 0 | no | Surplus | yes |  | 0 | 0 | 0 | 2602.5069 | 0 | no | 0 | 0 | 0 | 2602.5069 | 0 |  |  | 0 | 0 | 0 | 0 | 0 |  | 0 | 0 | 0 | 0 | 0
| 26367.7882 | 0 | yes | Deficit |  |  | 0 | 0 | 0 | 0 | 0 |  | 0 | 0 | 0 | 0 | 4860 | no |  | 0 | 24300 | yes | 24300 | 2067.7882 | yes |  | 0 | 0 | 0 | 2067.7882 | 0 | no | 0 | 0 | 0 | 2067.7882 | 0 | 24300 | 17550.3434 | 19692.0583 | 0 | no | Surplus | yes |  | 0 | 0 | 0 | 2141.7149 | 0 | no | 0 | 0 | 0 | 2141.7149 | 0 |  |  | 0 | 0 | 0 | 0 | 0 |  | 0 | 0 | 0 | 0 | 0
| 24110.7857 | 0 | no | Surplus | yes |  | 0 | 0 | 0 | 189.2143 | 0 | no | 0 | 0 | 0 | 189.2143 | 4860 | no | 24110.7857 | 0 | 24300 |  |  | 0 |  |  | 0 | 0 | 0 | 0 | 0 |  | 0 | 0 | 0 | 0 | 0 | 24110.7857 | 17715.9295 | 19538.7242 | 0 | no | Surplus | yes |  | 0 | 0 | 0 | 1976.1288 | 0 | no | 0 | 0 | 0 | 1976.1288 | 0 |  |  | 0 | 0 | 0 | 0 | 0 |  | 0 | 0 | 0 | 0 | 0
| 25204.0914 | 0 | yes | Deficit |  |  | 0 | 0 | 0 | 0 | 0 |  | 0 | 0 | 0 | 0 | 4860 | no |  | 0 | 24300 | yes | 24300 | 904.0914 | yes |  | 0 | 0 | 0 | 904.0914 | 0 | no | 0 | 0 | 0 | 904.0914 | 0 | 24300 | 17002.0005 | 19692.0583 | 0 | no | Surplus | yes |  | 0 | 0 | 0 | 2536.7237 | 0 | no | 0 | 0 | 0 | 2536.7237 | 0 |  |  | 0 | 0 | 0 | 0 | 0 |  | 0 | 0 | 0 | 0 | 0
| 25370.9971 | 0 | yes | Deficit |  |  | 0 | 0 | 0 | 0 | 0 |  | 0 | 0 | 0 | 0 | 4860 | no |  | 0 | 24300 | yes | 24300 | 1070.9971 | yes |  | 0 | 0 | 0 | 1070.9971 | 0 | no | 0 | 0 | 0 | 1070.9971 | 0 | 24300 | 16944.403 | 19692.0583 | 0 | no | Surplus | yes |  | 0 | 0 | 0 | 2747.6554 | 0 | no | 0 | 0 | 0 | 2747.6554 | 0 |  |  | 0 | 0 | 0 | 0 | 0 |  | 0 | 0 | 0 | 0 | 0
| 23458.1995 | 0 | no | Surplus | yes |  | 0 | 0 | 0 | 841.8005 | 0 | no | 0 | 0 | 0 | 841.8005 | 4860 | no | 23458.1995 | 0 | 24300 |  |  | 0 |  |  | 0 | 0 | 0 | 0 | 0 |  | 0 | 0 | 0 | 0 | 0 | 23458.1995 | 15615.1315 | 19009.8861 | 0 | no | Surplus | yes |  | 0 | 0 | 0 | 4076.9269 | 0 | no | 0 | 0 | 0 | 4076.9269 | 0 |  |  | 0 | 0 | 0 | 0 | 0 |  | 0 | 0 | 0 | 0 | 0
| 27156.5742 | 0 | yes | Deficit |  |  | 0 | 0 | 0 | 0 | 0 |  | 0 | 0 | 0 | 0 | 4860 | no |  | 0 | 24300 | yes | 24300 | 2856.5742 | yes |  | 0 | 0 | 0 | 2856.5742 | 0 | no | 0 | 0 | 0 | 2856.5742 | 0 | 24300 | 18368.7031 | 19692.0583 | 0 | no | Surplus | yes |  | 0 | 0 | 0 | 641.1831 | 0 | no | 0 | 0 | 0 | 641.1831 | 0 |  |  | 0 | 0 | 0 | 0 | 0 |  | 0 | 0 | 0 | 0 | 0
| 25009.898 | 0 | yes | Deficit |  |  | 0 | 0 | 0 | 0 | 0 |  | 0 | 0 | 0 | 0 | 4860 | no |  | 0 | 24300 | yes | 24300 | 709.898 | yes |  | 0 | 0 | 0 | 709.898 | 0 | no | 0 | 0 | 0 | 709.898 | 0 | 24300 | 11910.6629 | 19692.0583 | 0 | no | Surplus | yes |  | 0 | 0 | 0 | 7781.3955 | 0 | no | 0 | 0 | 0 | 7781.3955 | 0 |  |  | 0 | 0 | 0 | 0 | 0 |  | 0 | 0 | 0 | 0 | 0
| 24195.9164 | 0 | no | Surplus | yes |  | 0 | 0 | 0 | 104.0836 | 0 | no | 0 | 0 | 0 | 104.0836 | 4860 | no | 24195.9164 | 0 | 24300 |  |  | 0 |  |  | 0 | 0 | 0 | 0 | 0 |  | 0 | 0 | 0 | 0 | 0 | 24195.9164 | 13505.9325 | 19607.7118 | 0 | no | Surplus | yes |  | 0 | 0 | 0 | 6186.1259 | 0 | no | 0 | 0 | 0 | 6186.1259 | 0 |  |  | 0 | 0 | 0 | 0 | 0 |  | 0 | 0 | 0 | 0 | 0
| 24815.5672 | 0 | yes | Deficit |  |  | 0 | 0 | 0 | 0 | 0 |  | 0 | 0 | 0 | 0 | 4860 | no |  | 0 | 24300 | yes | 24300 | 515.5672 | yes |  | 0 | 0 | 0 | 515.5672 | 0 | no | 0 | 0 | 0 | 515.5672 | 0 | 24300 | 15026.5442 | 19692.0583 | 0 | no | Surplus | yes |  | 0 | 0 | 0 | 4581.1676 | 0 | no | 0 | 0 | 0 | 4581.1676 | 0 |  |  | 0 | 0 | 0 | 0 | 0 |  | 0 | 0 | 0 | 0 | 0
| 22412.4755 | 0 | no | Surplus | yes |  | 0 | 0 | 0 | 1887.5245 | 0 | no | 0 | 0 | 0 | 1887.5245 | 4860 | no | 22412.4755 | 0 | 24300 |  |  | 0 |  |  | 0 | 0 | 0 | 0 | 0 |  | 0 | 0 | 0 | 0 | 0 | 22412.4755 | 16151.025 | 18162.4599 | 0 | no | Surplus | yes |  | 0 | 0 | 0 | 3541.0334 | 0 | no | 0 | 0 | 0 | 3541.0334 | 0 |  |  | 0 | 0 | 0 | 0 | 0 |  | 0 | 0 | 0 | 0 | 0
| 21961.9967 | 0 | no | Surplus | yes |  | 0 | 0 | 0 | 450.4787 | 0 | no | 0 | 0 | 0 | 450.4787 | 4860 | no | 21961.9967 | 0 | 24300 |  |  | 0 |  |  | 0 | 0 | 0 | 0 | 0 |  | 0 | 0 | 0 | 0 | 0 | 21961.9967 | 15663.507 | 17797.4042 | 0 | no | Surplus | yes |  | 0 | 0 | 0 | 2498.9529 | 0 | no | 0 | 0 | 0 | 2498.9529 | 0 |  |  | 0 | 0 | 0 | 0 | 0 |  | 0 | 0 | 0 | 0 | 0
| 22314.0949 | 0 | yes | Deficit |  |  | 0 | 0 | 0 | 0 | 0 |  | 0 | 0 | 0 | 0 | 4860 | no |  | 0 | 24300 | no | 22314.0949 | 0 | no | no | 0 | 0 | 0 | 0 | 0 |  | 0 | 0 | 0 | 0 | 0 | 22314.0949 | 14883.0813 | 18082.7349 | 0 | no | Surplus | yes |  | 0 | 0 | 0 | 2914.3228 | 0 | no | 0 | 0 | 0 | 2914.3228 | 0 |  |  | 0 | 0 | 0 | 0 | 0 |  | 0 | 0 | 0 | 0 | 0
| 21741.6617 | 0 | no | Surplus | yes |  | 0 | 0 | 0 | 572.4332 | 0 | no | 0 | 0 | 0 | 572.4332 | 4860 | no | 21741.6617 | 0 | 24300 |  |  | 0 |  |  | 0 | 0 | 0 | 0 | 0 |  | 0 | 0 | 0 | 0 | 0 | 21741.6617 | 13107.6418 | 17618.8507 | 0 | no | Surplus | yes |  | 0 | 0 | 0 | 4975.0931 | 0 | no | 0 | 0 | 0 | 4975.0931 | 0 |  |  | 0 | 0 | 0 | 0 | 0 |  | 0 | 0 | 0 | 0 | 0
| 18912.0183 | 0 | no | Surplus | yes |  | 0 | 0 | 0 | 2829.6435 | 0 | no | 0 | 0 | 0 | 2829.6435 | 4860 | no | 18912.0183 | 0 | 24300 |  |  | 0 |  |  | 0 | 0 | 0 | 0 | 0 |  | 0 | 0 | 0 | 0 | 0 | 18912.0183 | 14861.866 | 15325.7846 | 0 | no | Surplus | yes |  | 0 | 0 | 0 | 2756.9847 | 0 | no | 0 | 0 | 0 | 2756.9847 | 0 |  |  | 0 | 0 | 0 | 0 | 0 |  | 0 | 0 | 0 | 0 | 0
| 21351.3742 | 0 | yes | Deficit |  |  | 0 | 0 | 0 | 0 | 0 |  | 0 | 0 | 0 | 0 | 4860 | no |  | 0 | 24300 | no | 21351.3742 | 0 | no | no | 0 | 0 | 0 | 0 | 0 |  | 0 | 0 | 0 | 0 | 0 | 21351.3742 | 14649.4861 | 17302.5723 | 0 | no | Surplus | yes |  | 0 | 0 | 0 | 676.2985 | 0 | no | 0 | 0 | 0 | 676.2985 | 0 |  |  | 0 | 0 | 0 | 0 | 0 |  | 0 | 0 | 0 | 0 | 0
| 22319.9488 | 0 | yes | Deficit |  |  | 0 | 0 | 0 | 0 | 0 |  | 0 | 0 | 0 | 0 | 4860 | no |  | 0 | 24300 | no | 22319.9488 | 0 | no | no | 0 | 0 | 0 | 0 | 0 |  | 0 | 0 | 0 | 0 | 0 | 22319.9488 | 15377.0825 | 18087.4787 | 0 | no | Surplus | yes |  | 0 | 0 | 0 | 1925.4898 | 0 | no | 0 | 0 | 0 | 1925.4898 | 0 |  |  | 0 | 0 | 0 | 0 | 0 |  | 0 | 0 | 0 | 0 | 0
| 22761.3508 | 0 | yes | Deficit |  |  | 0 | 0 | 0 | 0 | 0 |  | 0 | 0 | 0 | 0 | 4860 | no |  | 0 | 24300 | no | 22761.3508 | 0 | no | no | 0 | 0 | 0 | 0 | 0 |  | 0 | 0 | 0 | 0 | 0 | 22761.3508 | 14740.2555 | 18445.1789 | 0 | no | Surplus | yes |  | 0 | 0 | 0 | 3347.2232 | 0 | no | 0 | 0 | 0 | 3347.2232 | 0 |  |  | 0 | 0 | 0 | 0 | 0 |  | 0 | 0 | 0 | 0 | 0
| 23449.7998 | 0 | yes | Deficit |  |  | 0 | 0 | 0 | 0 | 0 |  | 0 | 0 | 0 | 0 | 4860 | no |  | 0 | 24300 | no | 23449.7998 | 0 | no | no | 0 | 0 | 0 | 0 | 0 |  | 0 | 0 | 0 | 0 | 0 | 23449.7998 | 11824.0451 | 19003.0792 | 0 | no | Surplus | yes |  | 0 | 0 | 0 | 6621.1338 | 0 | no | 0 | 0 | 0 | 6621.1338 | 0 |  |  | 0 | 0 | 0 | 0 | 0 |  | 0 | 0 | 0 | 0 | 0
| 24957.1921 | 0 | yes | Deficit |  |  | 0 | 0 | 0 | 0 | 0 |  | 0 | 0 | 0 | 0 | 4860 | no |  | 0 | 24300 | yes | 24300 | 657.1921 | yes |  | 0 | 0 | 0 | 657.1921 | 0 | no | 0 | 0 | 0 | 657.1921 | 0 | 24300 | 11503.0003 | 19692.0583 | 0 | no | Surplus | yes |  | 0 | 0 | 0 | 7500.079 | 0 | no | 0 | 0 | 0 | 7500.079 | 0 |  |  | 0 | 0 | 0 | 0 | 0 |  | 0 | 0 | 0 | 0 | 0
| 23188.326 | 0 | no | Surplus | yes |  | 0 | 0 | 0 | 1111.674 | 0 | no | 0 | 0 | 0 | 1111.674 | 4860 | no | 23188.326 | 0 | 24300 |  |  | 0 |  |  | 0 | 0 | 0 | 0 | 0 |  | 0 | 0 | 0 | 0 | 0 | 23188.326 | 13969.5575 | 18791.188 | 0 | no | Surplus | yes |  | 0 | 0 | 0 | 5722.5008 | 0 | no | 0 | 0 | 0 | 5722.5008 | 0 |  |  | 0 | 0 | 0 | 0 | 0 |  | 0 | 0 | 0 | 0 | 0
| 23156.1747 | 0 | no | Surplus | yes |  | 0 | 0 | 0 | 32.1514 | 0 | no | 0 | 0 | 0 | 32.1514 | 4860 | no | 23156.1747 | 0 | 24300 |  |  | 0 |  |  | 0 | 0 | 0 | 0 | 0 |  | 0 | 0 | 0 | 0 | 0 | 23156.1747 | 15267.7638 | 18765.1335 | 0 | no | Surplus | yes |  | 0 | 0 | 0 | 3523.4243 | 0 | no | 0 | 0 | 0 | 3523.4243 | 0 |  |  | 0 | 0 | 0 | 0 | 0 |  | 0 | 0 | 0 | 0 | 0
| 23127.4581 | 0 | no | Surplus | yes |  | 0 | 0 | 0 | 28.7166 | 0 | no | 0 | 0 | 0 | 28.7166 | 4860 | no | 23127.4581 | 0 | 24300 |  |  | 0 |  |  | 0 | 0 | 0 | 0 | 0 |  | 0 | 0 | 0 | 0 | 0 | 23127.4581 | 17795.1505 | 18741.8623 | 0 | no | Surplus | yes |  | 0 | 0 | 0 | 969.9829 | 0 | no | 0 | 0 | 0 | 969.9829 | 0 |  |  | 0 | 0 | 0 | 0 | 0 |  | 0 | 0 | 0 | 0 | 0
| 22108.066 | 0 | no | Surplus | yes |  | 0 | 0 | 0 | 1019.3921 | 0 | no | 0 | 0 | 0 | 1019.3921 | 4860 | no | 22108.066 | 0 | 24300 |  |  | 0 |  |  | 0 | 0 | 0 | 0 | 0 |  | 0 | 0 | 0 | 0 | 0 | 22108.066 | 13555.833 | 17915.7747 | 0 | no | Surplus | yes |  | 0 | 0 | 0 | 5186.0293 | 0 | no | 0 | 0 | 0 | 5186.0293 | 0 |  |  | 0 | 0 | 0 | 0 | 0 |  | 0 | 0 | 0 | 0 | 0
| 20368.8214 | 0 | no | Surplus | yes |  | 0 | 0 | 0 | 1739.2447 | 0 | no | 0 | 0 | 0 | 1739.2447 | 4860 | no | 20368.8214 | 0 | 24300 |  |  | 0 |  |  | 0 | 0 | 0 | 0 | 0 |  | 0 | 0 | 0 | 0 | 0 | 20368.8214 | 13068.3887 | 16506.3382 | 0 | no | Surplus | yes |  | 0 | 0 | 0 | 4847.386 | 0 | no | 0 | 0 | 0 | 4847.386 | 0 |  |  | 0 | 0 | 0 | 0 | 0 |  | 0 | 0 | 0 | 0 | 0
| 21294.9436 | 0 | yes | Deficit |  |  | 0 | 0 | 0 | 0 | 0 |  | 0 | 0 | 0 | 0 | 4860 | no |  | 0 | 24300 | no | 21294.9436 | 0 | no | no | 0 | 0 | 0 | 0 | 0 |  | 0 | 0 | 0 | 0 | 0 | 21294.9436 | 14536.2505 | 17256.8425 | 0 | no | Surplus | yes |  | 0 | 0 | 0 | 1970.0877 | 0 | no | 0 | 0 | 0 | 1970.0877 | 0 |  |  | 0 | 0 | 0 | 0 | 0 |  | 0 | 0 | 0 | 0 | 0
| 21384.9531 | 0 | yes | Deficit |  |  | 0 | 0 | 0 | 0 | 0 |  | 0 | 0 | 0 | 0 | 4860 | no |  | 0 | 24300 | no | 21384.9531 | 0 | no | no | 0 | 0 | 0 | 0 | 0 |  | 0 | 0 | 0 | 0 | 0 | 21384.9531 | 13618.6743 | 17329.7837 | 0 | no | Surplus | yes |  | 0 | 0 | 0 | 3638.1682 | 0 | no | 0 | 0 | 0 | 3638.1682 | 0 |  |  | 0 | 0 | 0 | 0 | 0 |  | 0 | 0 | 0 | 0 | 0
| 19792.251 | 0 | no | Surplus | yes |  | 0 | 0 | 0 | 1592.7021 | 0 | no | 0 | 0 | 0 | 1592.7021 | 4860 | no | 19792.251 | 0 | 24300 |  |  | 0 |  |  | 0 | 0 | 0 | 0 | 0 |  | 0 | 0 | 0 | 0 | 0 | 19792.251 | 13526.9001 | 16039.1013 | 0 | no | Surplus | yes |  | 0 | 0 | 0 | 3802.8837 | 0 | no | 0 | 0 | 0 | 3802.8837 | 0 |  |  | 0 | 0 | 0 | 0 | 0 |  | 0 | 0 | 0 | 0 | 0
| 19351.874 | 0 | no | Surplus | yes |  | 0 | 0 | 0 | 440.377 | 0 | no | 0 | 0 | 0 | 440.377 | 4860 | no | 19351.874 | 0 | 24300 |  |  | 0 |  |  | 0 | 0 | 0 | 0 | 0 |  | 0 | 0 | 0 | 0 | 0 | 19351.874 | 13633.8495 | 15682.2318 | 0 | no | Surplus | yes |  | 0 | 0 | 0 | 2405.2518 | 0 | no | 0 | 0 | 0 | 2405.2518 | 0 |  |  | 0 | 0 | 0 | 0 | 0 |  | 0 | 0 | 0 | 0 | 0
| 19512.9833 | 0 | yes | Deficit |  |  | 0 | 0 | 0 | 0 | 0 |  | 0 | 0 | 0 | 0 | 4860 | no |  | 0 | 24300 | no | 19512.9833 | 0 | no | no | 0 | 0 | 0 | 0 | 0 |  | 0 | 0 | 0 | 0 | 0 | 19512.9833 | 14050.4139 | 15812.7904 | 0 | no | Surplus | yes |  | 0 | 0 | 0 | 1631.8179 | 0 | no | 0 | 0 | 0 | 1631.8179 | 0 |  |  | 0 | 0 | 0 | 0 | 0 |  | 0 | 0 | 0 | 0 | 0
| 19390.862 | 0 | no | Surplus | yes |  | 0 | 0 | 0 | 122.1213 | 0 | no | 0 | 0 | 0 | 122.1213 | 4860 | no | 19390.862 | 0 | 24300 |  |  | 0 |  |  | 0 | 0 | 0 | 0 | 0 |  | 0 | 0 | 0 | 0 | 0 | 19390.862 | 14492.4698 | 15713.8266 | 0 | no | Surplus | yes |  | 0 | 0 | 0 | 1320.3206 | 0 | no | 0 | 0 | 0 | 1320.3206 | 0 |  |  | 0 | 0 | 0 | 0 | 0 |  | 0 | 0 | 0 | 0 | 0
| 21911.5771 | 0 | yes | Deficit |  |  | 0 | 0 | 0 | 0 | 0 |  | 0 | 0 | 0 | 0 | 4860 | no |  | 0 | 24300 | no | 21911.5771 | 0 | no | no | 0 | 0 | 0 | 0 | 0 |  | 0 | 0 | 0 | 0 | 0 | 21911.5771 | 18208.4204 | 17756.5455 | 0 | yes | Deficit |  |  | 0 | 0 | 0 | 0 | 0 |  | 0 | 0 | 0 | 0 | 2494.5938 | yes |  | 0 | 0 | 0 | 2494.5938 | 0 | no | 0 | 0 | 0 | 2494.5938 | 0
| 23669.042 | 0 | yes | Deficit |  |  | 0 | 0 | 0 | 0 | 0 |  | 0 | 0 | 0 | 0 | 4860 | no |  | 0 | 24300 | no | 23669.042 | 0 | no | no | 0 | 0 | 0 | 0 | 0 |  | 0 | 0 | 0 | 0 | 0 | 23669.042 | 15475.092 | 19180.7471 | 0 | no | Surplus | yes |  | 0 | 0 | 0 | 2281.4535 | 0 | no | 0 | 0 | 0 | 2281.4535 | 0 |  |  | 0 | 0 | 0 | 0 | 0 |  | 0 | 0 | 0 | 0 | 0
| 20752.2894 | 0 | no | Surplus | yes |  | 0 | 0 | 0 | 2916.7525 | 0 | no | 0 | 0 | 0 | 2916.7525 | 4860 | no | 20752.2894 | 0 | 24300 |  |  | 0 |  |  | 0 | 0 | 0 | 0 | 0 |  | 0 | 0 | 0 | 0 | 0 | 20752.2894 | 15818.7306 | 16817.0903 | 0 | no | Surplus | yes |  | 0 | 0 | 0 | 3362.0165 | 0 | no | 0 | 0 | 0 | 3362.0165 | 0 |  |  | 0 | 0 | 0 | 0 | 0 |  | 0 | 0 | 0 | 0 | 0
| 20735.1544 | 0 | no | Surplus | yes |  | 0 | 0 | 0 | 17.1351 | 0 | no | 0 | 0 | 0 | 17.1351 | 4860 | no | 20735.1544 | 0 | 24300 |  |  | 0 |  |  | 0 | 0 | 0 | 0 | 0 |  | 0 | 0 | 0 | 0 | 0 | 20735.1544 | 16220.5562 | 16803.2045 | 0 | no | Surplus | yes |  | 0 | 0 | 0 | 596.5341 | 0 | no | 0 | 0 | 0 | 596.5341 | 0 |  |  | 0 | 0 | 0 | 0 | 0 |  | 0 | 0 | 0 | 0 | 0
| 21170.1153 | 0 | yes | Deficit |  |  | 0 | 0 | 0 | 0 | 0 |  | 0 | 0 | 0 | 0 | 4860 | no |  | 0 | 24300 | no | 21170.1153 | 0 | no | no | 0 | 0 | 0 | 0 | 0 |  | 0 | 0 | 0 | 0 | 0 | 21170.1153 | 16075.6316 | 17155.685 | 0 | no | Surplus | yes |  | 0 | 0 | 0 | 727.5729 | 0 | no | 0 | 0 | 0 | 727.5729 | 0 |  |  | 0 | 0 | 0 | 0 | 0 |  | 0 | 0 | 0 | 0 | 0
| 20145.6891 | 0 | no | Surplus | yes |  | 0 | 0 | 0 | 1024.4262 | 0 | no | 0 | 0 | 0 | 1024.4262 | 4860 | no | 20145.6891 | 0 | 24300 |  |  | 0 |  |  | 0 | 0 | 0 | 0 | 0 |  | 0 | 0 | 0 | 0 | 0 | 20145.6891 | 14970.2925 | 16325.5179 | 0 | no | Surplus | yes |  | 0 | 0 | 0 | 2185.3926 | 0 | no | 0 | 0 | 0 | 2185.3926 | 0 |  |  | 0 | 0 | 0 | 0 | 0 |  | 0 | 0 | 0 | 0 | 0
| 21948.7016 | 0 | yes | Deficit |  |  | 0 | 0 | 0 | 0 | 0 |  | 0 | 0 | 0 | 0 | 4860 | no |  | 0 | 24300 | no | 21948.7016 | 0 | no | no | 0 | 0 | 0 | 0 | 0 |  | 0 | 0 | 0 | 0 | 0 | 21948.7016 | 12882.2738 | 17786.6301 | 0 | no | Surplus | yes |  | 0 | 0 | 0 | 3443.2442 | 0 | no | 0 | 0 | 0 | 3443.2442 | 0 |  |  | 0 | 0 | 0 | 0 | 0 |  | 0 | 0 | 0 | 0 | 0
| 22299.9725 | 0 | yes | Deficit |  |  | 0 | 0 | 0 | 0 | 0 |  | 0 | 0 | 0 | 0 | 4860 | no |  | 0 | 24300 | no | 22299.9725 | 0 | no | no | 0 | 0 | 0 | 0 | 0 |  | 0 | 0 | 0 | 0 | 0 | 22299.9725 | 13542.441 | 18071.2905 | 0 | no | Surplus | yes |  | 0 | 0 | 0 | 4244.1891 | 0 | no | 0 | 0 | 0 | 4244.1891 | 0 |  |  | 0 | 0 | 0 | 0 | 0 |  | 0 | 0 | 0 | 0 | 0
| 21730.4396 | 0 | no | Surplus | yes |  | 0 | 0 | 0 | 569.533 | 0 | no | 0 | 0 | 0 | 569.533 | 4860 | no | 21730.4396 | 0 | 24300 |  |  | 0 |  |  | 0 | 0 | 0 | 0 | 0 |  | 0 | 0 | 0 | 0 | 0 | 21730.4396 | 14270.2021 | 17609.7565 | 0 | no | Surplus | yes |  | 0 | 0 | 0 | 3801.0884 | 0 | no | 0 | 0 | 0 | 3801.0884 | 0 |  |  | 0 | 0 | 0 | 0 | 0 |  | 0 | 0 | 0 | 0 | 0
| 20977.5476 | 0 | no | Surplus | yes |  | 0 | 0 | 0 | 752.8919 | 0 | no | 0 | 0 | 0 | 752.8919 | 4860 | no | 20977.5476 | 0 | 24300 |  |  | 0 |  |  | 0 | 0 | 0 | 0 | 0 |  | 0 | 0 | 0 | 0 | 0 | 20977.5476 | 14275.2165 | 16999.6334 | 0 | no | Surplus | yes |  | 0 | 0 | 0 | 3334.54 | 0 | no | 0 | 0 | 0 | 3334.54 | 0 |  |  | 0 | 0 | 0 | 0 | 0 |  | 0 | 0 | 0 | 0 | 0
| 21234.4922 | 0 | yes | Deficit |  |  | 0 | 0 | 0 | 0 | 0 |  | 0 | 0 | 0 | 0 | 4860 | no |  | 0 | 24300 | no | 21234.4922 | 0 | no | no | 0 | 0 | 0 | 0 | 0 |  | 0 | 0 | 0 | 0 | 0 | 21234.4922 | 14645.189 | 17207.8543 | 0 | no | Surplus | yes |  | 0 | 0 | 0 | 2354.4444 | 0 | no | 0 | 0 | 0 | 2354.4444 | 0 |  |  | 0 | 0 | 0 | 0 | 0 |  | 0 | 0 | 0 | 0 | 0
| 23414.5556 | 0 | yes | Deficit |  |  | 0 | 0 | 0 | 0 | 0 |  | 0 | 0 | 0 | 0 | 4860 | no |  | 0 | 24300 | no | 23414.5556 | 0 | no | no | 0 | 0 | 0 | 0 | 0 |  | 0 | 0 | 0 | 0 | 0 | 23414.5556 | 15551.1881 | 18974.5183 | 0 | no | Surplus | yes |  | 0 | 0 | 0 | 1656.6662 | 0 | no | 0 | 0 | 0 | 1656.6662 | 0 |  |  | 0 | 0 | 0 | 0 | 0 |  | 0 | 0 | 0 | 0 | 0
| 22769.7938 | 0 | no | Surplus | yes |  | 0 | 0 | 0 | 644.7617 | 0 | no | 0 | 0 | 0 | 644.7617 | 4860 | no | 22769.7938 | 0 | 24300 |  |  | 0 |  |  | 0 | 0 | 0 | 0 | 0 |  | 0 | 0 | 0 | 0 | 0 | 22769.7938 | 15324.9176 | 18452.0209 | 0 | no | Surplus | yes |  | 0 | 0 | 0 | 3649.6007 | 0 | no | 0 | 0 | 0 | 3649.6007 | 0 |  |  | 0 | 0 | 0 | 0 | 0 |  | 0 | 0 | 0 | 0 | 0
| 23653.7685 | 0 | yes | Deficit |  |  | 0 | 0 | 0 | 0 | 0 |  | 0 | 0 | 0 | 0 | 4860 | no |  | 0 | 24300 | no | 23653.7685 | 0 | no | no | 0 | 0 | 0 | 0 | 0 |  | 0 | 0 | 0 | 0 | 0 | 23653.7685 | 14870.091 | 19168.37 | 0 | no | Surplus | yes |  | 0 | 0 | 0 | 3581.93 | 0 | no | 0 | 0 | 0 | 3581.93 | 0 |  |  | 0 | 0 | 0 | 0 | 0 |  | 0 | 0 | 0 | 0 | 0
| 25080.4965 | 0 | yes | Deficit |  |  | 0 | 0 | 0 | 0 | 0 |  | 0 | 0 | 0 | 0 | 4860 | no |  | 0 | 24300 | yes | 24300 | 780.4965 | yes |  | 0 | 0 | 0 | 780.4965 | 0 | no | 0 | 0 | 0 | 780.4965 | 0 | 24300 | 14388.4263 | 19692.0583 | 0 | no | Surplus | yes |  | 0 | 0 | 0 | 4779.9436 | 0 | no | 0 | 0 | 0 | 4779.9436 | 0 |  |  | 0 | 0 | 0 | 0 | 0 |  | 0 | 0 | 0 | 0 | 0
| 24400.1736 | 0 | yes | Deficit |  |  | 0 | 0 | 0 | 0 | 0 |  | 0 | 0 | 0 | 0 | 4860 | no |  | 0 | 24300 | yes | 24300 | 100.1736 | yes |  | 0 | 0 | 0 | 100.1736 | 0 | no | 0 | 0 | 0 | 100.1736 | 0 | 24300 | 14418.1069 | 19692.0583 | 0 | no | Surplus | yes |  | 0 | 0 | 0 | 5273.9515 | 0 | no | 0 | 0 | 0 | 5273.9515 | 0 |  |  | 0 | 0 | 0 | 0 | 0 |  | 0 | 0 | 0 | 0 | 0
| 22567.6046 | 0 | no | Surplus | yes |  | 0 | 0 | 0 | 1732.3954 | 0 | no | 0 | 0 | 0 | 1732.3954 | 4860 | no | 22567.6046 | 0 | 24300 |  |  | 0 |  |  | 0 | 0 | 0 | 0 | 0 |  | 0 | 0 | 0 | 0 | 0 | 22567.6046 | 13458.5136 | 18288.1723 | 0 | no | Surplus | yes |  | 0 | 0 | 0 | 6233.5448 | 0 | no | 0 | 0 | 0 | 6233.5448 | 0 |  |  | 0 | 0 | 0 | 0 | 0 |  | 0 | 0 | 0 | 0 | 0
| 21659.2737 | 0 | no | Surplus | yes |  | 0 | 0 | 0 | 908.3309 | 0 | no | 0 | 0 | 0 | 908.3309 | 4860 | no | 21659.2737 | 0 | 24300 |  |  | 0 |  |  | 0 | 0 | 0 | 0 | 0 |  | 0 | 0 | 0 | 0 | 0 | 21659.2737 | 13989.801 | 17552.0856 | 0 | no | Surplus | yes |  | 0 | 0 | 0 | 4298.3712 | 0 | no | 0 | 0 | 0 | 4298.3712 | 0 |  |  | 0 | 0 | 0 | 0 | 0 |  | 0 | 0 | 0 | 0 | 0
| 21097.727 | 0 | no | Surplus | yes |  | 0 | 0 | 0 | 561.5467 | 0 | no | 0 | 0 | 0 | 561.5467 | 4860 | no | 21097.727 | 0 | 24300 |  |  | 0 |  |  | 0 | 0 | 0 | 0 | 0 |  | 0 | 0 | 0 | 0 | 0 | 21097.727 | 14653.7775 | 17097.0235 | 0 | no | Surplus | yes |  | 0 | 0 | 0 | 2898.3081 | 0 | no | 0 | 0 | 0 | 2898.3081 | 0 |  |  | 0 | 0 | 0 | 0 | 0 |  | 0 | 0 | 0 | 0 | 0
| 21083.8485 | 0 | no | Surplus | yes |  | 0 | 0 | 0 | 13.8785 | 0 | no | 0 | 0 | 0 | 13.8785 | 4860 | no | 21083.8485 | 0 | 24300 |  |  | 0 |  |  | 0 | 0 | 0 | 0 | 0 |  | 0 | 0 | 0 | 0 | 0 | 21083.8485 | 14663.6396 | 17085.7767 | 0 | no | Surplus | yes |  | 0 | 0 | 0 | 2433.3839 | 0 | no | 0 | 0 | 0 | 2433.3839 | 0 |  |  | 0 | 0 | 0 | 0 | 0 |  | 0 | 0 | 0 | 0 | 0
| 23722.2656 | 0 | yes | Deficit |  |  | 0 | 0 | 0 | 0 | 0 |  | 0 | 0 | 0 | 0 | 4860 | no |  | 0 | 24300 | no | 23722.2656 | 0 | no | no | 0 | 0 | 0 | 0 | 0 |  | 0 | 0 | 0 | 0 | 0 | 23722.2656 | 14408.9645 | 19223.8781 | 0 | no | Surplus | yes |  | 0 | 0 | 0 | 2676.8122 | 0 | no | 0 | 0 | 0 | 2676.8122 | 0 |  |  | 0 | 0 | 0 | 0 | 0 |  | 0 | 0 | 0 | 0 | 0
| 20921.8958 | 0 | no | Surplus | yes |  | 0 | 0 | 0 | 2800.3698 | 0 | no | 0 | 0 | 0 | 2800.3698 | 4860 | no | 20921.8958 | 0 | 24300 |  |  | 0 |  |  | 0 | 0 | 0 | 0 | 0 |  | 0 | 0 | 0 | 0 | 0 | 20921.8958 | 14422.1703 | 16954.5347 | 0 | no | Surplus | yes |  | 0 | 0 | 0 | 4801.7078 | 0 | no | 0 | 0 | 0 | 4801.7078 | 0 |  |  | 0 | 0 | 0 | 0 | 0 |  | 0 | 0 | 0 | 0 | 0
| 20848.803 | 0 | no | Surplus | yes |  | 0 | 0 | 0 | 73.0928 | 0 | no | 0 | 0 | 0 | 73.0928 | 4860 | no | 20848.803 | 0 | 24300 |  |  | 0 |  |  | 0 | 0 | 0 | 0 | 0 |  | 0 | 0 | 0 | 0 | 0 | 20848.803 | 13076.7003 | 16895.3023 | 0 | no | Surplus | yes |  | 0 | 0 | 0 | 3877.8344 | 0 | no | 0 | 0 | 0 | 3877.8344 | 0 |  |  | 0 | 0 | 0 | 0 | 0 |  | 0 | 0 | 0 | 0 | 0
| 19998.4823 | 0 | no | Surplus | yes |  | 0 | 0 | 0 | 850.3207 | 0 | no | 0 | 0 | 0 | 850.3207 | 4860 | no | 19998.4823 | 0 | 24300 |  |  | 0 |  |  | 0 | 0 | 0 | 0 | 0 |  | 0 | 0 | 0 | 0 | 0 | 19998.4823 | 18504.9212 | 16206.2256 | 0 | yes | Deficit |  |  | 0 | 0 | 0 | 0 | 0 |  | 0 | 0 | 0 | 0 | 1609.6189 | yes |  | 0 | 0 | 0 | 1609.6189 | 0 | no | 0 | 0 | 0 | 1609.6189 | 0
| 20805.5013 | 0 | yes | Deficit |  |  | 0 | 0 | 0 | 0 | 0 |  | 0 | 0 | 0 | 0 | 4860 | no |  | 0 | 24300 | no | 20805.5013 | 0 | no | no | 0 | 0 | 0 | 0 | 0 |  | 0 | 0 | 0 | 0 | 0 | 20805.5013 | 14746.4788 | 16860.2117 | 0 | no | Surplus | yes |  | 0 | 0 | 0 | 1459.7467 | 0 | no | 0 | 0 | 0 | 1459.7467 | 0 |  |  | 0 | 0 | 0 | 0 | 0 |  | 0 | 0 | 0 | 0 | 0
| 18995.4153 | 0 | no | Surplus | yes |  | 0 | 0 | 0 | 1810.086 | 0 | no | 0 | 0 | 0 | 1810.086 | 4860 | no | 18995.4153 | 0 | 24300 |  |  | 0 |  |  | 0 | 0 | 0 | 0 | 0 |  | 0 | 0 | 0 | 0 | 0 | 18995.4153 | 14555.186 | 15393.3673 | 0 | no | Surplus | yes |  | 0 | 0 | 0 | 2305.0258 | 0 | no | 0 | 0 | 0 | 2305.0258 | 0 |  |  | 0 | 0 | 0 | 0 | 0 |  | 0 | 0 | 0 | 0 | 0
| 20039.7262 | 0 | yes | Deficit |  |  | 0 | 0 | 0 | 0 | 0 |  | 0 | 0 | 0 | 0 | 4860 | no |  | 0 | 24300 | no | 20039.7262 | 0 | no | no | 0 | 0 | 0 | 0 | 0 |  | 0 | 0 | 0 | 0 | 0 | 20039.7262 | 14314.4922 | 16239.6485 | 0 | no | Surplus | yes |  | 0 | 0 | 0 | 1078.8751 | 0 | no | 0 | 0 | 0 | 1078.8751 | 0 |  |  | 0 | 0 | 0 | 0 | 0 |  | 0 | 0 | 0 | 0 | 0
| 17924.8532 | 0 | no | Surplus | yes |  | 0 | 0 | 0 | 2114.873 | 0 | no | 0 | 0 | 0 | 2114.873 | 4860 | no | 17924.8532 | 0 | 24300 |  |  | 0 |  |  | 0 | 0 | 0 | 0 | 0 |  | 0 | 0 | 0 | 0 | 0 | 17924.8532 | 13129.6411 | 14525.813 | 0 | no | Surplus | yes |  | 0 | 0 | 0 | 3110.0074 | 0 | no | 0 | 0 | 0 | 3110.0074 | 0 |  |  | 0 | 0 | 0 | 0 | 0 |  | 0 | 0 | 0 | 0 | 0
| 16503.2256 | 0 | no | Surplus | yes |  | 0 | 0 | 0 | 1421.6276 | 0 | no | 0 | 0 | 0 | 1421.6276 | 4860 | no | 16503.2256 | 0 | 24300 |  |  | 0 |  |  | 0 | 0 | 0 | 0 | 0 |  | 0 | 0 | 0 | 0 | 0 | 16503.2256 | 14664.2158 | 13373.7647 | 0 | yes | Deficit |  |  | 0 | 0 | 0 | 0 | 0 |  | 0 | 0 | 0 | 0 | 138.4028 | yes |  | 0 | 0 | 0 | 138.4028 | 0 | no | 0 | 0 | 0 | 138.4028 | 0
| 15097.1171 | 0 | no | Surplus | yes |  | 0 | 0 | 0 | 1406.1085 | 0 | no | 0 | 0 | 0 | 1406.1085 | 4860 | no | 15097.1171 | 0 | 24300 |  |  | 0 |  |  | 0 | 0 | 0 | 0 | 0 |  | 0 | 0 | 0 | 0 | 0 | 15097.1171 | 15475.5246 | 12234.2926 | 0 | yes | Deficit |  |  | 0 | 0 | 0 | 0 | 0 |  | 0 | 0 | 0 | 0 | 2101.7599 | yes |  | 0 | 0 | 0 | 2101.7599 | 0 | no | 0 | 0 | 0 | 2101.7599 | 0
| 15079.6015 | 0 | no | Surplus | yes |  | 0 | 0 | 0 | 17.5156 | 0 | no | 0 | 0 | 0 | 17.5156 | 4860 | no | 15079.6015 | 0 | 24300 |  |  | 0 |  |  | 0 | 0 | 0 | 0 | 0 |  | 0 | 0 | 0 | 0 | 0 | 15079.6015 | 12274.8968 | 12220.0984 | 0 | yes | Deficit |  |  | 0 | 0 | 0 | 0 | 0 |  | 0 | 0 | 0 | 0 | 40.6042 | yes |  | 0 | 0 | 0 | 40.6042 | 0 | no | 0 | 0 | 0 | 40.6042 | 0
| 15025.6143 | 0 | no | Surplus | yes |  | 0 | 0 | 0 | 53.9871 | 0 | no | 0 | 0 | 0 | 53.9871 | 4860 | no | 15025.6143 | 0 | 24300 |  |  | 0 |  |  | 0 | 0 | 0 | 0 | 0 |  | 0 | 0 | 0 | 0 | 0 | 15025.6143 | 11591.177 | 12176.3487 | 0 | no | Surplus | yes |  | 0 | 0 | 0 | 628.9214 | 0 | no | 0 | 0 | 0 | 628.9214 | 0 |  |  | 0 | 0 | 0 | 0 | 0 |  | 0 | 0 | 0 | 0 | 0
| 15574.1525 | 0 | yes | Deficit |  |  | 0 | 0 | 0 | 0 | 0 |  | 0 | 0 | 0 | 0 | 4860 | no |  | 0 | 24300 | no | 15574.1525 | 0 | no | no | 0 | 0 | 0 | 0 | 0 |  | 0 | 0 | 0 | 0 | 0 | 15574.1525 | 10055.0668 | 12620.8691 | 0 | no | Surplus | yes |  | 0 | 0 | 0 | 2121.282 | 0 | no | 0 | 0 | 0 | 2121.282 | 0 |  |  | 0 | 0 | 0 | 0 | 0 |  | 0 | 0 | 0 | 0 | 0
| 13842.4453 | 0 | no | Surplus | yes |  | 0 | 0 | 0 | 1731.7072 | 0 | no | 0 | 0 | 0 | 1731.7072 | 4860 | no | 13842.4453 | 0 | 24300 |  |  | 0 |  |  | 0 | 0 | 0 | 0 | 0 |  | 0 | 0 | 0 | 0 | 0 | 13842.4453 | 14548.1408 | 11217.5408 | 0 | yes | Deficit |  |  | 0 | 0 | 0 | 0 | 0 |  | 0 | 0 | 0 | 0 | 1927.2717 | yes |  | 0 | 0 | 0 | 1927.2717 | 0 | no | 0 | 0 | 0 | 1927.2717 | 0
| 12866.321 | 0 | no | Surplus | yes |  | 0 | 0 | 0 | 976.1243 | 0 | no | 0 | 0 | 0 | 976.1243 | 4860 | no | 12866.321 | 0 | 24300 |  |  | 0 |  |  | 0 | 0 | 0 | 0 | 0 |  | 0 | 0 | 0 | 0 | 0 | 12866.321 | 14539.8951 | 10426.5162 | 0 | yes | Deficit |  |  | 0 | 0 | 0 | 0 | 0 |  | 0 | 0 | 0 | 0 | 3322.3543 | yes |  | 0 | 0 | 0 | 3322.3543 | 0 | no | 0 | 0 | 0 | 3322.3543 | 0
| 13154.4781 | 0 | yes | Deficit |  |  | 0 | 0 | 0 | 0 | 0 |  | 0 | 0 | 0 | 0 | 4860 | no |  | 0 | 24300 | no | 13154.4781 | 0 | no | no | 0 | 0 | 0 | 0 | 0 |  | 0 | 0 | 0 | 0 | 0 | 13154.4781 | 15821.6636 | 10660.0309 | 0 | yes | Deficit |  |  | 0 | 0 | 0 | 0 | 0 |  | 0 | 0 | 0 | 0 | 5395.1474 | yes |  | 0 | 0 | 0 | 5395.1474 | 0 | no | 0 | 0 | 0 | 5395.1474 | 0
| 15840.9451 | 0 | yes | Deficit |  |  | 0 | 0 | 0 | 0 | 0 |  | 0 | 0 | 0 | 0 | 4860 | no |  | 0 | 24300 | no | 15840.9451 | 0 | no | no | 0 | 0 | 0 | 0 | 0 |  | 0 | 0 | 0 | 0 | 0 | 15840.9451 | 16019.0344 | 12837.0706 | 0 | yes | Deficit |  |  | 0 | 0 | 0 | 0 | 0 |  | 0 | 0 | 0 | 0 | 5359.0035 | yes |  | 0 | 0 | 0 | 5359.0035 | 0 | no | 0 | 0 | 0 | 5359.0035 | 0
| 14933.1558 | 0 | no | Surplus | yes |  | 0 | 0 | 0 | 907.7892 | 0 | no | 0 | 0 | 0 | 907.7892 | 4860 | no | 14933.1558 | 0 | 24300 |  |  | 0 |  |  | 0 | 0 | 0 | 0 | 0 |  | 0 | 0 | 0 | 0 | 0 | 14933.1558 | 14880.7404 | 12101.4229 | 0 | yes | Deficit |  |  | 0 | 0 | 0 | 0 | 0 |  | 0 | 0 | 0 | 0 | 2043.6699 | yes |  | 0 | 0 | 0 | 2043.6699 | 0 | no | 0 | 0 | 0 | 2043.6699 | 0
| 17603.3674 | 0 | yes | Deficit |  |  | 0 | 0 | 0 | 0 | 0 |  | 0 | 0 | 0 | 0 | 4860 | no |  | 0 | 24300 | no | 17603.3674 | 0 | no | no | 0 | 0 | 0 | 0 | 0 |  | 0 | 0 | 0 | 0 | 0 | 17603.3674 | 13542.8655 | 14265.2896 | 0 | yes | Deficit |  |  | 0 | 0 | 0 | 0 | 0 |  | 0 | 0 | 0 | 0 | 1441.4426 | yes |  | 0 | 0 | 0 | 1441.4426 | 0 | no | 0 | 0 | 0 | 1441.4426 | 0
| 15550.1837 | 0 | no | Surplus | yes |  | 0 | 0 | 0 | 2053.1837 | 0 | no | 0 | 0 | 0 | 2053.1837 | 4860 | no | 15550.1837 | 0 | 24300 |  |  | 0 |  |  | 0 | 0 | 0 | 0 | 0 |  | 0 | 0 | 0 | 0 | 0 | 15550.1837 | 12993.5777 | 12601.4454 | 0 | no | Surplus | yes |  | 0 | 0 | 0 | 1271.7119 | 0 | no | 0 | 0 | 0 | 1271.7119 | 0 |  |  | 0 | 0 | 0 | 0 | 0 |  | 0 | 0 | 0 | 0 | 0
| 15417.1237 | 0 | no | Surplus | yes |  | 0 | 0 | 0 | 133.0599 | 0 | no | 0 | 0 | 0 | 133.0599 | 4860 | no | 15417.1237 | 0 | 24300 |  |  | 0 |  |  | 0 | 0 | 0 | 0 | 0 |  | 0 | 0 | 0 | 0 | 0 | 15417.1237 | 14677.7647 | 12493.6173 | 0 | yes | Deficit |  |  | 0 | 0 | 0 | 0 | 0 |  | 0 | 0 | 0 | 0 | 2076.3193 | yes |  | 0 | 0 | 0 | 2076.3193 | 0 | no | 0 | 0 | 0 | 2076.3193 | 0
| 14947.0985 | 0 | no | Surplus | yes |  | 0 | 0 | 0 | 470.0253 | 0 | no | 0 | 0 | 0 | 470.0253 | 4860 | no | 14947.0985 | 0 | 24300 |  |  | 0 |  |  | 0 | 0 | 0 | 0 | 0 |  | 0 | 0 | 0 | 0 | 0 | 14947.0985 | 16343.942 | 12112.7216 | 0 | yes | Deficit |  |  | 0 | 0 | 0 | 0 | 0 |  | 0 | 0 | 0 | 0 | 3850.3247 | yes |  | 0 | 0 | 0 | 3850.3247 | 0 | no | 0 | 0 | 0 | 3850.3247 | 0
| 14873.4298 | 0 | no | Surplus | yes |  | 0 | 0 | 0 | 73.6686 | 0 | no | 0 | 0 | 0 | 73.6686 | 4860 | no | 14873.4298 | 0 | 24300 |  |  | 0 |  |  | 0 | 0 | 0 | 0 | 0 |  | 0 | 0 | 0 | 0 | 0 | 14873.4298 | 16735.1196 | 12053.0226 | 0 | yes | Deficit |  |  | 0 | 0 | 0 | 0 | 0 |  | 0 | 0 | 0 | 0 | 4622.398 | yes |  | 0 | 0 | 0 | 4622.398 | 0 | no | 0 | 0 | 0 | 4622.398 | 0
| 15843.3331 | 0 | yes | Deficit |  |  | 0 | 0 | 0 | 0 | 0 |  | 0 | 0 | 0 | 0 | 4860 | no |  | 0 | 24300 | no | 15843.3331 | 0 | no | no | 0 | 0 | 0 | 0 | 0 |  | 0 | 0 | 0 | 0 | 0 | 15843.3331 | 16602.9568 | 12839.0058 | 0 | yes | Deficit |  |  | 0 | 0 | 0 | 0 | 0 |  | 0 | 0 | 0 | 0 | 4549.9342 | yes |  | 0 | 0 | 0 | 4549.9342 | 0 | no | 0 | 0 | 0 | 4549.9342 | 0
| 16460.6314 | 0 | yes | Deficit |  |  | 0 | 0 | 0 | 0 | 0 |  | 0 | 0 | 0 | 0 | 4860 | no |  | 0 | 24300 | no | 16460.6314 | 0 | no | no | 0 | 0 | 0 | 0 | 0 |  | 0 | 0 | 0 | 0 | 0 | 16460.6314 | 14655.938 | 13339.2475 | 0 | yes | Deficit |  |  | 0 | 0 | 0 | 0 | 0 |  | 0 | 0 | 0 | 0 | 1816.9323 | yes |  | 0 | 0 | 0 | 1816.9323 | 0 | no | 0 | 0 | 0 | 1816.9323 | 0
| 18444.9028 | 0 | yes | Deficit |  |  | 0 | 0 | 0 | 0 | 0 |  | 0 | 0 | 0 | 0 | 4860 | no |  | 0 | 24300 | no | 18444.9028 | 0 | no | no | 0 | 0 | 0 | 0 | 0 |  | 0 | 0 | 0 | 0 | 0 | 18444.9028 | 17755.5475 | 14947.247 | 0 | yes | Deficit |  |  | 0 | 0 | 0 | 0 | 0 |  | 0 | 0 | 0 | 0 | 4416.3 | yes |  | 0 | 0 | 0 | 4416.3 | 0 | no | 0 | 0 | 0 | 4416.3 | 0
| 16952.9871 | 0 | no | Surplus | yes |  | 0 | 0 | 0 | 1491.9158 | 0 | no | 0 | 0 | 0 | 1491.9158 | 4860 | no | 16952.9871 | 0 | 24300 |  |  | 0 |  |  | 0 | 0 | 0 | 0 | 0 |  | 0 | 0 | 0 | 0 | 0 | 16952.9871 | 15889.156 | 13738.2391 | 0 | yes | Deficit |  |  | 0 | 0 | 0 | 0 | 0 |  | 0 | 0 | 0 | 0 | 941.909 | yes |  | 0 | 0 | 0 | 941.909 | 0 | no | 0 | 0 | 0 | 941.909 | 0
| 19202.1477 | 0 | yes | Deficit |  |  | 0 | 0 | 0 | 0 | 0 |  | 0 | 0 | 0 | 0 | 4860 | no |  | 0 | 24300 | no | 19202.1477 | 0 | no | no | 0 | 0 | 0 | 0 | 0 |  | 0 | 0 | 0 | 0 | 0 | 19202.1477 | 17788.6047 | 15560.8977 | 0 | yes | Deficit |  |  | 0 | 0 | 0 | 0 | 0 |  | 0 | 0 | 0 | 0 | 4050.3656 | yes |  | 0 | 0 | 0 | 4050.3656 | 0 | no | 0 | 0 | 0 | 4050.3656 | 0
| 18045.3613 | 0 | no | Surplus | yes |  | 0 | 0 | 0 | 1156.7864 | 0 | no | 0 | 0 | 0 | 1156.7864 | 4860 | no | 18045.3613 | 0 | 24300 |  |  | 0 |  |  | 0 | 0 | 0 | 0 | 0 |  | 0 | 0 | 0 | 0 | 0 | 18045.3613 | 16338.7413 | 14623.4695 | 0 | yes | Deficit |  |  | 0 | 0 | 0 | 0 | 0 |  | 0 | 0 | 0 | 0 | 777.8437 | yes |  | 0 | 0 | 0 | 777.8437 | 0 | no | 0 | 0 | 0 | 777.8437 | 0
| 17991.4231 | 0 | no | Surplus | yes |  | 0 | 0 | 0 | 53.9382 | 0 | no | 0 | 0 | 0 | 53.9382 | 4860 | no | 17991.4231 | 0 | 24300 |  |  | 0 |  |  | 0 | 0 | 0 | 0 | 0 |  | 0 | 0 | 0 | 0 | 0 | 17991.4231 | 15809.7113 | 14579.7594 | 0 | yes | Deficit |  |  | 0 | 0 | 0 | 0 | 0 |  | 0 | 0 | 0 | 0 | 1186.2418 | yes |  | 0 | 0 | 0 | 1186.2418 | 0 | no | 0 | 0 | 0 | 1186.2418 | 0
| 18978.4412 | 0 | yes | Deficit |  |  | 0 | 0 | 0 | 0 | 0 |  | 0 | 0 | 0 | 0 | 4860 | no |  | 0 | 24300 | no | 18978.4412 | 0 | no | no | 0 | 0 | 0 | 0 | 0 |  | 0 | 0 | 0 | 0 | 0 | 18978.4412 | 15624.7108 | 15379.612 | 0 | yes | Deficit |  |  | 0 | 0 | 0 | 0 | 0 |  | 0 | 0 | 0 | 0 | 1044.9514 | yes |  | 0 | 0 | 0 | 1044.9514 | 0 | no | 0 | 0 | 0 | 1044.9514 | 0
| 19111.3859 | 0 | yes | Deficit |  |  | 0 | 0 | 0 | 0 | 0 |  | 0 | 0 | 0 | 0 | 4860 | no |  | 0 | 24300 | no | 19111.3859 | 0 | no | no | 0 | 0 | 0 | 0 | 0 |  | 0 | 0 | 0 | 0 | 0 | 19111.3859 | 18450.4939 | 15487.3468 | 0 | yes | Deficit |  |  | 0 | 0 | 0 | 0 | 0 |  | 0 | 0 | 0 | 0 | 3070.8819 | yes |  | 0 | 0 | 0 | 3070.8819 | 0 | no | 0 | 0 | 0 | 3070.8819 | 0
| 16032.7598 | 0 | no | Surplus | yes |  | 0 | 0 | 0 | 3078.6262 | 0 | no | 0 | 0 | 0 | 3078.6262 | 4860 | no | 16032.7598 | 0 | 24300 |  |  | 0 |  |  | 0 | 0 | 0 | 0 | 0 |  | 0 | 0 | 0 | 0 | 0 | 16032.7598 | 18576.6186 | 12992.512 | 0 | yes | Deficit |  |  | 0 | 0 | 0 | 0 | 0 |  | 0 | 0 | 0 | 0 | 3089.2718 | yes |  | 0 | 0 | 0 | 3089.2718 | 0 | no | 0 | 0 | 0 | 3089.2718 | 0
| 17111.1248 | 0 | yes | Deficit |  |  | 0 | 0 | 0 | 0 | 0 |  | 0 | 0 | 0 | 0 | 4860 | no |  | 0 | 24300 | no | 17111.1248 | 0 | no | no | 0 | 0 | 0 | 0 | 0 |  | 0 | 0 | 0 | 0 | 0 | 17111.1248 | 18521.2107 | 13866.3896 | 0 | yes | Deficit |  |  | 0 | 0 | 0 | 0 | 0 |  | 0 | 0 | 0 | 0 | 5528.6987 | yes |  | 0 | 0 | 0 | 5528.6987 | 0 | no | 0 | 0 | 0 | 5528.6987 | 0
| 18277.1982 | 0 | yes | Deficit |  |  | 0 | 0 | 0 | 0 | 0 |  | 0 | 0 | 0 | 0 | 4860 | no |  | 0 | 24300 | no | 18277.1982 | 0 | no | no | 0 | 0 | 0 | 0 | 0 |  | 0 | 0 | 0 | 0 | 0 | 18277.1982 | 18673.7851 | 14811.3438 | 0 | yes | Deficit |  |  | 0 | 0 | 0 | 0 | 0 |  | 0 | 0 | 0 | 0 | 4807.3954 | yes |  | 0 | 0 | 0 | 4807.3954 | 0 | no | 0 | 0 | 0 | 4807.3954 | 0
| 17878.4657 | 0 | no | Surplus | yes |  | 0 | 0 | 0 | 398.7325 | 0 | no | 0 | 0 | 0 | 398.7325 | 4860 | no | 17878.4657 | 0 | 24300 |  |  | 0 |  |  | 0 | 0 | 0 | 0 | 0 |  | 0 | 0 | 0 | 0 | 0 | 17878.4657 | 18904.9802 | 14488.2218 | 0 | yes | Deficit |  |  | 0 | 0 | 0 | 0 | 0 |  | 0 | 0 | 0 | 0 | 4093.6364 | yes |  | 0 | 0 | 0 | 4093.6364 | 0 | no | 0 | 0 | 0 | 4093.6364 | 0
| 19168.4718 | 0 | yes | Deficit |  |  | 0 | 0 | 0 | 0 | 0 |  | 0 | 0 | 0 | 0 | 4860 | no |  | 0 | 24300 | no | 19168.4718 | 0 | no | no | 0 | 0 | 0 | 0 | 0 |  | 0 | 0 | 0 | 0 | 0 | 19168.4718 | 17484.6402 | 15533.6076 | 0 | yes | Deficit |  |  | 0 | 0 | 0 | 0 | 0 |  | 0 | 0 | 0 | 0 | 2996.4184 | yes |  | 0 | 0 | 0 | 2996.4184 | 0 | no | 0 | 0 | 0 | 2996.4184 | 0
| 23946.3297 | 0 | yes | Deficit |  |  | 0 | 0 | 0 | 0 | 0 |  | 0 | 0 | 0 | 0 | 4860 | no |  | 0 | 24300 | no | 23946.3297 | 0 | no | no | 0 | 0 | 0 | 0 | 0 |  | 0 | 0 | 0 | 0 | 0 | 23946.3297 | 18110.8521 | 19405.4536 | 0 | yes | Deficit |  |  | 0 | 0 | 0 | 0 | 0 |  | 0 | 0 | 0 | 0 | 2577.2445 | yes |  | 0 | 0 | 0 | 2577.2445 | 0 | no | 0 | 0 | 0 | 2577.2445 | 0
| 20957.2548 | 0 | no | Surplus | yes |  | 0 | 0 | 0 | 2989.0749 | 0 | no | 0 | 0 | 0 | 2989.0749 | 4860 | no | 20957.2548 | 0 | 24300 |  |  | 0 |  |  | 0 | 0 | 0 | 0 | 0 |  | 0 | 0 | 0 | 0 | 0 | 20957.2548 | 17707.641 | 16983.1887 | 0 | no | Surplus | yes |  | 0 | 0 | 0 | 1697.8125 | 0 | no | 0 | 0 | 0 | 1697.8125 | 0 |  |  | 0 | 0 | 0 | 0 | 0 |  | 0 | 0 | 0 | 0 | 0
| 21918.7939 | 0 | yes | Deficit |  |  | 0 | 0 | 0 | 0 | 0 |  | 0 | 0 | 0 | 0 | 4860 | no |  | 0 | 24300 | no | 21918.7939 | 0 | no | no | 0 | 0 | 0 | 0 | 0 |  | 0 | 0 | 0 | 0 | 0 | 21918.7939 | 17378.6216 | 17762.3937 | 0 | yes | Deficit |  |  | 0 | 0 | 0 | 0 | 0 |  | 0 | 0 | 0 | 0 | 395.4329 | yes |  | 0 | 0 | 0 | 395.4329 | 0 | no | 0 | 0 | 0 | 395.4329 | 0
| 23196.5306 | 0 | yes | Deficit |  |  | 0 | 0 | 0 | 0 | 0 |  | 0 | 0 | 0 | 0 | 4860 | no |  | 0 | 24300 | no | 23196.5306 | 0 | no | no | 0 | 0 | 0 | 0 | 0 |  | 0 | 0 | 0 | 0 | 0 | 23196.5306 | 17369.641 | 18797.8368 | 0 | no | Surplus | yes |  | 0 | 0 | 0 | 392.7527 | 0 | no | 0 | 0 | 0 | 392.7527 | 0 |  |  | 0 | 0 | 0 | 0 | 0 |  | 0 | 0 | 0 | 0 | 0
| 21331.3909 | 0 | no | Surplus | yes |  | 0 | 0 | 0 | 1865.1397 | 0 | no | 0 | 0 | 0 | 1865.1397 | 4860 | no | 21331.3909 | 0 | 24300 |  |  | 0 |  |  | 0 | 0 | 0 | 0 | 0 |  | 0 | 0 | 0 | 0 | 0 | 21331.3909 | 17256.3206 | 17286.3784 | 0 | no | Surplus | yes |  | 0 | 0 | 0 | 1541.5163 | 0 | no | 0 | 0 | 0 | 1541.5163 | 0 |  |  | 0 | 0 | 0 | 0 | 0 |  | 0 | 0 | 0 | 0 | 0
| 20983.6647 | 0 | no | Surplus | yes |  | 0 | 0 | 0 | 347.7262 | 0 | no | 0 | 0 | 0 | 347.7262 | 4860 | no | 20983.6647 | 0 | 24300 |  |  | 0 |  |  | 0 | 0 | 0 | 0 | 0 |  | 0 | 0 | 0 | 0 | 0 | 20983.6647 | 17108.4662 | 17004.5905 | 0 | no | Surplus | yes |  | 0 | 0 | 0 | 177.9122 | 0 | no | 0 | 0 | 0 | 177.9122 | 0 |  |  | 0 | 0 | 0 | 0 | 0 |  | 0 | 0 | 0 | 0 | 0
| 24532.7698 | 0 | yes | Deficit |  |  | 0 | 0 | 0 | 0 | 0 |  | 0 | 0 | 0 | 0 | 4860 | no |  | 0 | 24300 | yes | 24300 | 232.7698 | yes |  | 0 | 0 | 0 | 232.7698 | 0 | no | 0 | 0 | 0 | 232.7698 | 0 | 24300 | 17185.7101 | 19692.0583 | 0 | yes | Deficit |  |  | 0 | 0 | 0 | 0 | 0 |  | 0 | 0 | 0 | 0 | 181.1196 | yes |  | 0 | 0 | 0 | 181.1196 | 0 | no | 0 | 0 | 0 | 181.1196 | 0
| 25823.1648 | 0 | yes | Deficit |  |  | 0 | 0 | 0 | 0 | 0 |  | 0 | 0 | 0 | 0 | 4860 | no |  | 0 | 24300 | yes | 24300 | 1523.1648 | yes |  | 0 | 0 | 0 | 1523.1648 | 0 | no | 0 | 0 | 0 | 1523.1648 | 0 | 24300 | 16895.7099 | 19692.0583 | 0 | no | Surplus | yes |  | 0 | 0 | 0 | 2796.3485 | 0 | no | 0 | 0 | 0 | 2796.3485 | 0 |  |  | 0 | 0 | 0 | 0 | 0 |  | 0 | 0 | 0 | 0 | 0
| 22974.9612 | 0 | no | Surplus | yes |  | 0 | 0 | 0 | 1325.0388 | 0 | no | 0 | 0 | 0 | 1325.0388 | 4860 | no | 22974.9612 | 0 | 24300 |  |  | 0 |  |  | 0 | 0 | 0 | 0 | 0 |  | 0 | 0 | 0 | 0 | 0 | 22974.9612 | 16666.6391 | 18618.283 | 0 | no | Surplus | yes |  | 0 | 0 | 0 | 3025.4192 | 0 | no | 0 | 0 | 0 | 3025.4192 | 0 |  |  | 0 | 0 | 0 | 0 | 0 |  | 0 | 0 | 0 | 0 | 0
| 22512.529 | 0 | no | Surplus | yes |  | 0 | 0 | 0 | 462.4322 | 0 | no | 0 | 0 | 0 | 462.4322 | 4860 | no | 22512.529 | 0 | 24300 |  |  | 0 |  |  | 0 | 0 | 0 | 0 | 0 |  | 0 | 0 | 0 | 0 | 0 | 22512.529 | 16975.908 | 18243.5405 | 0 | no | Surplus | yes |  | 0 | 0 | 0 | 1642.375 | 0 | no | 0 | 0 | 0 | 1642.375 | 0 |  |  | 0 | 0 | 0 | 0 | 0 |  | 0 | 0 | 0 | 0 | 0
| 22106.036 | 0 | no | Surplus | yes |  | 0 | 0 | 0 | 406.493 | 0 | no | 0 | 0 | 0 | 406.493 | 4860 | no | 22106.036 | 0 | 24300 |  |  | 0 |  |  | 0 | 0 | 0 | 0 | 0 |  | 0 | 0 | 0 | 0 | 0 | 22106.036 | 17010.5448 | 17914.1297 | 0 | no | Surplus | yes |  | 0 | 0 | 0 | 1232.9957 | 0 | no | 0 | 0 | 0 | 1232.9957 | 0 |  |  | 0 | 0 | 0 | 0 | 0 |  | 0 | 0 | 0 | 0 | 0
| 23030.3479 | 0 | yes | Deficit |  |  | 0 | 0 | 0 | 0 | 0 |  | 0 | 0 | 0 | 0 | 4860 | no |  | 0 | 24300 | no | 23030.3479 | 0 | no | no | 0 | 0 | 0 | 0 | 0 |  | 0 | 0 | 0 | 0 | 0 | 23030.3479 | 17058.7487 | 18663.1668 | 0 | no | Surplus | yes |  | 0 | 0 | 0 | 855.381 | 0 | no | 0 | 0 | 0 | 855.381 | 0 |  |  | 0 | 0 | 0 | 0 | 0 |  | 0 | 0 | 0 | 0 | 0
| 21941.1907 | 0 | no | Surplus | yes |  | 0 | 0 | 0 | 1089.1572 | 0 | no | 0 | 0 | 0 | 1089.1572 | 4860 | no | 21941.1907 | 0 | 24300 |  |  | 0 |  |  | 0 | 0 | 0 | 0 | 0 |  | 0 | 0 | 0 | 0 | 0 | 21941.1907 | 16487.329 | 17780.5435 | 0 | no | Surplus | yes |  | 0 | 0 | 0 | 2175.8378 | 0 | no | 0 | 0 | 0 | 2175.8378 | 0 |  |  | 0 | 0 | 0 | 0 | 0 |  | 0 | 0 | 0 | 0 | 0
| 20559.327 | 0 | no | Surplus | yes |  | 0 | 0 | 0 | 1381.8637 | 0 | no | 0 | 0 | 0 | 1381.8637 | 4860 | no | 20559.327 | 0 | 24300 |  |  | 0 |  |  | 0 | 0 | 0 | 0 | 0 |  | 0 | 0 | 0 | 0 | 0 | 20559.327 | 16366.4811 | 16660.7188 | 0 | no | Surplus | yes |  | 0 | 0 | 0 | 1414.0624 | 0 | no | 0 | 0 | 0 | 1414.0624 | 0 |  |  | 0 | 0 | 0 | 0 | 0 |  | 0 | 0 | 0 | 0 | 0
| 20926.7205 | 0 | yes | Deficit |  |  | 0 | 0 | 0 | 0 | 0 |  | 0 | 0 | 0 | 0 | 4860 | no |  | 0 | 24300 | no | 20926.7205 | 0 | no | no | 0 | 0 | 0 | 0 | 0 |  | 0 | 0 | 0 | 0 | 0 | 20926.7205 | 17563.0501 | 16958.4445 | 0 | yes | Deficit |  |  | 0 | 0 | 0 | 0 | 0 |  | 0 | 0 | 0 | 0 | 902.3313 | yes |  | 0 | 0 | 0 | 902.3313 | 0 | no | 0 | 0 | 0 | 902.3313 | 0
| 19745.1104 | 0 | no | Surplus | yes |  | 0 | 0 | 0 | 1181.6101 | 0 | no | 0 | 0 | 0 | 1181.6101 | 4860 | no | 19745.1104 | 0 | 24300 |  |  | 0 |  |  | 0 | 0 | 0 | 0 | 0 |  | 0 | 0 | 0 | 0 | 0 | 19745.1104 | 15995.5183 | 16000.8998 | 0 | no | Surplus | yes |  | 0 | 0 | 0 | 962.9262 | 0 | no | 0 | 0 | 0 | 962.9262 | 0 |  |  | 0 | 0 | 0 | 0 | 0 |  | 0 | 0 | 0 | 0 | 0
| 18217.5207 | 0 | no | Surplus | yes |  | 0 | 0 | 0 | 1527.5897 | 0 | no | 0 | 0 | 0 | 1527.5897 | 4860 | no | 18217.5207 | 0 | 24300 |  |  | 0 |  |  | 0 | 0 | 0 | 0 | 0 |  | 0 | 0 | 0 | 0 | 0 | 18217.5207 | 16470.6137 | 14762.9828 | 0 | yes | Deficit |  |  | 0 | 0 | 0 | 0 | 0 |  | 0 | 0 | 0 | 0 | 469.7139 | yes |  | 0 | 0 | 0 | 469.7139 | 0 | no | 0 | 0 | 0 | 469.7139 | 0
| 16104.1996 | 0 | no | Surplus | yes |  | 0 | 0 | 0 | 2113.3211 | 0 | no | 0 | 0 | 0 | 2113.3211 | 4860 | no | 16104.1996 | 0 | 24300 |  |  | 0 |  |  | 0 | 0 | 0 | 0 | 0 |  | 0 | 0 | 0 | 0 | 0 | 16104.1996 | 16015.5014 | 13050.4049 | 0 | yes | Deficit |  |  | 0 | 0 | 0 | 0 | 0 |  | 0 | 0 | 0 | 0 | 1252.5187 | yes |  | 0 | 0 | 0 | 1252.5187 | 0 | no | 0 | 0 | 0 | 1252.5187 | 0
| 16972.2332 | 0 | yes | Deficit |  |  | 0 | 0 | 0 | 0 | 0 |  | 0 | 0 | 0 | 0 | 4860 | no |  | 0 | 24300 | no | 16972.2332 | 0 | no | no | 0 | 0 | 0 | 0 | 0 |  | 0 | 0 | 0 | 0 | 0 | 16972.2332 | 15646.2352 | 13753.8356 | 0 | yes | Deficit |  |  | 0 | 0 | 0 | 0 | 0 |  | 0 | 0 | 0 | 0 | 2595.8303 | yes |  | 0 | 0 | 0 | 2595.8303 | 0 | no | 0 | 0 | 0 | 2595.8303 | 0
| 19373.881 | 0 | yes | Deficit |  |  | 0 | 0 | 0 | 0 | 0 |  | 0 | 0 | 0 | 0 | 4860 | no |  | 0 | 24300 | no | 19373.881 | 0 | no | no | 0 | 0 | 0 | 0 | 0 |  | 0 | 0 | 0 | 0 | 0 | 19373.881 | 16999.9349 | 15700.0657 | 0 | yes | Deficit |  |  | 0 | 0 | 0 | 0 | 0 |  | 0 | 0 | 0 | 0 | 3246.0993 | yes |  | 0 | 0 | 0 | 3246.0993 | 0 | no | 0 | 0 | 0 | 3246.0993 | 0
| 18122.9032 | 0 | no | Surplus | yes |  | 0 | 0 | 0 | 1250.9778 | 0 | no | 0 | 0 | 0 | 1250.9778 | 4860 | no | 18122.9032 | 0 | 24300 |  |  | 0 |  |  | 0 | 0 | 0 | 0 | 0 |  | 0 | 0 | 0 | 0 | 0 | 18122.9032 | 17089.9982 | 14686.3073 | 0 | yes | Deficit |  |  | 0 | 0 | 0 | 0 | 0 |  | 0 | 0 | 0 | 0 | 1389.9325 | yes |  | 0 | 0 | 0 | 1389.9325 | 0 | no | 0 | 0 | 0 | 1389.9325 | 0
| 17175.2137 | 0 | no | Surplus | yes |  | 0 | 0 | 0 | 947.6895 | 0 | no | 0 | 0 | 0 | 947.6895 | 4860 | no | 17175.2137 | 0 | 24300 |  |  | 0 |  |  | 0 | 0 | 0 | 0 | 0 |  | 0 | 0 | 0 | 0 | 0 | 17175.2137 | 14877.8972 | 13918.3255 | 0 | yes | Deficit |  |  | 0 | 0 | 0 | 0 | 0 |  | 0 | 0 | 0 | 0 | 191.5899 | yes |  | 0 | 0 | 0 | 191.5899 | 0 | no | 0 | 0 | 0 | 191.5899 | 0
| 17504.4611 | 0 | yes | Deficit |  |  | 0 | 0 | 0 | 0 | 0 |  | 0 | 0 | 0 | 0 | 4860 | no |  | 0 | 24300 | no | 17504.4611 | 0 | no | no | 0 | 0 | 0 | 0 | 0 |  | 0 | 0 | 0 | 0 | 0 | 17504.4611 | 16410.1656 | 14185.1387 | 0 | yes | Deficit |  |  | 0 | 0 | 0 | 0 | 0 |  | 0 | 0 | 0 | 0 | 2491.8401 | yes |  | 0 | 0 | 0 | 2491.8401 | 0 | no | 0 | 0 | 0 | 2491.8401 | 0
| 16364.4078 | 0 | no | Surplus | yes |  | 0 | 0 | 0 | 1140.0533 | 0 | no | 0 | 0 | 0 | 1140.0533 | 4860 | no | 16364.4078 | 0 | 24300 |  |  | 0 |  |  | 0 | 0 | 0 | 0 | 0 |  | 0 | 0 | 0 | 0 | 0 | 16364.4078 | 17828.3059 | 13261.2705 | 0 | yes | Deficit |  |  | 0 | 0 | 0 | 0 | 0 |  | 0 | 0 | 0 | 0 | 3643.1672 | yes |  | 0 | 0 | 0 | 3643.1672 | 0 | no | 0 | 0 | 0 | 3643.1672 | 0
| 16288.9574 | 0 | no | Surplus | yes |  | 0 | 0 | 0 | 75.4504 | 0 | no | 0 | 0 | 0 | 75.4504 | 4860 | no | 16288.9574 | 0 | 24300 |  |  | 0 |  |  | 0 | 0 | 0 | 0 | 0 |  | 0 | 0 | 0 | 0 | 0 | 16288.9574 | 17830.4291 | 13200.1275 | 0 | yes | Deficit |  |  | 0 | 0 | 0 | 0 | 0 |  | 0 | 0 | 0 | 0 | 4569.1586 | yes |  | 0 | 0 | 0 | 4569.1586 | 0 | no | 0 | 0 | 0 | 4569.1586 | 0
| 19954.0946 | 0 | yes | Deficit |  |  | 0 | 0 | 0 | 0 | 0 |  | 0 | 0 | 0 | 0 | 4860 | no |  | 0 | 24300 | no | 19954.0946 | 0 | no | no | 0 | 0 | 0 | 0 | 0 |  | 0 | 0 | 0 | 0 | 0 | 19954.0946 | 16638.1386 | 16170.255 | 0 | yes | Deficit |  |  | 0 | 0 | 0 | 0 | 0 |  | 0 | 0 | 0 | 0 | 3438.0111 | yes |  | 0 | 0 | 0 | 3438.0111 | 0 | no | 0 | 0 | 0 | 3438.0111 | 0
| 19060.1502 | 0 | no | Surplus | yes |  | 0 | 0 | 0 | 893.9444 | 0 | no | 0 | 0 | 0 | 893.9444 | 4860 | no | 19060.1502 | 0 | 24300 |  |  | 0 |  |  | 0 | 0 | 0 | 0 | 0 |  | 0 | 0 | 0 | 0 | 0 | 19060.1502 | 13921.3475 | 15445.8267 | 0 | no | Surplus | yes |  | 0 | 0 | 0 | 2248.9074 | 0 | no | 0 | 0 | 0 | 2248.9074 | 0 |  |  | 0 | 0 | 0 | 0 | 0 |  | 0 | 0 | 0 | 0 | 0
| 18476.266 | 0 | no | Surplus | yes |  | 0 | 0 | 0 | 583.8842 | 0 | no | 0 | 0 | 0 | 583.8842 | 4860 | no | 18476.266 | 0 | 24300 |  |  | 0 |  |  | 0 | 0 | 0 | 0 | 0 |  | 0 | 0 | 0 | 0 | 0 | 18476.266 | 15116.2873 | 14972.6629 | 0 | no | Surplus | yes |  | 0 | 0 | 0 | 329.5395 | 0 | no | 0 | 0 | 0 | 329.5395 | 0 |  |  | 0 | 0 | 0 | 0 | 0 |  | 0 | 0 | 0 | 0 | 0
| 17403.3 | 0 | no | Surplus | yes |  | 0 | 0 | 0 | 1072.966 | 0 | no | 0 | 0 | 0 | 1072.966 | 4860 | no | 17403.3 | 0 | 24300 |  |  | 0 |  |  | 0 | 0 | 0 | 0 | 0 |  | 0 | 0 | 0 | 0 | 0 | 17403.3 | 14484.7031 | 14103.1605 | 0 | no | Surplus | yes |  | 0 | 0 | 0 | 487.9598 | 0 | no | 0 | 0 | 0 | 487.9598 | 0 |  |  | 0 | 0 | 0 | 0 | 0 |  | 0 | 0 | 0 | 0 | 0
| 15886.7193 | 0 | no | Surplus | yes |  | 0 | 0 | 0 | 1516.5807 | 0 | no | 0 | 0 | 0 | 1516.5807 | 4860 | no | 15886.7193 | 0 | 24300 |  |  | 0 |  |  | 0 | 0 | 0 | 0 | 0 |  | 0 | 0 | 0 | 0 | 0 | 15886.7193 | 16933.8892 | 12874.1648 | 0 | yes | Deficit |  |  | 0 | 0 | 0 | 0 | 0 |  | 0 | 0 | 0 | 0 | 2830.7287 | yes |  | 0 | 0 | 0 | 2830.7287 | 0 | no | 0 | 0 | 0 | 2830.7287 | 0
| 16103.5369 | 0 | yes | Deficit |  |  | 0 | 0 | 0 | 0 | 0 |  | 0 | 0 | 0 | 0 | 4860 | no |  | 0 | 24300 | no | 16103.5369 | 0 | no | no | 0 | 0 | 0 | 0 | 0 |  | 0 | 0 | 0 | 0 | 0 | 16103.5369 | 17065.2213 | 13049.8678 | 0 | yes | Deficit |  |  | 0 | 0 | 0 | 0 | 0 |  | 0 | 0 | 0 | 0 | 4191.0565 | yes |  | 0 | 0 | 0 | 4191.0565 | 0 | no | 0 | 0 | 0 | 4191.0565 | 0
| 18684.3559 | 0 | yes | Deficit |  |  | 0 | 0 | 0 | 0 | 0 |  | 0 | 0 | 0 | 0 | 4860 | no |  | 0 | 24300 | no | 18684.3559 | 0 | no | no | 0 | 0 | 0 | 0 | 0 |  | 0 | 0 | 0 | 0 | 0 | 18684.3559 | 17578.0901 | 15141.2932 | 0 | yes | Deficit |  |  | 0 | 0 | 0 | 0 | 0 |  | 0 | 0 | 0 | 0 | 4528.2223 | yes |  | 0 | 0 | 0 | 4528.2223 | 0 | no | 0 | 0 | 0 | 4528.2223 | 0
| 17593.6638 | 0 | no | Surplus | yes |  | 0 | 0 | 0 | 1090.6921 | 0 | no | 0 | 0 | 0 | 1090.6921 | 4860 | no | 17593.6638 | 0 | 24300 |  |  | 0 |  |  | 0 | 0 | 0 | 0 | 0 |  | 0 | 0 | 0 | 0 | 0 | 17593.6638 | 15611.2077 | 14257.4261 | 0 | yes | Deficit |  |  | 0 | 0 | 0 | 0 | 0 |  | 0 | 0 | 0 | 0 | 469.9144 | yes |  | 0 | 0 | 0 | 469.9144 | 0 | no | 0 | 0 | 0 | 469.9144 | 0
| 18098.421 | 0 | yes | Deficit |  |  | 0 | 0 | 0 | 0 | 0 |  | 0 | 0 | 0 | 0 | 4860 | no |  | 0 | 24300 | no | 18098.421 | 0 | no | no | 0 | 0 | 0 | 0 | 0 |  | 0 | 0 | 0 | 0 | 0 | 18098.421 | 18436.4406 | 14666.4676 | 0 | yes | Deficit |  |  | 0 | 0 | 0 | 0 | 0 |  | 0 | 0 | 0 | 0 | 4179.0145 | yes |  | 0 | 0 | 0 | 4179.0145 | 0 | no | 0 | 0 | 0 | 4179.0145 | 0
| 19004.3826 | 0 | yes | Deficit |  |  | 0 | 0 | 0 | 0 | 0 |  | 0 | 0 | 0 | 0 | 4860 | no |  | 0 | 24300 | no | 19004.3826 | 0 | no | no | 0 | 0 | 0 | 0 | 0 |  | 0 | 0 | 0 | 0 | 0 | 19004.3826 | 18372.3863 | 15400.6342 | 0 | yes | Deficit |  |  | 0 | 0 | 0 | 0 | 0 |  | 0 | 0 | 0 | 0 | 3705.9187 | yes |  | 0 | 0 | 0 | 3705.9187 | 0 | no | 0 | 0 | 0 | 3705.9187 | 0
| 20411.2283 | 0 | yes | Deficit |  |  | 0 | 0 | 0 | 0 | 0 |  | 0 | 0 | 0 | 0 | 4860 | no |  | 0 | 24300 | no | 20411.2283 | 0 | no | no | 0 | 0 | 0 | 0 | 0 |  | 0 | 0 | 0 | 0 | 0 | 20411.2283 | 16868.9653 | 16540.7037 | 0 | yes | Deficit |  |  | 0 | 0 | 0 | 0 | 0 |  | 0 | 0 | 0 | 0 | 1468.3311 | yes |  | 0 | 0 | 0 | 1468.3311 | 0 | no | 0 | 0 | 0 | 1468.3311 | 0
| 21154.0898 | 0 | yes | Deficit |  |  | 0 | 0 | 0 | 0 | 0 |  | 0 | 0 | 0 | 0 | 4860 | no |  | 0 | 24300 | no | 21154.0898 | 0 | no | no | 0 | 0 | 0 | 0 | 0 |  | 0 | 0 | 0 | 0 | 0 | 21154.0898 | 16784.9744 | 17142.6984 | 0 | yes | Deficit |  |  | 0 | 0 | 0 | 0 | 0 |  | 0 | 0 | 0 | 0 | 244.2708 | yes |  | 0 | 0 | 0 | 244.2708 | 0 | no | 0 | 0 | 0 | 244.2708 | 0
| 22275.8646 | 0 | yes | Deficit |  |  | 0 | 0 | 0 | 0 | 0 |  | 0 | 0 | 0 | 0 | 4860 | no |  | 0 | 24300 | no | 22275.8646 | 0 | no | no | 0 | 0 | 0 | 0 | 0 |  | 0 | 0 | 0 | 0 | 0 | 22275.8646 | 16488.1416 | 18051.7541 | 0 | no | Surplus | yes |  | 0 | 0 | 0 | 654.5568 | 0 | no | 0 | 0 | 0 | 654.5568 | 0 |  |  | 0 | 0 | 0 | 0 | 0 |  | 0 | 0 | 0 | 0 | 0
| 24337.9677 | 0 | yes | Deficit |  |  | 0 | 0 | 0 | 0 | 0 |  | 0 | 0 | 0 | 0 | 4860 | no |  | 0 | 24300 | yes | 24300 | 37.9677 | yes |  | 0 | 0 | 0 | 37.9677 | 0 | no | 0 | 0 | 0 | 37.9677 | 0 | 24300 | 17186.4636 | 19692.0583 | 0 | no | Surplus | yes |  | 0 | 0 | 0 | 865.2905 | 0 | no | 0 | 0 | 0 | 865.2905 | 0 |  |  | 0 | 0 | 0 | 0 | 0 |  | 0 | 0 | 0 | 0 | 0
| 21660.6516 | 0 | no | Surplus | yes |  | 0 | 0 | 0 | 2639.3484 | 0 | no | 0 | 0 | 0 | 2639.3484 | 4860 | no | 21660.6516 | 0 | 24300 |  |  | 0 |  |  | 0 | 0 | 0 | 0 | 0 |  | 0 | 0 | 0 | 0 | 0 | 21660.6516 | 18151.1489 | 17553.2023 | 0 | no | Surplus | yes |  | 0 | 0 | 0 | 1540.9094 | 0 | no | 0 | 0 | 0 | 1540.9094 | 0 |  |  | 0 | 0 | 0 | 0 | 0 |  | 0 | 0 | 0 | 0 | 0
| 21983.7017 | 0 | yes | Deficit |  |  | 0 | 0 | 0 | 0 | 0 |  | 0 | 0 | 0 | 0 | 4860 | no |  | 0 | 24300 | no | 21983.7017 | 0 | no | no | 0 | 0 | 0 | 0 | 0 |  | 0 | 0 | 0 | 0 | 0 | 21983.7017 | 18284.2707 | 17814.9933 | 0 | yes | Deficit |  |  | 0 | 0 | 0 | 0 | 0 |  | 0 | 0 | 0 | 0 | 731.0685 | yes |  | 0 | 0 | 0 | 731.0685 | 0 | no | 0 | 0 | 0 | 731.0685 | 0
| 18815.9639 | 0 | no | Surplus | yes |  | 0 | 0 | 0 | 3167.7377 | 0 | no | 0 | 0 | 0 | 3167.7377 | 4860 | no | 18815.9639 | 0 | 24300 |  |  | 0 |  |  | 0 | 0 | 0 | 0 | 0 |  | 0 | 0 | 0 | 0 | 0 | 18815.9639 | 17781.2733 | 15247.9448 | 0 | no | Surplus | yes |  | 0 | 0 | 0 | 33.7199 | 0 | no | 0 | 0 | 0 | 33.7199 | 0 |  |  | 0 | 0 | 0 | 0 | 0 |  | 0 | 0 | 0 | 0 | 0
| 17569.2319 | 0 | no | Surplus | yes |  | 0 | 0 | 0 | 1246.732 | 0 | no | 0 | 0 | 0 | 1246.732 | 4860 | no | 17569.2319 | 0 | 24300 |  |  | 0 |  |  | 0 | 0 | 0 | 0 | 0 |  | 0 | 0 | 0 | 0 | 0 | 17569.2319 | 16049.1953 | 14237.6271 | 0 | yes | Deficit |  |  | 0 | 0 | 0 | 0 | 0 |  | 0 | 0 | 0 | 0 | 801.2504 | yes |  | 0 | 0 | 0 | 801.2504 | 0 | no | 0 | 0 | 0 | 801.2504 | 0
| 17904.7784 | 0 | yes | Deficit |  |  | 0 | 0 | 0 | 0 | 0 |  | 0 | 0 | 0 | 0 | 4860 | no |  | 0 | 24300 | no | 17904.7784 | 0 | no | no | 0 | 0 | 0 | 0 | 0 |  | 0 | 0 | 0 | 0 | 0 | 17904.7784 | 16476.3808 | 14509.5449 | 0 | yes | Deficit |  |  | 0 | 0 | 0 | 0 | 0 |  | 0 | 0 | 0 | 0 | 2238.7536 | yes |  | 0 | 0 | 0 | 2238.7536 | 0 | no | 0 | 0 | 0 | 2238.7536 | 0
| 16801.4919 | 0 | no | Surplus | yes |  | 0 | 0 | 0 | 1103.2865 | 0 | no | 0 | 0 | 0 | 1103.2865 | 4860 | no | 16801.4919 | 0 | 24300 |  |  | 0 |  |  | 0 | 0 | 0 | 0 | 0 |  | 0 | 0 | 0 | 0 | 0 | 16801.4919 | 14670.4031 | 13615.4716 | 0 | yes | Deficit |  |  | 0 | 0 | 0 | 0 | 0 |  | 0 | 0 | 0 | 0 | 160.8583 | yes |  | 0 | 0 | 0 | 160.8583 | 0 | no | 0 | 0 | 0 | 160.8583 | 0
| 19539.9763 | 0 | yes | Deficit |  |  | 0 | 0 | 0 | 0 | 0 |  | 0 | 0 | 0 | 0 | 4860 | no |  | 0 | 24300 | no | 19539.9763 | 0 | no | no | 0 | 0 | 0 | 0 | 0 |  | 0 | 0 | 0 | 0 | 0 | 19539.9763 | 16906.0028 | 15834.6647 | 0 | yes | Deficit |  |  | 0 | 0 | 0 | 0 | 0 |  | 0 | 0 | 0 | 0 | 3290.5313 | yes |  | 0 | 0 | 0 | 3290.5313 | 0 | no | 0 | 0 | 0 | 3290.5313 | 0
| 17005.5009 | 0 | no | Surplus | yes |  | 0 | 0 | 0 | 2534.4754 | 0 | no | 0 | 0 | 0 | 2534.4754 | 4860 | no | 17005.5009 | 0 | 24300 |  |  | 0 |  |  | 0 | 0 | 0 | 0 | 0 |  | 0 | 0 | 0 | 0 | 0 | 17005.5009 | 16058.3734 | 13780.7949 | 0 | yes | Deficit |  |  | 0 | 0 | 0 | 0 | 0 |  | 0 | 0 | 0 | 0 | 223.7086 | yes |  | 0 | 0 | 0 | 223.7086 | 0 | no | 0 | 0 | 0 | 223.7086 | 0
| 16272.9679 | 0 | no | Surplus | yes |  | 0 | 0 | 0 | 732.533 | 0 | no | 0 | 0 | 0 | 732.533 | 4860 | no | 16272.9679 | 0 | 24300 |  |  | 0 |  |  | 0 | 0 | 0 | 0 | 0 |  | 0 | 0 | 0 | 0 | 0 | 16272.9679 | 17336.8013 | 13187.1701 | 0 | yes | Deficit |  |  | 0 | 0 | 0 | 0 | 0 |  | 0 | 0 | 0 | 0 | 3556.0064 | yes |  | 0 | 0 | 0 | 3556.0064 | 0 | no | 0 | 0 | 0 | 3556.0064 | 0
| 18625.4634 | 0 | yes | Deficit |  |  | 0 | 0 | 0 | 0 | 0 |  | 0 | 0 | 0 | 0 | 4860 | no |  | 0 | 24300 | no | 18625.4634 | 0 | no | no | 0 | 0 | 0 | 0 | 0 |  | 0 | 0 | 0 | 0 | 0 | 18625.4634 | 18013.9247 | 15093.5684 | 0 | yes | Deficit |  |  | 0 | 0 | 0 | 0 | 0 |  | 0 | 0 | 0 | 0 | 4826.7546 | yes |  | 0 | 0 | 0 | 4826.7546 | 0 | no | 0 | 0 | 0 | 4826.7546 | 0
| 16244.5804 | 0 | no | Surplus | yes |  | 0 | 0 | 0 | 2380.883 | 0 | no | 0 | 0 | 0 | 2380.883 | 4860 | no | 16244.5804 | 0 | 24300 |  |  | 0 |  |  | 0 | 0 | 0 | 0 | 0 |  | 0 | 0 | 0 | 0 | 0 | 16244.5804 | 17670.5981 | 13164.1656 | 0 | yes | Deficit |  |  | 0 | 0 | 0 | 0 | 0 |  | 0 | 0 | 0 | 0 | 2577.0298 | yes |  | 0 | 0 | 0 | 2577.0298 | 0 | no | 0 | 0 | 0 | 2577.0298 | 0
| 16235.9562 | 0 | no | Surplus | yes |  | 0 | 0 | 0 | 8.6241 | 0 | no | 0 | 0 | 0 | 8.6241 | 4860 | no | 16235.9562 | 0 | 24300 |  |  | 0 |  |  | 0 | 0 | 0 | 0 | 0 |  | 0 | 0 | 0 | 0 | 0 | 16235.9562 | 17926.3598 | 13157.1768 | 0 | yes | Deficit |  |  | 0 | 0 | 0 | 0 | 0 |  | 0 | 0 | 0 | 0 | 4762.1942 | yes |  | 0 | 0 | 0 | 4762.1942 | 0 | no | 0 | 0 | 0 | 4762.1942 | 0
| 16931.3874 | 0 | yes | Deficit |  |  | 0 | 0 | 0 | 0 | 0 |  | 0 | 0 | 0 | 0 | 4860 | no |  | 0 | 24300 | no | 16931.3874 | 0 | no | no | 0 | 0 | 0 | 0 | 0 |  | 0 | 0 | 0 | 0 | 0 | 16931.3874 | 17506.7579 | 13720.7353 | 0 | yes | Deficit |  |  | 0 | 0 | 0 | 0 | 0 |  | 0 | 0 | 0 | 0 | 4349.5811 | yes |  | 0 | 0 | 0 | 4349.5811 | 0 | no | 0 | 0 | 0 | 4349.5811 | 0
| 16795.9041 | 0 | no | Surplus | yes |  | 0 | 0 | 0 | 135.4833 | 0 | no | 0 | 0 | 0 | 135.4833 | 4860 | no | 16795.9041 | 0 | 24300 |  |  | 0 |  |  | 0 | 0 | 0 | 0 | 0 |  | 0 | 0 | 0 | 0 | 0 | 16795.9041 | 17356.0434 | 13610.9433 | 0 | yes | Deficit |  |  | 0 | 0 | 0 | 0 | 0 |  | 0 | 0 | 0 | 0 | 3635.3081 | yes |  | 0 | 0 | 0 | 3635.3081 | 0 | no | 0 | 0 | 0 | 3635.3081 | 0
| 20105.8205 | 0 | yes | Deficit |  |  | 0 | 0 | 0 | 0 | 0 |  | 0 | 0 | 0 | 0 | 4860 | no |  | 0 | 24300 | no | 20105.8205 | 0 | no | no | 0 | 0 | 0 | 0 | 0 |  | 0 | 0 | 0 | 0 | 0 | 20105.8205 | 17288.0685 | 16293.2095 | 0 | yes | Deficit |  |  | 0 | 0 | 0 | 0 | 0 |  | 0 | 0 | 0 | 0 | 3677.1252 | yes |  | 0 | 0 | 0 | 3677.1252 | 0 | no | 0 | 0 | 0 | 3677.1252 | 0
| 19405.1187 | 0 | no | Surplus | yes |  | 0 | 0 | 0 | 700.7018 | 0 | no | 0 | 0 | 0 | 700.7018 | 4860 | no | 19405.1187 | 0 | 24300 |  |  | 0 |  |  | 0 | 0 | 0 | 0 | 0 |  | 0 | 0 | 0 | 0 | 0 | 19405.1187 | 16329.6769 | 15725.3798 | 0 | yes | Deficit |  |  | 0 | 0 | 0 | 0 | 0 |  | 0 | 0 | 0 | 0 | 36.4674 | yes |  | 0 | 0 | 0 | 36.4674 | 0 | no | 0 | 0 | 0 | 36.4674 | 0
| 17629.7357 | 0 | no | Surplus | yes |  | 0 | 0 | 0 | 1775.383 | 0 | no | 0 | 0 | 0 | 1775.383 | 4860 | no | 17629.7357 | 0 | 24300 |  |  | 0 |  |  | 0 | 0 | 0 | 0 | 0 |  | 0 | 0 | 0 | 0 | 0 | 17629.7357 | 16394.5089 | 14286.6577 | 0 | yes | Deficit |  |  | 0 | 0 | 0 | 0 | 0 |  | 0 | 0 | 0 | 0 | 669.1291 | yes |  | 0 | 0 | 0 | 669.1291 | 0 | no | 0 | 0 | 0 | 669.1291 | 0
| 19094.4699 | 0 | yes | Deficit |  |  | 0 | 0 | 0 | 0 | 0 |  | 0 | 0 | 0 | 0 | 4860 | no |  | 0 | 24300 | no | 19094.4699 | 0 | no | no | 0 | 0 | 0 | 0 | 0 |  | 0 | 0 | 0 | 0 | 0 | 19094.4699 | 15487.813 | 15473.6385 | 0 | yes | Deficit |  |  | 0 | 0 | 0 | 0 | 0 |  | 0 | 0 | 0 | 0 | 1201.1552 | yes |  | 0 | 0 | 0 | 1201.1552 | 0 | no | 0 | 0 | 0 | 1201.1552 | 0
| 20455.8399 | 0 | yes | Deficit |  |  | 0 | 0 | 0 | 0 | 0 |  | 0 | 0 | 0 | 0 | 4860 | no |  | 0 | 24300 | no | 20455.8399 | 0 | no | no | 0 | 0 | 0 | 0 | 0 |  | 0 | 0 | 0 | 0 | 0 | 20455.8399 | 16011.218 | 16576.8556 | 0 | yes | Deficit |  |  | 0 | 0 | 0 | 0 | 0 |  | 0 | 0 | 0 | 0 | 537.5796 | yes |  | 0 | 0 | 0 | 537.5796 | 0 | no | 0 | 0 | 0 | 537.5796 | 0
| 22385.9123 | 0 | yes | Deficit |  |  | 0 | 0 | 0 | 0 | 0 |  | 0 | 0 | 0 | 0 | 4860 | no |  | 0 | 24300 | no | 22385.9123 | 0 | no | no | 0 | 0 | 0 | 0 | 0 |  | 0 | 0 | 0 | 0 | 0 | 22385.9123 | 16394.3783 | 18140.9338 | 0 | no | Surplus | yes |  | 0 | 0 | 0 | 182.4773 | 0 | no | 0 | 0 | 0 | 182.4773 | 0 |  |  | 0 | 0 | 0 | 0 | 0 |  | 0 | 0 | 0 | 0 | 0
| 22636.6093 | 0 | yes | Deficit |  |  | 0 | 0 | 0 | 0 | 0 |  | 0 | 0 | 0 | 0 | 4860 | no |  | 0 | 24300 | no | 22636.6093 | 0 | no | no | 0 | 0 | 0 | 0 | 0 |  | 0 | 0 | 0 | 0 | 0 | 22636.6093 | 17050.671 | 18344.0918 | 0 | no | Surplus | yes |  | 0 | 0 | 0 | 1090.2628 | 0 | no | 0 | 0 | 0 | 1090.2628 | 0 |  |  | 0 | 0 | 0 | 0 | 0 |  | 0 | 0 | 0 | 0 | 0
| 20978.4238 | 0 | no | Surplus | yes |  | 0 | 0 | 0 | 1658.1855 | 0 | no | 0 | 0 | 0 | 1658.1855 | 4860 | no | 20978.4238 | 0 | 24300 |  |  | 0 |  |  | 0 | 0 | 0 | 0 | 0 |  | 0 | 0 | 0 | 0 | 0 | 20978.4238 | 16085.2827 | 17000.3435 | 0 | no | Surplus | yes |  | 0 | 0 | 0 | 2258.8091 | 0 | no | 0 | 0 | 0 | 2258.8091 | 0 |  |  | 0 | 0 | 0 | 0 | 0 |  | 0 | 0 | 0 | 0 | 0
| 21980.3522 | 0 | yes | Deficit |  |  | 0 | 0 | 0 | 0 | 0 |  | 0 | 0 | 0 | 0 | 4860 | no |  | 0 | 24300 | no | 21980.3522 | 0 | no | no | 0 | 0 | 0 | 0 | 0 |  | 0 | 0 | 0 | 0 | 0 | 21980.3522 | 16638.525 | 17812.2789 | 0 | no | Surplus | yes |  | 0 | 0 | 0 | 361.8184 | 0 | no | 0 | 0 | 0 | 361.8184 | 0 |  |  | 0 | 0 | 0 | 0 | 0 |  | 0 | 0 | 0 | 0 | 0
| 22656.5237 | 0 | yes | Deficit |  |  | 0 | 0 | 0 | 0 | 0 |  | 0 | 0 | 0 | 0 | 4860 | no |  | 0 | 24300 | no | 22656.5237 | 0 | no | no | 0 | 0 | 0 | 0 | 0 |  | 0 | 0 | 0 | 0 | 0 | 22656.5237 | 17351.0738 | 18360.2299 | 0 | no | Surplus | yes |  | 0 | 0 | 0 | 461.2051 | 0 | no | 0 | 0 | 0 | 461.2051 | 0 |  |  | 0 | 0 | 0 | 0 | 0 |  | 0 | 0 | 0 | 0 | 0
| 20921.923 | 0 | no | Surplus | yes |  | 0 | 0 | 0 | 1734.6008 | 0 | no | 0 | 0 | 0 | 1734.6008 | 4860 | no | 20921.923 | 0 | 24300 |  |  | 0 |  |  | 0 | 0 | 0 | 0 | 0 |  | 0 | 0 | 0 | 0 | 0 | 20921.923 | 15684.4066 | 16954.5567 | 0 | no | Surplus | yes |  | 0 | 0 | 0 | 2675.8233 | 0 | no | 0 | 0 | 0 | 2675.8233 | 0 |  |  | 0 | 0 | 0 | 0 | 0 |  | 0 | 0 | 0 | 0 | 0
| 22396.9019 | 0 | yes | Deficit |  |  | 0 | 0 | 0 | 0 | 0 |  | 0 | 0 | 0 | 0 | 4860 | no |  | 0 | 24300 | no | 22396.9019 | 0 | no | no | 0 | 0 | 0 | 0 | 0 |  | 0 | 0 | 0 | 0 | 0 | 22396.9019 | 18435.98 | 18149.8395 | 0 | yes | Deficit |  |  | 0 | 0 | 0 | 0 | 0 |  | 0 | 0 | 0 | 0 | 1481.4233 | yes |  | 0 | 0 | 0 | 1481.4233 | 0 | no | 0 | 0 | 0 | 1481.4233 | 0
| 19888.0059 | 0 | no | Surplus | yes |  | 0 | 0 | 0 | 2508.896 | 0 | no | 0 | 0 | 0 | 2508.896 | 4860 | no | 19888.0059 | 0 | 24300 |  |  | 0 |  |  | 0 | 0 | 0 | 0 | 0 |  | 0 | 0 | 0 | 0 | 0 | 19888.0059 | 16745.5741 | 16116.6985 | 0 | no | Surplus | yes |  | 0 | 0 | 0 | 1404.2654 | 0 | no | 0 | 0 | 0 | 1404.2654 | 0 |  |  | 0 | 0 | 0 | 0 | 0 |  | 0 | 0 | 0 | 0 | 0
| 24051.7017 | 0 | yes | Deficit |  |  | 0 | 0 | 0 | 0 | 0 |  | 0 | 0 | 0 | 0 | 4860 | no |  | 0 | 24300 | no | 24051.7017 | 0 | no | no | 0 | 0 | 0 | 0 | 0 |  | 0 | 0 | 0 | 0 | 0 | 24051.7017 | 17639.8074 | 19490.8442 | 0 | yes | Deficit |  |  | 0 | 0 | 0 | 0 | 0 |  | 0 | 0 | 0 | 0 | 1523.109 | yes |  | 0 | 0 | 0 | 1523.109 | 0 | no | 0 | 0 | 0 | 1523.109 | 0
| 21000.3531 | 0 | no | Surplus | yes |  | 0 | 0 | 0 | 3051.3486 | 0 | no | 0 | 0 | 0 | 3051.3486 | 4860 | no | 21000.3531 | 0 | 24300 |  |  | 0 |  |  | 0 | 0 | 0 | 0 | 0 |  | 0 | 0 | 0 | 0 | 0 | 21000.3531 | 16967.9908 | 17018.1143 | 0 | no | Surplus | yes |  | 0 | 0 | 0 | 2522.8534 | 0 | no | 0 | 0 | 0 | 2522.8534 | 0 |  |  | 0 | 0 | 0 | 0 | 0 |  | 0 | 0 | 0 | 0 | 0
| 23858.4797 | 0 | yes | Deficit |  |  | 0 | 0 | 0 | 0 | 0 |  | 0 | 0 | 0 | 0 | 4860 | no |  | 0 | 24300 | no | 23858.4797 | 0 | no | no | 0 | 0 | 0 | 0 | 0 |  | 0 | 0 | 0 | 0 | 0 | 23858.4797 | 16501.033 | 19334.2623 | 0 | no | Surplus | yes |  | 0 | 0 | 0 | 517.0814 | 0 | no | 0 | 0 | 0 | 517.0814 | 0 |  |  | 0 | 0 | 0 | 0 | 0 |  | 0 | 0 | 0 | 0 | 0
| 23177.649 | 0 | no | Surplus | yes |  | 0 | 0 | 0 | 680.8307 | 0 | no | 0 | 0 | 0 | 680.8307 | 4860 | no | 23177.649 | 0 | 24300 |  |  | 0 |  |  | 0 | 0 | 0 | 0 | 0 |  | 0 | 0 | 0 | 0 | 0 | 23177.649 | 16364.9632 | 18782.5356 | 0 | no | Surplus | yes |  | 0 | 0 | 0 | 2969.2991 | 0 | no | 0 | 0 | 0 | 2969.2991 | 0 |  |  | 0 | 0 | 0 | 0 | 0 |  | 0 | 0 | 0 | 0 | 0
| 23042.3364 | 0 | no | Surplus | yes |  | 0 | 0 | 0 | 135.3125 | 0 | no | 0 | 0 | 0 | 135.3125 | 4860 | no | 23042.3364 | 0 | 24300 |  |  | 0 |  |  | 0 | 0 | 0 | 0 | 0 |  | 0 | 0 | 0 | 0 | 0 | 23042.3364 | 15105.8089 | 18672.882 | 0 | no | Surplus | yes |  | 0 | 0 | 0 | 3676.7267 | 0 | no | 0 | 0 | 0 | 3676.7267 | 0 |  |  | 0 | 0 | 0 | 0 | 0 |  | 0 | 0 | 0 | 0 | 0
| 22804.4333 | 0 | no | Surplus | yes |  | 0 | 0 | 0 | 237.9032 | 0 | no | 0 | 0 | 0 | 237.9032 | 4860 | no | 22804.4333 | 0 | 24300 |  |  | 0 |  |  | 0 | 0 | 0 | 0 | 0 |  | 0 | 0 | 0 | 0 | 0 | 22804.4333 | 14986.9616 | 18480.0918 | 0 | no | Surplus | yes |  | 0 | 0 | 0 | 3685.9204 | 0 | no | 0 | 0 | 0 | 3685.9204 | 0 |  |  | 0 | 0 | 0 | 0 | 0 |  | 0 | 0 | 0 | 0 | 0
| 23895.0544 | 0 | yes | Deficit |  |  | 0 | 0 | 0 | 0 | 0 |  | 0 | 0 | 0 | 0 | 4860 | no |  | 0 | 24300 | no | 23895.0544 | 0 | no | no | 0 | 0 | 0 | 0 | 0 |  | 0 | 0 | 0 | 0 | 0 | 23895.0544 | 13485.8001 | 19363.9014 | 0 | no | Surplus | yes |  | 0 | 0 | 0 | 4994.2917 | 0 | no | 0 | 0 | 0 | 4994.2917 | 0 |  |  | 0 | 0 | 0 | 0 | 0 |  | 0 | 0 | 0 | 0 | 0
| 23228.7936 | 0 | no | Surplus | yes |  | 0 | 0 | 0 | 666.2608 | 0 | no | 0 | 0 | 0 | 666.2608 | 4860 | no | 23228.7936 | 0 | 24300 |  |  | 0 |  |  | 0 | 0 | 0 | 0 | 0 |  | 0 | 0 | 0 | 0 | 0 | 23228.7936 | 12638.0662 | 18823.9818 | 0 | no | Surplus | yes |  | 0 | 0 | 0 | 6725.8352 | 0 | no | 0 | 0 | 0 | 6725.8352 | 0 |  |  | 0 | 0 | 0 | 0 | 0 |  | 0 | 0 | 0 | 0 | 0
| 22431.9749 | 0 | no | Surplus | yes |  | 0 | 0 | 0 | 796.8187 | 0 | no | 0 | 0 | 0 | 796.8187 | 4860 | no | 22431.9749 | 0 | 24300 |  |  | 0 |  |  | 0 | 0 | 0 | 0 | 0 |  | 0 | 0 | 0 | 0 | 0 | 22431.9749 | 14770.9315 | 18178.2616 | 0 | no | Surplus | yes |  | 0 | 0 | 0 | 4053.0503 | 0 | no | 0 | 0 | 0 | 4053.0503 | 0 |  |  | 0 | 0 | 0 | 0 | 0 |  | 0 | 0 | 0 | 0 | 0
| 24727.0426 | 0 | yes | Deficit |  |  | 0 | 0 | 0 | 0 | 0 |  | 0 | 0 | 0 | 0 | 4860 | no |  | 0 | 24300 | yes | 24300 | 427.0426 | yes |  | 0 | 0 | 0 | 427.0426 | 0 | no | 0 | 0 | 0 | 427.0426 | 0 | 24300 | 11626.5953 | 19692.0583 | 0 | no | Surplus | yes |  | 0 | 0 | 0 | 6551.6664 | 0 | no | 0 | 0 | 0 | 6551.6664 | 0 |  |  | 0 | 0 | 0 | 0 | 0 |  | 0 | 0 | 0 | 0 | 0
| 25897.0725 | 0 | yes | Deficit |  |  | 0 | 0 | 0 | 0 | 0 |  | 0 | 0 | 0 | 0 | 4860 | no |  | 0 | 24300 | yes | 24300 | 1597.0725 | yes |  | 0 | 0 | 0 | 1597.0725 | 0 | no | 0 | 0 | 0 | 1597.0725 | 0 | 24300 | 12069.5155 | 19692.0583 | 0 | no | Surplus | yes |  | 0 | 0 | 0 | 7622.5428 | 0 | no | 0 | 0 | 0 | 7622.5428 | 0 |  |  | 0 | 0 | 0 | 0 | 0 |  | 0 | 0 | 0 | 0 | 0
| 22570.4285 | 0 | no | Surplus | yes |  | 0 | 0 | 0 | 1729.5715 | 0 | no | 0 | 0 | 0 | 1729.5715 | 4860 | no | 22570.4285 | 0 | 24300 |  |  | 0 |  |  | 0 | 0 | 0 | 0 | 0 |  | 0 | 0 | 0 | 0 | 0 | 22570.4285 | 11586.2066 | 18290.4607 | 0 | no | Surplus | yes |  | 0 | 0 | 0 | 8105.8517 | 0 | no | 0 | 0 | 0 | 8105.8517 | 0 |  |  | 0 | 0 | 0 | 0 | 0 |  | 0 | 0 | 0 | 0 | 0
| 22012.6615 | 0 | no | Surplus | yes |  | 0 | 0 | 0 | 557.767 | 0 | no | 0 | 0 | 0 | 557.767 | 4860 | no | 22012.6615 | 0 | 24300 |  |  | 0 |  |  | 0 | 0 | 0 | 0 | 0 |  | 0 | 0 | 0 | 0 | 0 | 22012.6615 | 11854.4073 | 17838.4615 | 0 | no | Surplus | yes |  | 0 | 0 | 0 | 6436.0534 | 0 | no | 0 | 0 | 0 | 6436.0534 | 0 |  |  | 0 | 0 | 0 | 0 | 0 |  | 0 | 0 | 0 | 0 | 0
| 21832.6906 | 0 | no | Surplus | yes |  | 0 | 0 | 0 | 179.971 | 0 | no | 0 | 0 | 0 | 179.971 | 4860 | no | 21832.6906 | 0 | 24300 |  |  | 0 |  |  | 0 | 0 | 0 | 0 | 0 |  | 0 | 0 | 0 | 0 | 0 | 21832.6906 | 12027.4631 | 17692.618 | 0 | no | Surplus | yes |  | 0 | 0 | 0 | 5810.9984 | 0 | no | 0 | 0 | 0 | 5810.9984 | 0 |  |  | 0 | 0 | 0 | 0 | 0 |  | 0 | 0 | 0 | 0 | 0
| 22884.8571 | 0 | yes | Deficit |  |  | 0 | 0 | 0 | 0 | 0 |  | 0 | 0 | 0 | 0 | 4860 | no |  | 0 | 24300 | no | 22884.8571 | 0 | no | no | 0 | 0 | 0 | 0 | 0 |  | 0 | 0 | 0 | 0 | 0 | 22884.8571 | 13771.7539 | 18545.265 | 0 | no | Surplus | yes |  | 0 | 0 | 0 | 3920.8641 | 0 | no | 0 | 0 | 0 | 3920.8641 | 0 |  |  | 0 | 0 | 0 | 0 | 0 |  | 0 | 0 | 0 | 0 | 0
| 24414.4558 | 0 | yes | Deficit |  |  | 0 | 0 | 0 | 0 | 0 |  | 0 | 0 | 0 | 0 | 4860 | no |  | 0 | 24300 | yes | 24300 | 114.4558 | yes |  | 0 | 0 | 0 | 114.4558 | 0 | no | 0 | 0 | 0 | 114.4558 | 0 | 24300 | 12161.8314 | 19692.0583 | 0 | no | Surplus | yes |  | 0 | 0 | 0 | 6383.4336 | 0 | no | 0 | 0 | 0 | 6383.4336 | 0 |  |  | 0 | 0 | 0 | 0 | 0 |  | 0 | 0 | 0 | 0 | 0
| 22373.0264 | 0 | no | Surplus | yes |  | 0 | 0 | 0 | 1926.9736 | 0 | no | 0 | 0 | 0 | 1926.9736 | 4860 | no | 22373.0264 | 0 | 24300 |  |  | 0 |  |  | 0 | 0 | 0 | 0 | 0 |  | 0 | 0 | 0 | 0 | 0 | 22373.0264 | 15948.4408 | 18130.4914 | 0 | no | Surplus | yes |  | 0 | 0 | 0 | 3743.6176 | 0 | no | 0 | 0 | 0 | 3743.6176 | 0 |  |  | 0 | 0 | 0 | 0 | 0 |  | 0 | 0 | 0 | 0 | 0
| 22343.4522 | 0 | no | Surplus | yes |  | 0 | 0 | 0 | 29.5742 | 0 | no | 0 | 0 | 0 | 29.5742 | 4860 | no | 22343.4522 | 0 | 24300 |  |  | 0 |  |  | 0 | 0 | 0 | 0 | 0 |  | 0 | 0 | 0 | 0 | 0 | 22343.4522 | 12906.1758 | 18106.5253 | 0 | no | Surplus | yes |  | 0 | 0 | 0 | 5224.3156 | 0 | no | 0 | 0 | 0 | 5224.3156 | 0 |  |  | 0 | 0 | 0 | 0 | 0 |  | 0 | 0 | 0 | 0 | 0
| 25167.6994 | 0 | yes | Deficit |  |  | 0 | 0 | 0 | 0 | 0 |  | 0 | 0 | 0 | 0 | 4860 | no |  | 0 | 24300 | yes | 24300 | 867.6994 | yes |  | 0 | 0 | 0 | 867.6994 | 0 | no | 0 | 0 | 0 | 867.6994 | 0 | 24300 | 12379.0403 | 19692.0583 | 0 | no | Surplus | yes |  | 0 | 0 | 0 | 5727.4849 | 0 | no | 0 | 0 | 0 | 5727.4849 | 0 |  |  | 0 | 0 | 0 | 0 | 0 |  | 0 | 0 | 0 | 0 | 0
| 25050.823 | 0 | yes | Deficit |  |  | 0 | 0 | 0 | 0 | 0 |  | 0 | 0 | 0 | 0 | 4860 | no |  | 0 | 24300 | yes | 24300 | 750.823 | yes |  | 0 | 0 | 0 | 750.823 | 0 | no | 0 | 0 | 0 | 750.823 | 0 | 24300 | 12130.6403 | 19692.0583 | 0 | no | Surplus | yes |  | 0 | 0 | 0 | 7561.4181 | 0 | no | 0 | 0 | 0 | 7561.4181 | 0 |  |  | 0 | 0 | 0 | 0 | 0 |  | 0 | 0 | 0 | 0 | 0
| 22776.8182 | 0 | no | Surplus | yes |  | 0 | 0 | 0 | 1523.1818 | 0 | no | 0 | 0 | 0 | 1523.1818 | 4860 | no | 22776.8182 | 0 | 24300 |  |  | 0 |  |  | 0 | 0 | 0 | 0 | 0 |  | 0 | 0 | 0 | 0 | 0 | 22776.8182 | 12329.1267 | 18457.7133 | 0 | no | Surplus | yes |  | 0 | 0 | 0 | 7362.9316 | 0 | no | 0 | 0 | 0 | 7362.9316 | 0 |  |  | 0 | 0 | 0 | 0 | 0 |  | 0 | 0 | 0 | 0 | 0
| 22778.5445 | 0 | yes | Deficit |  |  | 0 | 0 | 0 | 0 | 0 |  | 0 | 0 | 0 | 0 | 4860 | no |  | 0 | 24300 | no | 22778.5445 | 0 | no | no | 0 | 0 | 0 | 0 | 0 |  | 0 | 0 | 0 | 0 | 0 | 22778.5445 | 13757.3982 | 18459.1123 | 0 | no | Surplus | yes |  | 0 | 0 | 0 | 4700.3151 | 0 | no | 0 | 0 | 0 | 4700.3151 | 0 |  |  | 0 | 0 | 0 | 0 | 0 |  | 0 | 0 | 0 | 0 | 0
| 22312.3041 | 0 | no | Surplus | yes |  | 0 | 0 | 0 | 466.2405 | 0 | no | 0 | 0 | 0 | 466.2405 | 4860 | no | 22312.3041 | 0 | 24300 |  |  | 0 |  |  | 0 | 0 | 0 | 0 | 0 |  | 0 | 0 | 0 | 0 | 0 | 22312.3041 | 16055.5055 | 18081.2837 | 0 | no | Surplus | yes |  | 0 | 0 | 0 | 2403.6067 | 0 | no | 0 | 0 | 0 | 2403.6067 | 0 |  |  | 0 | 0 | 0 | 0 | 0 |  | 0 | 0 | 0 | 0 | 0
| 22503.5207 | 0 | yes | Deficit |  |  | 0 | 0 | 0 | 0 | 0 |  | 0 | 0 | 0 | 0 | 4860 | no |  | 0 | 24300 | no | 22503.5207 | 0 | no | no | 0 | 0 | 0 | 0 | 0 |  | 0 | 0 | 0 | 0 | 0 | 22503.5207 | 15680.1363 | 18236.2405 | 0 | no | Surplus | yes |  | 0 | 0 | 0 | 2401.1474 | 0 | no | 0 | 0 | 0 | 2401.1474 | 0 |  |  | 0 | 0 | 0 | 0 | 0 |  | 0 | 0 | 0 | 0 | 0
| 21746.1933 | 0 | no | Surplus | yes |  | 0 | 0 | 0 | 757.3274 | 0 | no | 0 | 0 | 0 | 757.3274 | 4860 | no | 21746.1933 | 0 | 24300 |  |  | 0 |  |  | 0 | 0 | 0 | 0 | 0 |  | 0 | 0 | 0 | 0 | 0 | 21746.1933 | 13895.7473 | 17622.5229 | 0 | no | Surplus | yes |  | 0 | 0 | 0 | 4340.4932 | 0 | no | 0 | 0 | 0 | 4340.4932 | 0 |  |  | 0 | 0 | 0 | 0 | 0 |  | 0 | 0 | 0 | 0 | 0
| 22441.672 | 0 | yes | Deficit |  |  | 0 | 0 | 0 | 0 | 0 |  | 0 | 0 | 0 | 0 | 4860 | no |  | 0 | 24300 | no | 22441.672 | 0 | no | no | 0 | 0 | 0 | 0 | 0 |  | 0 | 0 | 0 | 0 | 0 | 22441.672 | 14395.5555 | 18186.1199 | 0 | no | Surplus | yes |  | 0 | 0 | 0 | 3226.9674 | 0 | no | 0 | 0 | 0 | 3226.9674 | 0 |  |  | 0 | 0 | 0 | 0 | 0 |  | 0 | 0 | 0 | 0 | 0
| 23874.6851 | 0 | yes | Deficit |  |  | 0 | 0 | 0 | 0 | 0 |  | 0 | 0 | 0 | 0 | 4860 | no |  | 0 | 24300 | no | 23874.6851 | 0 | no | no | 0 | 0 | 0 | 0 | 0 |  | 0 | 0 | 0 | 0 | 0 | 23874.6851 | 13590.1823 | 19347.3947 | 0 | no | Surplus | yes |  | 0 | 0 | 0 | 4595.9377 | 0 | no | 0 | 0 | 0 | 4595.9377 | 0 |  |  | 0 | 0 | 0 | 0 | 0 |  | 0 | 0 | 0 | 0 | 0
| 25972.1795 | 0 | yes | Deficit |  |  | 0 | 0 | 0 | 0 | 0 |  | 0 | 0 | 0 | 0 | 4860 | no |  | 0 | 24300 | yes | 24300 | 1672.1795 | yes |  | 0 | 0 | 0 | 1672.1795 | 0 | no | 0 | 0 | 0 | 1672.1795 | 0 | 24300 | 15049.3852 | 19692.0583 | 0 | no | Surplus | yes |  | 0 | 0 | 0 | 4298.0095 | 0 | no | 0 | 0 | 0 | 4298.0095 | 0 |  |  | 0 | 0 | 0 | 0 | 0 |  | 0 | 0 | 0 | 0 | 0
| 22755.2268 | 0 | no | Surplus | yes |  | 0 | 0 | 0 | 1544.7732 | 0 | no | 0 | 0 | 0 | 1544.7732 | 4860 | no | 22755.2268 | 0 | 24300 |  |  | 0 |  |  | 0 | 0 | 0 | 0 | 0 |  | 0 | 0 | 0 | 0 | 0 | 22755.2268 | 11115.7205 | 18440.2162 | 0 | no | Surplus | yes |  | 0 | 0 | 0 | 8576.3378 | 0 | no | 0 | 0 | 0 | 8576.3378 | 0 |  |  | 0 | 0 | 0 | 0 | 0 |  | 0 | 0 | 0 | 0 | 0
| 19929.6406 | 0 | no | Surplus | yes |  | 0 | 0 | 0 | 2825.5862 | 0 | no | 0 | 0 | 0 | 2825.5862 | 4860 | no | 19929.6406 | 0 | 24300 |  |  | 0 |  |  | 0 | 0 | 0 | 0 | 0 |  | 0 | 0 | 0 | 0 | 0 | 19929.6406 | 11183.2169 | 16150.4381 | 0 | no | Surplus | yes |  | 0 | 0 | 0 | 7256.9993 | 0 | no | 0 | 0 | 0 | 7256.9993 | 0 |  |  | 0 | 0 | 0 | 0 | 0 |  | 0 | 0 | 0 | 0 | 0
| 19731.361 | 0 | no | Surplus | yes |  | 0 | 0 | 0 | 198.2796 | 0 | no | 0 | 0 | 0 | 198.2796 | 4860 | no | 19731.361 | 0 | 24300 |  |  | 0 |  |  | 0 | 0 | 0 | 0 | 0 |  | 0 | 0 | 0 | 0 | 0 | 19731.361 | 13440.4279 | 15989.7577 | 0 | no | Surplus | yes |  | 0 | 0 | 0 | 2710.0102 | 0 | no | 0 | 0 | 0 | 2710.0102 | 0 |  |  | 0 | 0 | 0 | 0 | 0 |  | 0 | 0 | 0 | 0 | 0
| 23663.5027 | 0 | yes | Deficit |  |  | 0 | 0 | 0 | 0 | 0 |  | 0 | 0 | 0 | 0 | 4860 | no |  | 0 | 24300 | no | 23663.5027 | 0 | no | no | 0 | 0 | 0 | 0 | 0 |  | 0 | 0 | 0 | 0 | 0 | 23663.5027 | 12945.8268 | 19176.2583 | 0 | no | Surplus | yes |  | 0 | 0 | 0 | 3043.9308 | 0 | no | 0 | 0 | 0 | 3043.9308 | 0 |  |  | 0 | 0 | 0 | 0 | 0 |  | 0 | 0 | 0 | 0 | 0
| 21968.845 | 0 | no | Surplus | yes |  | 0 | 0 | 0 | 1694.6577 | 0 | no | 0 | 0 | 0 | 1694.6577 | 4860 | no | 21968.845 | 0 | 24300 |  |  | 0 |  |  | 0 | 0 | 0 | 0 | 0 |  | 0 | 0 | 0 | 0 | 0 | 21968.845 | 12936.1221 | 17802.9538 | 0 | no | Surplus | yes |  | 0 | 0 | 0 | 6240.1362 | 0 | no | 0 | 0 | 0 | 6240.1362 | 0 |  |  | 0 | 0 | 0 | 0 | 0 |  | 0 | 0 | 0 | 0 | 0
| 22213.4381 | 0 | yes | Deficit |  |  | 0 | 0 | 0 | 0 | 0 |  | 0 | 0 | 0 | 0 | 4860 | no |  | 0 | 24300 | no | 22213.4381 | 0 | no | no | 0 | 0 | 0 | 0 | 0 |  | 0 | 0 | 0 | 0 | 0 | 22213.4381 | 13881.5498 | 18001.1654 | 0 | no | Surplus | yes |  | 0 | 0 | 0 | 3921.404 | 0 | no | 0 | 0 | 0 | 3921.404 | 0 |  |  | 0 | 0 | 0 | 0 | 0 |  | 0 | 0 | 0 | 0 | 0
| 23036.7408 | 0 | yes | Deficit |  |  | 0 | 0 | 0 | 0 | 0 |  | 0 | 0 | 0 | 0 | 4860 | no |  | 0 | 24300 | no | 23036.7408 | 0 | no | no | 0 | 0 | 0 | 0 | 0 |  | 0 | 0 | 0 | 0 | 0 | 23036.7408 | 12233.511 | 18668.3475 | 0 | no | Surplus | yes |  | 0 | 0 | 0 | 5767.6545 | 0 | no | 0 | 0 | 0 | 5767.6545 | 0 |  |  | 0 | 0 | 0 | 0 | 0 |  | 0 | 0 | 0 | 0 | 0
| 22947.3071 | 0 | no | Surplus | yes |  | 0 | 0 | 0 | 89.4337 | 0 | no | 0 | 0 | 0 | 89.4337 | 4860 | no | 22947.3071 | 0 | 24300 |  |  | 0 |  |  | 0 | 0 | 0 | 0 | 0 |  | 0 | 0 | 0 | 0 | 0 | 22947.3071 | 13273.4444 | 18595.8729 | 0 | no | Surplus | yes |  | 0 | 0 | 0 | 5394.9031 | 0 | no | 0 | 0 | 0 | 5394.9031 | 0 |  |  | 0 | 0 | 0 | 0 | 0 |  | 0 | 0 | 0 | 0 | 0
| 22580.9522 | 0 | no | Surplus | yes |  | 0 | 0 | 0 | 366.355 | 0 | no | 0 | 0 | 0 | 366.355 | 4860 | no | 22580.9522 | 0 | 24300 |  |  | 0 |  |  | 0 | 0 | 0 | 0 | 0 |  | 0 | 0 | 0 | 0 | 0 | 22580.9522 | 11134.9079 | 18298.9888 | 0 | no | Surplus | yes |  | 0 | 0 | 0 | 7460.965 | 0 | no | 0 | 0 | 0 | 7460.965 | 0 |  |  | 0 | 0 | 0 | 0 | 0 |  | 0 | 0 | 0 | 0 | 0
| 22705.6415 | 0 | yes | Deficit |  |  | 0 | 0 | 0 | 0 | 0 |  | 0 | 0 | 0 | 0 | 4860 | no |  | 0 | 24300 | no | 22705.6415 | 0 | no | no | 0 | 0 | 0 | 0 | 0 |  | 0 | 0 | 0 | 0 | 0 | 22705.6415 | 11522.1807 | 18400.0336 | 0 | no | Surplus | yes |  | 0 | 0 | 0 | 6776.8081 | 0 | no | 0 | 0 | 0 | 6776.8081 | 0 |  |  | 0 | 0 | 0 | 0 | 0 |  | 0 | 0 | 0 | 0 | 0
| 24316.6021 | 0 | yes | Deficit |  |  | 0 | 0 | 0 | 0 | 0 |  | 0 | 0 | 0 | 0 | 4860 | no |  | 0 | 24300 | yes | 24300 | 16.6021 | yes |  | 0 | 0 | 0 | 16.6021 | 0 | no | 0 | 0 | 0 | 16.6021 | 0 | 24300 | 12206.6664 | 19692.0583 | 0 | no | Surplus | yes |  | 0 | 0 | 0 | 6193.3672 | 0 | no | 0 | 0 | 0 | 6193.3672 | 0 |  |  | 0 | 0 | 0 | 0 | 0 |  | 0 | 0 | 0 | 0 | 0
| 23953.2349 | 0 | no | Surplus | yes |  | 0 | 0 | 0 | 346.7651 | 0 | no | 0 | 0 | 0 | 346.7651 | 4860 | no | 23953.2349 | 0 | 24300 |  |  | 0 |  |  | 0 | 0 | 0 | 0 | 0 |  | 0 | 0 | 0 | 0 | 0 | 23953.2349 | 13559.7965 | 19411.0494 | 0 | no | Surplus | yes |  | 0 | 0 | 0 | 6132.2619 | 0 | no | 0 | 0 | 0 | 6132.2619 | 0 |  |  | 0 | 0 | 0 | 0 | 0 |  | 0 | 0 | 0 | 0 | 0
| 23878.1001 | 0 | no | Surplus | yes |  | 0 | 0 | 0 | 75.1348 | 0 | no | 0 | 0 | 0 | 75.1348 | 4860 | no | 23878.1001 | 0 | 24300 |  |  | 0 |  |  | 0 | 0 | 0 | 0 | 0 |  | 0 | 0 | 0 | 0 | 0 | 23878.1001 | 11092.1649 | 19350.1621 | 0 | no | Surplus | yes |  | 0 | 0 | 0 | 8318.8844 | 0 | no | 0 | 0 | 0 | 8318.8844 | 0 |  |  | 0 | 0 | 0 | 0 | 0 |  | 0 | 0 | 0 | 0 | 0
| 21796.1711 | 0 | no | Surplus | yes |  | 0 | 0 | 0 | 2081.929 | 0 | no | 0 | 0 | 0 | 2081.929 | 4860 | no | 21796.1711 | 0 | 24300 |  |  | 0 |  |  | 0 | 0 | 0 | 0 | 0 |  | 0 | 0 | 0 | 0 | 0 | 21796.1711 | 10703.0695 | 17663.0236 | 0 | no | Surplus | yes |  | 0 | 0 | 0 | 8647.0926 | 0 | no | 0 | 0 | 0 | 8647.0926 | 0 |  |  | 0 | 0 | 0 | 0 | 0 |  | 0 | 0 | 0 | 0 | 0
| 24196.0285 | 0 | yes | Deficit |  |  | 0 | 0 | 0 | 0 | 0 |  | 0 | 0 | 0 | 0 | 4860 | no |  | 0 | 24300 | no | 24196.0285 | 0 | no | no | 0 | 0 | 0 | 0 | 0 |  | 0 | 0 | 0 | 0 | 0 | 24196.0285 | 10931.2751 | 19607.8027 | 0 | no | Surplus | yes |  | 0 | 0 | 0 | 6731.7484 | 0 | no | 0 | 0 | 0 | 6731.7484 | 0 |  |  | 0 | 0 | 0 | 0 | 0 |  | 0 | 0 | 0 | 0 | 0
| 22317.3632 | 0 | no | Surplus | yes |  | 0 | 0 | 0 | 1878.6653 | 0 | no | 0 | 0 | 0 | 1878.6653 | 4860 | no | 22317.3632 | 0 | 24300 |  |  | 0 |  |  | 0 | 0 | 0 | 0 | 0 |  | 0 | 0 | 0 | 0 | 0 | 22317.3632 | 12924.2754 | 18085.3834 | 0 | no | Surplus | yes |  | 0 | 0 | 0 | 6683.5273 | 0 | no | 0 | 0 | 0 | 6683.5273 | 0 |  |  | 0 | 0 | 0 | 0 | 0 |  | 0 | 0 | 0 | 0 | 0
| 21684.2761 | 0 | no | Surplus | yes |  | 0 | 0 | 0 | 633.087 | 0 | no | 0 | 0 | 0 | 633.087 | 4860 | no | 21684.2761 | 0 | 24300 |  |  | 0 |  |  | 0 | 0 | 0 | 0 | 0 |  | 0 | 0 | 0 | 0 | 0 | 21684.2761 | 14137.853 | 17572.3469 | 0 | no | Surplus | yes |  | 0 | 0 | 0 | 3947.5304 | 0 | no | 0 | 0 | 0 | 3947.5304 | 0 |  |  | 0 | 0 | 0 | 0 | 0 |  | 0 | 0 | 0 | 0 | 0
| 21730.4521 | 0 | yes | Deficit |  |  | 0 | 0 | 0 | 0 | 0 |  | 0 | 0 | 0 | 0 | 4860 | no |  | 0 | 24300 | no | 21730.4521 | 0 | no | no | 0 | 0 | 0 | 0 | 0 |  | 0 | 0 | 0 | 0 | 0 | 21730.4521 | 11670.6033 | 17609.7667 | 0 | no | Surplus | yes |  | 0 | 0 | 0 | 5901.7437 | 0 | no | 0 | 0 | 0 | 5901.7437 | 0 |  |  | 0 | 0 | 0 | 0 | 0 |  | 0 | 0 | 0 | 0 | 0
| 20871.5158 | 0 | no | Surplus | yes |  | 0 | 0 | 0 | 858.9363 | 0 | no | 0 | 0 | 0 | 858.9363 | 4860 | no | 20871.5158 | 0 | 24300 |  |  | 0 |  |  | 0 | 0 | 0 | 0 | 0 |  | 0 | 0 | 0 | 0 | 0 | 20871.5158 | 16955.9204 | 16913.7081 | 0 | no | Surplus | yes |  | 0 | 0 | 0 | 653.8462 | 0 | no | 0 | 0 | 0 | 653.8462 | 0 |  |  | 0 | 0 | 0 | 0 | 0 |  | 0 | 0 | 0 | 0 | 0
| 20422.5073 | 0 | no | Surplus | yes |  | 0 | 0 | 0 | 449.0085 | 0 | no | 0 | 0 | 0 | 449.0085 | 4860 | no | 20422.5073 | 0 | 24300 |  |  | 0 |  |  | 0 | 0 | 0 | 0 | 0 |  | 0 | 0 | 0 | 0 | 0 | 20422.5073 | 11119.5498 | 16549.8438 | 0 | no | Surplus | yes |  | 0 | 0 | 0 | 5794.1583 | 0 | no | 0 | 0 | 0 | 5794.1583 | 0 |  |  | 0 | 0 | 0 | 0 | 0 |  | 0 | 0 | 0 | 0 | 0
| 21603.3998 | 0 | yes | Deficit |  |  | 0 | 0 | 0 | 0 | 0 |  | 0 | 0 | 0 | 0 | 4860 | no |  | 0 | 24300 | no | 21603.3998 | 0 | no | no | 0 | 0 | 0 | 0 | 0 |  | 0 | 0 | 0 | 0 | 0 | 21603.3998 | 13137.9197 | 17506.8069 | 0 | no | Surplus | yes |  | 0 | 0 | 0 | 3411.9241 | 0 | no | 0 | 0 | 0 | 3411.9241 | 0 |  |  | 0 | 0 | 0 | 0 | 0 |  | 0 | 0 | 0 | 0 | 0
| 24137.086 | 0 | yes | Deficit |  |  | 0 | 0 | 0 | 0 | 0 |  | 0 | 0 | 0 | 0 | 4860 | no |  | 0 | 24300 | no | 24137.086 | 0 | no | no | 0 | 0 | 0 | 0 | 0 |  | 0 | 0 | 0 | 0 | 0 | 24137.086 | 12015.8281 | 19560.0373 | 0 | no | Surplus | yes |  | 0 | 0 | 0 | 5490.9788 | 0 | no | 0 | 0 | 0 | 5490.9788 | 0 |  |  | 0 | 0 | 0 | 0 | 0 |  | 0 | 0 | 0 | 0 | 0
| 21478.1055 | 0 | no | Surplus | yes |  | 0 | 0 | 0 | 2658.9805 | 0 | no | 0 | 0 | 0 | 2658.9805 | 4860 | no | 21478.1055 | 0 | 24300 |  |  | 0 |  |  | 0 | 0 | 0 | 0 | 0 |  | 0 | 0 | 0 | 0 | 0 | 21478.1055 | 11036.5627 | 17405.2719 | 0 | no | Surplus | yes |  | 0 | 0 | 0 | 8523.4746 | 0 | no | 0 | 0 | 0 | 8523.4746 | 0 |  |  | 0 | 0 | 0 | 0 | 0 |  | 0 | 0 | 0 | 0 | 0
| 20144.6592 | 0 | no | Surplus | yes |  | 0 | 0 | 0 | 1333.4463 | 0 | no | 0 | 0 | 0 | 1333.4463 | 4860 | no | 20144.6592 | 0 | 24300 |  |  | 0 |  |  | 0 | 0 | 0 | 0 | 0 |  | 0 | 0 | 0 | 0 | 0 | 20144.6592 | 12015.8078 | 16324.6833 | 0 | no | Surplus | yes |  | 0 | 0 | 0 | 5389.4641 | 0 | no | 0 | 0 | 0 | 5389.4641 | 0 |  |  | 0 | 0 | 0 | 0 | 0 |  | 0 | 0 | 0 | 0 | 0
| 19080.8882 | 0 | no | Surplus | yes |  | 0 | 0 | 0 | 1063.771 | 0 | no | 0 | 0 | 0 | 1063.771 | 4860 | no | 19080.8882 | 0 | 24300 |  |  | 0 |  |  | 0 | 0 | 0 | 0 | 0 |  | 0 | 0 | 0 | 0 | 0 | 19080.8882 | 9580.471 | 15462.6323 | 0 | no | Surplus | yes |  | 0 | 0 | 0 | 6744.2124 | 0 | no | 0 | 0 | 0 | 6744.2124 | 0 |  |  | 0 | 0 | 0 | 0 | 0 |  | 0 | 0 | 0 | 0 | 0
| 23688.2739 | 0 | yes | Deficit |  |  | 0 | 0 | 0 | 0 | 0 |  | 0 | 0 | 0 | 0 | 4860 | no |  | 0 | 24300 | no | 23688.2739 | 0 | no | no | 0 | 0 | 0 | 0 | 0 |  | 0 | 0 | 0 | 0 | 0 | 23688.2739 | 10969.2625 | 19196.3322 | 0 | no | Surplus | yes |  | 0 | 0 | 0 | 4493.3697 | 0 | no | 0 | 0 | 0 | 4493.3697 | 0 |  |  | 0 | 0 | 0 | 0 | 0 |  | 0 | 0 | 0 | 0 | 0
| 22498.0197 | 0 | no | Surplus | yes |  | 0 | 0 | 0 | 1190.2542 | 0 | no | 0 | 0 | 0 | 1190.2542 | 4860 | no | 22498.0197 | 0 | 24300 |  |  | 0 |  |  | 0 | 0 | 0 | 0 | 0 |  | 0 | 0 | 0 | 0 | 0 | 22498.0197 | 11105.3144 | 18231.7826 | 0 | no | Surplus | yes |  | 0 | 0 | 0 | 8091.0178 | 0 | no | 0 | 0 | 0 | 8091.0178 | 0 |  |  | 0 | 0 | 0 | 0 | 0 |  | 0 | 0 | 0 | 0 | 0
| 22561.2819 | 0 | yes | Deficit |  |  | 0 | 0 | 0 | 0 | 0 |  | 0 | 0 | 0 | 0 | 4860 | no |  | 0 | 24300 | no | 22561.2819 | 0 | no | no | 0 | 0 | 0 | 0 | 0 |  | 0 | 0 | 0 | 0 | 0 | 22561.2819 | 11252.8386 | 18283.0486 | 0 | no | Surplus | yes |  | 0 | 0 | 0 | 6978.944 | 0 | no | 0 | 0 | 0 | 6978.944 | 0 |  |  | 0 | 0 | 0 | 0 | 0 |  | 0 | 0 | 0 | 0 | 0
| 23054.5804 | 0 | yes | Deficit |  |  | 0 | 0 | 0 | 0 | 0 |  | 0 | 0 | 0 | 0 | 4860 | no |  | 0 | 24300 | no | 23054.5804 | 0 | no | no | 0 | 0 | 0 | 0 | 0 |  | 0 | 0 | 0 | 0 | 0 | 23054.5804 | 11275.2328 | 18682.8042 | 0 | no | Surplus | yes |  | 0 | 0 | 0 | 7007.8157 | 0 | no | 0 | 0 | 0 | 7007.8157 | 0 |  |  | 0 | 0 | 0 | 0 | 0 |  | 0 | 0 | 0 | 0 | 0
| 22677.381 | 0 | no | Surplus | yes |  | 0 | 0 | 0 | 377.1994 | 0 | no | 0 | 0 | 0 | 377.1994 | 4860 | no | 22677.381 | 0 | 24300 |  |  | 0 |  |  | 0 | 0 | 0 | 0 | 0 |  | 0 | 0 | 0 | 0 | 0 | 22677.381 | 12057.0513 | 18377.1321 | 0 | no | Surplus | yes |  | 0 | 0 | 0 | 6625.7529 | 0 | no | 0 | 0 | 0 | 6625.7529 | 0 |  |  | 0 | 0 | 0 | 0 | 0 |  | 0 | 0 | 0 | 0 | 0
| 22399.1529 | 0 | no | Surplus | yes |  | 0 | 0 | 0 | 278.228 | 0 | no | 0 | 0 | 0 | 278.228 | 4860 | no | 22399.1529 | 0 | 24300 |  |  | 0 |  |  | 0 | 0 | 0 | 0 | 0 |  | 0 | 0 | 0 | 0 | 0 | 22399.1529 | 11591.066 | 18151.6636 | 0 | no | Surplus | yes |  | 0 | 0 | 0 | 6786.066 | 0 | no | 0 | 0 | 0 | 6786.066 | 0 |  |  | 0 | 0 | 0 | 0 | 0 |  | 0 | 0 | 0 | 0 | 0
| 23949.8021 | 0 | yes | Deficit |  |  | 0 | 0 | 0 | 0 | 0 |  | 0 | 0 | 0 | 0 | 4860 | no |  | 0 | 24300 | no | 23949.8021 | 0 | no | no | 0 | 0 | 0 | 0 | 0 |  | 0 | 0 | 0 | 0 | 0 | 23949.8021 | 11618.4371 | 19408.2675 | 0 | no | Surplus | yes |  | 0 | 0 | 0 | 6533.2266 | 0 | no | 0 | 0 | 0 | 6533.2266 | 0 |  |  | 0 | 0 | 0 | 0 | 0 |  | 0 | 0 | 0 | 0 | 0
| 21827.2418 | 0 | no | Surplus | yes |  | 0 | 0 | 0 | 2122.5603 | 0 | no | 0 | 0 | 0 | 2122.5603 | 4860 | no | 21827.2418 | 0 | 24300 |  |  | 0 |  |  | 0 | 0 | 0 | 0 | 0 |  | 0 | 0 | 0 | 0 | 0 | 21827.2418 | 11795.4616 | 17688.2025 | 0 | no | Surplus | yes |  | 0 | 0 | 0 | 7612.8059 | 0 | no | 0 | 0 | 0 | 7612.8059 | 0 |  |  | 0 | 0 | 0 | 0 | 0 |  | 0 | 0 | 0 | 0 | 0
| 20358.5453 | 0 | no | Surplus | yes |  | 0 | 0 | 0 | 1468.6966 | 0 | no | 0 | 0 | 0 | 1468.6966 | 4860 | no | 20358.5453 | 0 | 24300 |  |  | 0 |  |  | 0 | 0 | 0 | 0 | 0 |  | 0 | 0 | 0 | 0 | 0 | 20358.5453 | 10790.451 | 16498.0108 | 0 | no | Surplus | yes |  | 0 | 0 | 0 | 6897.7515 | 0 | no | 0 | 0 | 0 | 6897.7515 | 0 |  |  | 0 | 0 | 0 | 0 | 0 |  | 0 | 0 | 0 | 0 | 0
| 19930.9144 | 0 | no | Surplus | yes |  | 0 | 0 | 0 | 427.6309 | 0 | no | 0 | 0 | 0 | 427.6309 | 4860 | no | 19930.9144 | 0 | 24300 |  |  | 0 |  |  | 0 | 0 | 0 | 0 | 0 |  | 0 | 0 | 0 | 0 | 0 | 19930.9144 | 10893.8763 | 16151.4703 | 0 | no | Surplus | yes |  | 0 | 0 | 0 | 5604.1345 | 0 | no | 0 | 0 | 0 | 5604.1345 | 0 |  |  | 0 | 0 | 0 | 0 | 0 |  | 0 | 0 | 0 | 0 | 0
| 22066.4143 | 0 | yes | Deficit |  |  | 0 | 0 | 0 | 0 | 0 |  | 0 | 0 | 0 | 0 | 4860 | no |  | 0 | 24300 | no | 22066.4143 | 0 | no | no | 0 | 0 | 0 | 0 | 0 |  | 0 | 0 | 0 | 0 | 0 | 22066.4143 | 9350.4524 | 17882.0213 | 0 | no | Surplus | yes |  | 0 | 0 | 0 | 6801.0179 | 0 | no | 0 | 0 | 0 | 6801.0179 | 0 |  |  | 0 | 0 | 0 | 0 | 0 |  | 0 | 0 | 0 | 0 | 0
| 23084.9416 | 0 | yes | Deficit |  |  | 0 | 0 | 0 | 0 | 0 |  | 0 | 0 | 0 | 0 | 4860 | no |  | 0 | 24300 | no | 23084.9416 | 0 | no | no | 0 | 0 | 0 | 0 | 0 |  | 0 | 0 | 0 | 0 | 0 | 23084.9416 | 11615.5598 | 18707.4081 | 0 | no | Surplus | yes |  | 0 | 0 | 0 | 6266.4615 | 0 | no | 0 | 0 | 0 | 6266.4615 | 0 |  |  | 0 | 0 | 0 | 0 | 0 |  | 0 | 0 | 0 | 0 | 0
| 22725.6989 | 0 | no | Surplus | yes |  | 0 | 0 | 0 | 359.2427 | 0 | no | 0 | 0 | 0 | 359.2427 | 4860 | no | 22725.6989 | 0 | 24300 |  |  | 0 |  |  | 0 | 0 | 0 | 0 | 0 |  | 0 | 0 | 0 | 0 | 0 | 22725.6989 | 11501.9435 | 18416.2876 | 0 | no | Surplus | yes |  | 0 | 0 | 0 | 7205.4646 | 0 | no | 0 | 0 | 0 | 7205.4646 | 0 |  |  | 0 | 0 | 0 | 0 | 0 |  | 0 | 0 | 0 | 0 | 0
| 21617.8035 | 0 | no | Surplus | yes |  | 0 | 0 | 0 | 1107.8954 | 0 | no | 0 | 0 | 0 | 1107.8954 | 4860 | no | 21617.8035 | 0 | 24300 |  |  | 0 |  |  | 0 | 0 | 0 | 0 | 0 |  | 0 | 0 | 0 | 0 | 0 | 21617.8035 | 12107.278 | 17518.4793 | 0 | no | Surplus | yes |  | 0 | 0 | 0 | 6309.0096 | 0 | no | 0 | 0 | 0 | 6309.0096 | 0 |  |  | 0 | 0 | 0 | 0 | 0 |  | 0 | 0 | 0 | 0 | 0
| 22228.3571 | 0 | yes | Deficit |  |  | 0 | 0 | 0 | 0 | 0 |  | 0 | 0 | 0 | 0 | 4860 | no |  | 0 | 24300 | no | 22228.3571 | 0 | no | no | 0 | 0 | 0 | 0 | 0 |  | 0 | 0 | 0 | 0 | 0 | 22228.3571 | 15502.9793 | 18013.2553 | 0 | no | Surplus | yes |  | 0 | 0 | 0 | 2015.5 | 0 | no | 0 | 0 | 0 | 2015.5 | 0 |  |  | 0 | 0 | 0 | 0 | 0 |  | 0 | 0 | 0 | 0 | 0
| 23392.3749 | 0 | yes | Deficit |  |  | 0 | 0 | 0 | 0 | 0 |  | 0 | 0 | 0 | 0 | 4860 | no |  | 0 | 24300 | no | 23392.3749 | 0 | no | no | 0 | 0 | 0 | 0 | 0 |  | 0 | 0 | 0 | 0 | 0 | 23392.3749 | 14056.5 | 18956.5437 | 0 | no | Surplus | yes |  | 0 | 0 | 0 | 3956.7554 | 0 | no | 0 | 0 | 0 | 3956.7554 | 0 |  |  | 0 | 0 | 0 | 0 | 0 |  | 0 | 0 | 0 | 0 | 0
| 22728.0018 | 0 | no | Surplus | yes |  | 0 | 0 | 0 | 664.3732 | 0 | no | 0 | 0 | 0 | 664.3732 | 4860 | no | 22728.0018 | 0 | 24300 |  |  | 0 |  |  | 0 | 0 | 0 | 0 | 0 |  | 0 | 0 | 0 | 0 | 0 | 22728.0018 | 12371.4755 | 18418.1538 | 0 | no | Surplus | yes |  | 0 | 0 | 0 | 6585.0682 | 0 | no | 0 | 0 | 0 | 6585.0682 | 0 |  |  | 0 | 0 | 0 | 0 | 0 |  | 0 | 0 | 0 | 0 | 0
| 23999.4696 | 0 | yes | Deficit |  |  | 0 | 0 | 0 | 0 | 0 |  | 0 | 0 | 0 | 0 | 4860 | no |  | 0 | 24300 | no | 23999.4696 | 0 | no | no | 0 | 0 | 0 | 0 | 0 |  | 0 | 0 | 0 | 0 | 0 | 23999.4696 | 13342.5044 | 19448.5167 | 0 | no | Surplus | yes |  | 0 | 0 | 0 | 5075.6494 | 0 | no | 0 | 0 | 0 | 5075.6494 | 0 |  |  | 0 | 0 | 0 | 0 | 0 |  | 0 | 0 | 0 | 0 | 0
| 20771.895 | 0 | no | Surplus | yes |  | 0 | 0 | 0 | 3227.5745 | 0 | no | 0 | 0 | 0 | 3227.5745 | 4860 | no | 20771.895 | 0 | 24300 |  |  | 0 |  |  | 0 | 0 | 0 | 0 | 0 |  | 0 | 0 | 0 | 0 | 0 | 20771.895 | 16552.0799 | 16832.9782 | 0 | no | Surplus | yes |  | 0 | 0 | 0 | 2896.4368 | 0 | no | 0 | 0 | 0 | 2896.4368 | 0 |  |  | 0 | 0 | 0 | 0 | 0 |  | 0 | 0 | 0 | 0 | 0
| 21894.815 | 0 | yes | Deficit |  |  | 0 | 0 | 0 | 0 | 0 |  | 0 | 0 | 0 | 0 | 4860 | no |  | 0 | 24300 | no | 21894.815 | 0 | no | no | 0 | 0 | 0 | 0 | 0 |  | 0 | 0 | 0 | 0 | 0 | 21894.815 | 15316.781 | 17742.9619 | 0 | no | Surplus | yes |  | 0 | 0 | 0 | 1516.1971 | 0 | no | 0 | 0 | 0 | 1516.1971 | 0 |  |  | 0 | 0 | 0 | 0 | 0 |  | 0 | 0 | 0 | 0 | 0
| 20893.5858 | 0 | no | Surplus | yes |  | 0 | 0 | 0 | 1001.2292 | 0 | no | 0 | 0 | 0 | 1001.2292 | 4860 | no | 20893.5858 | 0 | 24300 |  |  | 0 |  |  | 0 | 0 | 0 | 0 | 0 |  | 0 | 0 | 0 | 0 | 0 | 20893.5858 | 13822.6456 | 16931.593 | 0 | no | Surplus | yes |  | 0 | 0 | 0 | 3920.3162 | 0 | no | 0 | 0 | 0 | 3920.3162 | 0 |  |  | 0 | 0 | 0 | 0 | 0 |  | 0 | 0 | 0 | 0 | 0
| 21387.4911 | 0 | yes | Deficit |  |  | 0 | 0 | 0 | 0 | 0 |  | 0 | 0 | 0 | 0 | 4860 | no |  | 0 | 24300 | no | 21387.4911 | 0 | no | no | 0 | 0 | 0 | 0 | 0 |  | 0 | 0 | 0 | 0 | 0 | 21387.4911 | 14302.4097 | 17331.8404 | 0 | no | Surplus | yes |  | 0 | 0 | 0 | 2629.1834 | 0 | no | 0 | 0 | 0 | 2629.1834 | 0 |  |  | 0 | 0 | 0 | 0 | 0 |  | 0 | 0 | 0 | 0 | 0
| 18973.5404 | 0 | no | Surplus | yes |  | 0 | 0 | 0 | 2413.9507 | 0 | no | 0 | 0 | 0 | 2413.9507 | 4860 | no | 18973.5404 | 0 | 24300 |  |  | 0 |  |  | 0 | 0 | 0 | 0 | 0 |  | 0 | 0 | 0 | 0 | 0 | 18973.5404 | 13609.0829 | 15375.6405 | 0 | no | Surplus | yes |  | 0 | 0 | 0 | 3722.7576 | 0 | no | 0 | 0 | 0 | 3722.7576 | 0 |  |  | 0 | 0 | 0 | 0 | 0 |  | 0 | 0 | 0 | 0 | 0
| 17730.5066 | 0 | no | Surplus | yes |  | 0 | 0 | 0 | 1243.0338 | 0 | no | 0 | 0 | 0 | 1243.0338 | 4860 | no | 17730.5066 | 0 | 24300 |  |  | 0 |  |  | 0 | 0 | 0 | 0 | 0 |  | 0 | 0 | 0 | 0 | 0 | 17730.5066 | 14433.5059 | 14368.3198 | 0 | no | Surplus | yes |  | 0 | 0 | 0 | 942.1346 | 0 | no | 0 | 0 | 0 | 942.1346 | 0 |  |  | 0 | 0 | 0 | 0 | 0 |  | 0 | 0 | 0 | 0 | 0
| 20424.2187 | 0 | yes | Deficit |  |  | 0 | 0 | 0 | 0 | 0 |  | 0 | 0 | 0 | 0 | 4860 | no |  | 0 | 24300 | no | 20424.2187 | 0 | no | no | 0 | 0 | 0 | 0 | 0 |  | 0 | 0 | 0 | 0 | 0 | 20424.2187 | 14254.3053 | 16551.2307 | 0 | no | Surplus | yes |  | 0 | 0 | 0 | 114.0145 | 0 | no | 0 | 0 | 0 | 114.0145 | 0 |  |  | 0 | 0 | 0 | 0 | 0 |  | 0 | 0 | 0 | 0 | 0
| 19176.3017 | 0 | no | Surplus | yes |  | 0 | 0 | 0 | 1247.9169 | 0 | no | 0 | 0 | 0 | 1247.9169 | 4860 | no | 19176.3017 | 0 | 24300 |  |  | 0 |  |  | 0 | 0 | 0 | 0 | 0 |  | 0 | 0 | 0 | 0 | 0 | 19176.3017 | 11882.4424 | 15539.9528 | 0 | no | Surplus | yes |  | 0 | 0 | 0 | 4668.7883 | 0 | no | 0 | 0 | 0 | 4668.7883 | 0 |  |  | 0 | 0 | 0 | 0 | 0 |  | 0 | 0 | 0 | 0 | 0
| 21883.8765 | 0 | yes | Deficit |  |  | 0 | 0 | 0 | 0 | 0 |  | 0 | 0 | 0 | 0 | 4860 | no |  | 0 | 24300 | no | 21883.8765 | 0 | no | no | 0 | 0 | 0 | 0 | 0 |  | 0 | 0 | 0 | 0 | 0 | 21883.8765 | 15014.215 | 17734.0976 | 0 | no | Surplus | yes |  | 0 | 0 | 0 | 525.7378 | 0 | no | 0 | 0 | 0 | 525.7378 | 0 |  |  | 0 | 0 | 0 | 0 | 0 |  | 0 | 0 | 0 | 0 | 0
| 21303.8853 | 0 | no | Surplus | yes |  | 0 | 0 | 0 | 579.9911 | 0 | no | 0 | 0 | 0 | 579.9911 | 4860 | no | 21303.8853 | 0 | 24300 |  |  | 0 |  |  | 0 | 0 | 0 | 0 | 0 |  | 0 | 0 | 0 | 0 | 0 | 21303.8853 | 16309.5413 | 17264.0886 | 0 | no | Surplus | yes |  | 0 | 0 | 0 | 1424.5564 | 0 | no | 0 | 0 | 0 | 1424.5564 | 0 |  |  | 0 | 0 | 0 | 0 | 0 |  | 0 | 0 | 0 | 0 | 0
| 22960.302 | 0 | yes | Deficit |  |  | 0 | 0 | 0 | 0 | 0 |  | 0 | 0 | 0 | 0 | 4860 | no |  | 0 | 24300 | no | 22960.302 | 0 | no | no | 0 | 0 | 0 | 0 | 0 |  | 0 | 0 | 0 | 0 | 0 | 22960.302 | 14064.6499 | 18606.4036 | 0 | no | Surplus | yes |  | 0 | 0 | 0 | 3199.4387 | 0 | no | 0 | 0 | 0 | 3199.4387 | 0 |  |  | 0 | 0 | 0 | 0 | 0 |  | 0 | 0 | 0 | 0 | 0
| 21075.9005 | 0 | no | Surplus | yes |  | 0 | 0 | 0 | 1884.4015 | 0 | no | 0 | 0 | 0 | 1884.4015 | 4860 | no | 21075.9005 | 0 | 24300 |  |  | 0 |  |  | 0 | 0 | 0 | 0 | 0 |  | 0 | 0 | 0 | 0 | 0 | 21075.9005 | 12754.3433 | 17079.3359 | 0 | no | Surplus | yes |  | 0 | 0 | 0 | 5852.0603 | 0 | no | 0 | 0 | 0 | 5852.0603 | 0 |  |  | 0 | 0 | 0 | 0 | 0 |  | 0 | 0 | 0 | 0 | 0
| 18336.1189 | 0 | no | Surplus | yes |  | 0 | 0 | 0 | 2739.7816 | 0 | no | 0 | 0 | 0 | 2739.7816 | 4860 | no | 18336.1189 | 0 | 24300 |  |  | 0 |  |  | 0 | 0 | 0 | 0 | 0 |  | 0 | 0 | 0 | 0 | 0 | 18336.1189 | 10731.4168 | 14859.0915 | 0 | no | Surplus | yes |  | 0 | 0 | 0 | 6347.9191 | 0 | no | 0 | 0 | 0 | 6347.9191 | 0 |  |  | 0 | 0 | 0 | 0 | 0 |  | 0 | 0 | 0 | 0 | 0
| 18722.9629 | 0 | yes | Deficit |  |  | 0 | 0 | 0 | 0 | 0 |  | 0 | 0 | 0 | 0 | 4860 | no |  | 0 | 24300 | no | 18722.9629 | 0 | no | no | 0 | 0 | 0 | 0 | 0 |  | 0 | 0 | 0 | 0 | 0 | 18722.9629 | 8631.0306 | 15172.5793 | 0 | no | Surplus | yes |  | 0 | 0 | 0 | 6228.0609 | 0 | no | 0 | 0 | 0 | 6228.0609 | 0 |  |  | 0 | 0 | 0 | 0 | 0 |  | 0 | 0 | 0 | 0 | 0
| 18491.9143 | 0 | no | Surplus | yes |  | 0 | 0 | 0 | 231.0486 | 0 | no | 0 | 0 | 0 | 231.0486 | 4860 | no | 18491.9143 | 0 | 24300 |  |  | 0 |  |  | 0 | 0 | 0 | 0 | 0 |  | 0 | 0 | 0 | 0 | 0 | 18491.9143 | 11222.7324 | 14985.3438 | 0 | no | Surplus | yes |  | 0 | 0 | 0 | 3949.8469 | 0 | no | 0 | 0 | 0 | 3949.8469 | 0 |  |  | 0 | 0 | 0 | 0 | 0 |  | 0 | 0 | 0 | 0 | 0
| 19437.5064 | 0 | yes | Deficit |  |  | 0 | 0 | 0 | 0 | 0 |  | 0 | 0 | 0 | 0 | 4860 | no |  | 0 | 24300 | no | 19437.5064 | 0 | no | no | 0 | 0 | 0 | 0 | 0 |  | 0 | 0 | 0 | 0 | 0 | 19437.5064 | 11401.9191 | 15751.6259 | 0 | no | Surplus | yes |  | 0 | 0 | 0 | 3583.4247 | 0 | no | 0 | 0 | 0 | 3583.4247 | 0 |  |  | 0 | 0 | 0 | 0 | 0 |  | 0 | 0 | 0 | 0 | 0
| 19280.1002 | 0 | no | Surplus | yes |  | 0 | 0 | 0 | 157.4062 | 0 | no | 0 | 0 | 0 | 157.4062 | 4860 | no | 19280.1002 | 0 | 24300 |  |  | 0 |  |  | 0 | 0 | 0 | 0 | 0 |  | 0 | 0 | 0 | 0 | 0 | 19280.1002 | 12873.7623 | 15624.0682 | 0 | no | Surplus | yes |  | 0 | 0 | 0 | 2877.8636 | 0 | no | 0 | 0 | 0 | 2877.8636 | 0 |  |  | 0 | 0 | 0 | 0 | 0 |  | 0 | 0 | 0 | 0 | 0
| 17054.9346 | 0 | no | Surplus | yes |  | 0 | 0 | 0 | 2225.1656 | 0 | no | 0 | 0 | 0 | 2225.1656 | 4860 | no | 17054.9346 | 0 | 24300 |  |  | 0 |  |  | 0 | 0 | 0 | 0 | 0 |  | 0 | 0 | 0 | 0 | 0 | 17054.9346 | 12823.1469 | 13820.8546 | 0 | no | Surplus | yes |  | 0 | 0 | 0 | 2800.9214 | 0 | no | 0 | 0 | 0 | 2800.9214 | 0 |  |  | 0 | 0 | 0 | 0 | 0 |  | 0 | 0 | 0 | 0 | 0
| 15427.3361 | 0 | no | Surplus | yes |  | 0 | 0 | 0 | 1627.5986 | 0 | no | 0 | 0 | 0 | 1627.5986 | 4860 | no | 15427.3361 | 0 | 24300 |  |  | 0 |  |  | 0 | 0 | 0 | 0 | 0 |  | 0 | 0 | 0 | 0 | 0 | 15427.3361 | 13050.4171 | 12501.8931 | 0 | no | Surplus | yes |  | 0 | 0 | 0 | 770.4375 | 0 | no | 0 | 0 | 0 | 770.4375 | 0 |  |  | 0 | 0 | 0 | 0 | 0 |  | 0 | 0 | 0 | 0 | 0
| 14304.1847 | 0 | no | Surplus | yes |  | 0 | 0 | 0 | 1123.1513 | 0 | no | 0 | 0 | 0 | 1123.1513 | 4860 | no | 14304.1847 | 0 | 24300 |  |  | 0 |  |  | 0 | 0 | 0 | 0 | 0 |  | 0 | 0 | 0 | 0 | 0 | 14304.1847 | 13114.5111 | 11591.7218 | 0 | yes | Deficit |  |  | 0 | 0 | 0 | 0 | 0 |  | 0 | 0 | 0 | 0 | 612.618 | yes |  | 0 | 0 | 0 | 612.618 | 0 | no | 0 | 0 | 0 | 612.618 | 0
| 14764.1529 | 0 | yes | Deficit |  |  | 0 | 0 | 0 | 0 | 0 |  | 0 | 0 | 0 | 0 | 4860 | no |  | 0 | 24300 | no | 14764.1529 | 0 | no | no | 0 | 0 | 0 | 0 | 0 |  | 0 | 0 | 0 | 0 | 0 | 14764.1529 | 16314.9651 | 11964.4675 | 0 | yes | Deficit |  |  | 0 | 0 | 0 | 0 | 0 |  | 0 | 0 | 0 | 0 | 4723.2433 | yes |  | 0 | 0 | 0 | 4723.2433 | 0 | no | 0 | 0 | 0 | 4723.2433 | 0
| 17147.7787 | 0 | yes | Deficit |  |  | 0 | 0 | 0 | 0 | 0 |  | 0 | 0 | 0 | 0 | 4860 | no |  | 0 | 24300 | no | 17147.7787 | 0 | no | no | 0 | 0 | 0 | 0 | 0 |  | 0 | 0 | 0 | 0 | 0 | 17147.7787 | 11755.358 | 13896.0929 | 0 | no | Surplus | yes |  | 0 | 0 | 0 | 209.1095 | 0 | no | 0 | 0 | 0 | 209.1095 | 0 |  |  | 0 | 0 | 0 | 0 | 0 |  | 0 | 0 | 0 | 0 | 0
| 17610.6597 | 0 | yes | Deficit |  |  | 0 | 0 | 0 | 0 | 0 |  | 0 | 0 | 0 | 0 | 4860 | no |  | 0 | 24300 | no | 17610.6597 | 0 | no | no | 0 | 0 | 0 | 0 | 0 |  | 0 | 0 | 0 | 0 | 0 | 17610.6597 | 10832.3547 | 14271.1991 | 0 | no | Surplus | yes |  | 0 | 0 | 0 | 3063.7382 | 0 | no | 0 | 0 | 0 | 3063.7382 | 0 |  |  | 0 | 0 | 0 | 0 | 0 |  | 0 | 0 | 0 | 0 | 0
| 15663.2376 | 0 | no | Surplus | yes |  | 0 | 0 | 0 | 1947.4221 | 0 | no | 0 | 0 | 0 | 1947.4221 | 4860 | no | 15663.2376 | 0 | 24300 |  |  | 0 |  |  | 0 | 0 | 0 | 0 | 0 |  | 0 | 0 | 0 | 0 | 0 | 15663.2376 | 12338.7551 | 12693.0613 | 0 | no | Surplus | yes |  | 0 | 0 | 0 | 1932.444 | 0 | no | 0 | 0 | 0 | 1932.444 | 0 |  |  | 0 | 0 | 0 | 0 | 0 |  | 0 | 0 | 0 | 0 | 0
| 16000.4177 | 0 | yes | Deficit |  |  | 0 | 0 | 0 | 0 | 0 |  | 0 | 0 | 0 | 0 | 4860 | no |  | 0 | 24300 | no | 16000.4177 | 0 | no | no | 0 | 0 | 0 | 0 | 0 |  | 0 | 0 | 0 | 0 | 0 | 16000.4177 | 12035.2573 | 12966.3029 | 0 | no | Surplus | yes |  | 0 | 0 | 0 | 657.804 | 0 | no | 0 | 0 | 0 | 657.804 | 0 |  |  | 0 | 0 | 0 | 0 | 0 |  | 0 | 0 | 0 | 0 | 0
| 15791.7909 | 0 | no | Surplus | yes |  | 0 | 0 | 0 | 208.6268 | 0 | no | 0 | 0 | 0 | 208.6268 | 4860 | no | 15791.7909 | 0 | 24300 |  |  | 0 |  |  | 0 | 0 | 0 | 0 | 0 |  | 0 | 0 | 0 | 0 | 0 | 15791.7909 | 11416.693 | 12797.2374 | 0 | no | Surplus | yes |  | 0 | 0 | 0 | 1549.6098 | 0 | no | 0 | 0 | 0 | 1549.6098 | 0 |  |  | 0 | 0 | 0 | 0 | 0 |  | 0 | 0 | 0 | 0 | 0
| 17557.1358 | 0 | yes | Deficit |  |  | 0 | 0 | 0 | 0 | 0 |  | 0 | 0 | 0 | 0 | 4860 | no |  | 0 | 24300 | no | 17557.1358 | 0 | no | no | 0 | 0 | 0 | 0 | 0 |  | 0 | 0 | 0 | 0 | 0 | 17557.1358 | 12743.4256 | 14227.8248 | 0 | no | Surplus | yes |  | 0 | 0 | 0 | 53.8118 | 0 | no | 0 | 0 | 0 | 53.8118 | 0 |  |  | 0 | 0 | 0 | 0 | 0 |  | 0 | 0 | 0 | 0 | 0
| 16709.7467 | 0 | no | Surplus | yes |  | 0 | 0 | 0 | 847.3891 | 0 | no | 0 | 0 | 0 | 847.3891 | 4860 | no | 16709.7467 | 0 | 24300 |  |  | 0 |  |  | 0 | 0 | 0 | 0 | 0 |  | 0 | 0 | 0 | 0 | 0 | 16709.7467 | 13324.113 | 13541.1237 | 0 | no | Surplus | yes |  | 0 | 0 | 0 | 903.7117 | 0 | no | 0 | 0 | 0 | 903.7117 | 0 |  |  | 0 | 0 | 0 | 0 | 0 |  | 0 | 0 | 0 | 0 | 0
| 19203.1462 | 0 | yes | Deficit |  |  | 0 | 0 | 0 | 0 | 0 |  | 0 | 0 | 0 | 0 | 4860 | no |  | 0 | 24300 | no | 19203.1462 | 0 | no | no | 0 | 0 | 0 | 0 | 0 |  | 0 | 0 | 0 | 0 | 0 | 19203.1462 | 13558.5206 | 15561.7068 | 0 | yes | Deficit |  |  | 0 | 0 | 0 | 0 | 0 |  | 0 | 0 | 0 | 0 | 17.3969 | yes |  | 0 | 0 | 0 | 17.3969 | 0 | no | 0 | 0 | 0 | 17.3969 | 0
| 17655.4617 | 0 | no | Surplus | yes |  | 0 | 0 | 0 | 1547.6845 | 0 | no | 0 | 0 | 0 | 1547.6845 | 4860 | no | 17655.4617 | 0 | 24300 |  |  | 0 |  |  | 0 | 0 | 0 | 0 | 0 |  | 0 | 0 | 0 | 0 | 0 | 17655.4617 | 13320.7082 | 14307.5054 | 0 | no | Surplus | yes |  | 0 | 0 | 0 | 2240.9986 | 0 | no | 0 | 0 | 0 | 2240.9986 | 0 |  |  | 0 | 0 | 0 | 0 | 0 |  | 0 | 0 | 0 | 0 | 0
| 17172.7076 | 0 | no | Surplus | yes |  | 0 | 0 | 0 | 482.7541 | 0 | no | 0 | 0 | 0 | 482.7541 | 4860 | no | 17172.7076 | 0 | 24300 |  |  | 0 |  |  | 0 | 0 | 0 | 0 | 0 |  | 0 | 0 | 0 | 0 | 0 | 17172.7076 | 12707.0367 | 13916.2947 | 0 | no | Surplus | yes |  | 0 | 0 | 0 | 1600.4687 | 0 | no | 0 | 0 | 0 | 1600.4687 | 0 |  |  | 0 | 0 | 0 | 0 | 0 |  | 0 | 0 | 0 | 0 | 0
| 20658.3413 | 0 | yes | Deficit |  |  | 0 | 0 | 0 | 0 | 0 |  | 0 | 0 | 0 | 0 | 4860 | no |  | 0 | 24300 | no | 20658.3413 | 0 | no | no | 0 | 0 | 0 | 0 | 0 |  | 0 | 0 | 0 | 0 | 0 | 20658.3413 | 13490.3236 | 16740.9573 | 0 | no | Surplus | yes |  | 0 | 0 | 0 | 425.971 | 0 | no | 0 | 0 | 0 | 425.971 | 0 |  |  | 0 | 0 | 0 | 0 | 0 |  | 0 | 0 | 0 | 0 | 0
| 20718.6918 | 0 | yes | Deficit |  |  | 0 | 0 | 0 | 0 | 0 |  | 0 | 0 | 0 | 0 | 4860 | no |  | 0 | 24300 | no | 20718.6918 | 0 | no | no | 0 | 0 | 0 | 0 | 0 |  | 0 | 0 | 0 | 0 | 0 | 20718.6918 | 10337.4436 | 16789.8637 | 0 | no | Surplus | yes |  | 0 | 0 | 0 | 6403.5137 | 0 | no | 0 | 0 | 0 | 6403.5137 | 0 |  |  | 0 | 0 | 0 | 0 | 0 |  | 0 | 0 | 0 | 0 | 0
| 20399.4054 | 0 | no | Surplus | yes |  | 0 | 0 | 0 | 319.2864 | 0 | no | 0 | 0 | 0 | 319.2864 | 4860 | no | 20399.4054 | 0 | 24300 |  |  | 0 |  |  | 0 | 0 | 0 | 0 | 0 |  | 0 | 0 | 0 | 0 | 0 | 20399.4054 | 9935.0652 | 16531.1227 | 0 | no | Surplus | yes |  | 0 | 0 | 0 | 6854.7985 | 0 | no | 0 | 0 | 0 | 6854.7985 | 0 |  |  | 0 | 0 | 0 | 0 | 0 |  | 0 | 0 | 0 | 0 | 0
| 17937.1092 | 0 | no | Surplus | yes |  | 0 | 0 | 0 | 2462.2962 | 0 | no | 0 | 0 | 0 | 2462.2962 | 4860 | no | 17937.1092 | 0 | 24300 |  |  | 0 |  |  | 0 | 0 | 0 | 0 | 0 |  | 0 | 0 | 0 | 0 | 0 | 17937.1092 | 9634.7131 | 14535.7449 | 0 | no | Surplus | yes |  | 0 | 0 | 0 | 6896.4096 | 0 | no | 0 | 0 | 0 | 6896.4096 | 0 |  |  | 0 | 0 | 0 | 0 | 0 |  | 0 | 0 | 0 | 0 | 0
| 21341.0667 | 0 | yes | Deficit |  |  | 0 | 0 | 0 | 0 | 0 |  | 0 | 0 | 0 | 0 | 4860 | no |  | 0 | 24300 | no | 21341.0667 | 0 | no | no | 0 | 0 | 0 | 0 | 0 |  | 0 | 0 | 0 | 0 | 0 | 21341.0667 | 11499.3247 | 17294.2193 | 0 | no | Surplus | yes |  | 0 | 0 | 0 | 3036.4202 | 0 | no | 0 | 0 | 0 | 3036.4202 | 0 |  |  | 0 | 0 | 0 | 0 | 0 |  | 0 | 0 | 0 | 0 | 0
| 20256.8323 | 0 | no | Surplus | yes |  | 0 | 0 | 0 | 1084.2344 | 0 | no | 0 | 0 | 0 | 1084.2344 | 4860 | no | 20256.8323 | 0 | 24300 |  |  | 0 |  |  | 0 | 0 | 0 | 0 | 0 |  | 0 | 0 | 0 | 0 | 0 | 20256.8323 | 9432.8092 | 16415.5853 | 0 | no | Surplus | yes |  | 0 | 0 | 0 | 7861.4101 | 0 | no | 0 | 0 | 0 | 7861.4101 | 0 |  |  | 0 | 0 | 0 | 0 | 0 |  | 0 | 0 | 0 | 0 | 0
| 18808.1075 | 0 | no | Surplus | yes |  | 0 | 0 | 0 | 1448.7247 | 0 | no | 0 | 0 | 0 | 1448.7247 | 4860 | no | 18808.1075 | 0 | 24300 |  |  | 0 |  |  | 0 | 0 | 0 | 0 | 0 |  | 0 | 0 | 0 | 0 | 0 | 18808.1075 | 9405.3275 | 15241.5782 | 0 | no | Surplus | yes |  | 0 | 0 | 0 | 7010.2578 | 0 | no | 0 | 0 | 0 | 7010.2578 | 0 |  |  | 0 | 0 | 0 | 0 | 0 |  | 0 | 0 | 0 | 0 | 0
| 19297.301 | 0 | yes | Deficit |  |  | 0 | 0 | 0 | 0 | 0 |  | 0 | 0 | 0 | 0 | 4860 | no |  | 0 | 24300 | no | 19297.301 | 0 | no | no | 0 | 0 | 0 | 0 | 0 |  | 0 | 0 | 0 | 0 | 0 | 19297.301 | 9576.2869 | 15638.0073 | 0 | no | Surplus | yes |  | 0 | 0 | 0 | 5665.2913 | 0 | no | 0 | 0 | 0 | 5665.2913 | 0 |  |  | 0 | 0 | 0 | 0 | 0 |  | 0 | 0 | 0 | 0 | 0
| 20067.6623 | 0 | yes | Deficit |  |  | 0 | 0 | 0 | 0 | 0 |  | 0 | 0 | 0 | 0 | 4860 | no |  | 0 | 24300 | no | 20067.6623 | 0 | no | no | 0 | 0 | 0 | 0 | 0 |  | 0 | 0 | 0 | 0 | 0 | 20067.6623 | 9481.6333 | 16262.2871 | 0 | no | Surplus | yes |  | 0 | 0 | 0 | 6156.374 | 0 | no | 0 | 0 | 0 | 6156.374 | 0 |  |  | 0 | 0 | 0 | 0 | 0 |  | 0 | 0 | 0 | 0 | 0
| 16909.1998 | 0 | no | Surplus | yes |  | 0 | 0 | 0 | 3158.4624 | 0 | no | 0 | 0 | 0 | 3158.4624 | 4860 | no | 16909.1998 | 0 | 24300 |  |  | 0 |  |  | 0 | 0 | 0 | 0 | 0 |  | 0 | 0 | 0 | 0 | 0 | 16909.1998 | 10899.9441 | 13702.7551 | 0 | no | Surplus | yes |  | 0 | 0 | 0 | 5362.343 | 0 | no | 0 | 0 | 0 | 5362.343 | 0 |  |  | 0 | 0 | 0 | 0 | 0 |  | 0 | 0 | 0 | 0 | 0
| 17573.4732 | 0 | yes | Deficit |  |  | 0 | 0 | 0 | 0 | 0 |  | 0 | 0 | 0 | 0 | 4860 | no |  | 0 | 24300 | no | 17573.4732 | 0 | no | no | 0 | 0 | 0 | 0 | 0 |  | 0 | 0 | 0 | 0 | 0 | 17573.4732 | 9578.1842 | 14241.0641 | 0 | no | Surplus | yes |  | 0 | 0 | 0 | 4124.5709 | 0 | no | 0 | 0 | 0 | 4124.5709 | 0 |  |  | 0 | 0 | 0 | 0 | 0 |  | 0 | 0 | 0 | 0 | 0
| 16206.6644 | 0 | no | Surplus | yes |  | 0 | 0 | 0 | 1366.8087 | 0 | no | 0 | 0 | 0 | 1366.8087 | 4860 | no | 16206.6644 | 0 | 24300 |  |  | 0 |  |  | 0 | 0 | 0 | 0 | 0 |  | 0 | 0 | 0 | 0 | 0 | 16206.6644 | 9744.6278 | 13133.4396 | 0 | no | Surplus | yes |  | 0 | 0 | 0 | 4496.4364 | 0 | no | 0 | 0 | 0 | 4496.4364 | 0 |  |  | 0 | 0 | 0 | 0 | 0 |  | 0 | 0 | 0 | 0 | 0
| 18573.6996 | 0 | yes | Deficit |  |  | 0 | 0 | 0 | 0 | 0 |  | 0 | 0 | 0 | 0 | 4860 | no |  | 0 | 24300 | no | 18573.6996 | 0 | no | no | 0 | 0 | 0 | 0 | 0 |  | 0 | 0 | 0 | 0 | 0 | 18573.6996 | 9890.0359 | 15051.6204 | 0 | no | Surplus | yes |  | 0 | 0 | 0 | 3243.4037 | 0 | no | 0 | 0 | 0 | 3243.4037 | 0 |  |  | 0 | 0 | 0 | 0 | 0 |  | 0 | 0 | 0 | 0 | 0
| 17084.304 | 0 | no | Surplus | yes |  | 0 | 0 | 0 | 1489.3956 | 0 | no | 0 | 0 | 0 | 1489.3956 | 4860 | no | 17084.304 | 0 | 24300 |  |  | 0 |  |  | 0 | 0 | 0 | 0 | 0 |  | 0 | 0 | 0 | 0 | 0 | 17084.304 | 9471.9469 | 13844.6548 | 0 | no | Surplus | yes |  | 0 | 0 | 0 | 5579.6735 | 0 | no | 0 | 0 | 0 | 5579.6735 | 0 |  |  | 0 | 0 | 0 | 0 | 0 |  | 0 | 0 | 0 | 0 | 0
| 17140.2406 | 0 | yes | Deficit |  |  | 0 | 0 | 0 | 0 | 0 |  | 0 | 0 | 0 | 0 | 4860 | no |  | 0 | 24300 | no | 17140.2406 | 0 | no | no | 0 | 0 | 0 | 0 | 0 |  | 0 | 0 | 0 | 0 | 0 | 17140.2406 | 9221.5847 | 13889.9843 | 0 | no | Surplus | yes |  | 0 | 0 | 0 | 4623.0701 | 0 | no | 0 | 0 | 0 | 4623.0701 | 0 |  |  | 0 | 0 | 0 | 0 | 0 |  | 0 | 0 | 0 | 0 | 0
| 16955.1204 | 0 | no | Surplus | yes |  | 0 | 0 | 0 | 185.1202 | 0 | no | 0 | 0 | 0 | 185.1202 | 4860 | no | 16955.1204 | 0 | 24300 |  |  | 0 |  |  | 0 | 0 | 0 | 0 | 0 |  | 0 | 0 | 0 | 0 | 0 | 16955.1204 | 9404.0493 | 13739.9679 | 0 | no | Surplus | yes |  | 0 | 0 | 0 | 4485.935 | 0 | no | 0 | 0 | 0 | 4485.935 | 0 |  |  | 0 | 0 | 0 | 0 | 0 |  | 0 | 0 | 0 | 0 | 0
| 19546.809 | 0 | yes | Deficit |  |  | 0 | 0 | 0 | 0 | 0 |  | 0 | 0 | 0 | 0 | 4860 | no |  | 0 | 24300 | no | 19546.809 | 0 | no | no | 0 | 0 | 0 | 0 | 0 |  | 0 | 0 | 0 | 0 | 0 | 19546.809 | 9868.7301 | 15840.2018 | 0 | no | Surplus | yes |  | 0 | 0 | 0 | 3871.2378 | 0 | no | 0 | 0 | 0 | 3871.2378 | 0 |  |  | 0 | 0 | 0 | 0 | 0 |  | 0 | 0 | 0 | 0 | 0
| 19199.5045 | 0 | no | Surplus | yes |  | 0 | 0 | 0 | 347.3046 | 0 | no | 0 | 0 | 0 | 347.3046 | 4860 | no | 19199.5045 | 0 | 24300 |  |  | 0 |  |  | 0 | 0 | 0 | 0 | 0 |  | 0 | 0 | 0 | 0 | 0 | 19199.5045 | 10968.6041 | 15558.7556 | 0 | no | Surplus | yes |  | 0 | 0 | 0 | 4871.5977 | 0 | no | 0 | 0 | 0 | 4871.5977 | 0 |  |  | 0 | 0 | 0 | 0 | 0 |  | 0 | 0 | 0 | 0 | 0
| 19859.8819 | 0 | yes | Deficit |  |  | 0 | 0 | 0 | 0 | 0 |  | 0 | 0 | 0 | 0 | 4860 | no |  | 0 | 24300 | no | 19859.8819 | 0 | no | no | 0 | 0 | 0 | 0 | 0 |  | 0 | 0 | 0 | 0 | 0 | 19859.8819 | 14610.3273 | 16093.9075 | 0 | no | Surplus | yes |  | 0 | 0 | 0 | 948.4284 | 0 | no | 0 | 0 | 0 | 948.4284 | 0 |  |  | 0 | 0 | 0 | 0 | 0 |  | 0 | 0 | 0 | 0 | 0
| 20638.5311 | 0 | yes | Deficit |  |  | 0 | 0 | 0 | 0 | 0 |  | 0 | 0 | 0 | 0 | 4860 | no |  | 0 | 24300 | no | 20638.5311 | 0 | no | no | 0 | 0 | 0 | 0 | 0 |  | 0 | 0 | 0 | 0 | 0 | 20638.5311 | 13632.6314 | 16724.9037 | 0 | no | Surplus | yes |  | 0 | 0 | 0 | 2461.2761 | 0 | no | 0 | 0 | 0 | 2461.2761 | 0 |  |  | 0 | 0 | 0 | 0 | 0 |  | 0 | 0 | 0 | 0 | 0
| 22217.2322 | 0 | yes | Deficit |  |  | 0 | 0 | 0 | 0 | 0 |  | 0 | 0 | 0 | 0 | 4860 | no |  | 0 | 24300 | no | 22217.2322 | 0 | no | no | 0 | 0 | 0 | 0 | 0 |  | 0 | 0 | 0 | 0 | 0 | 22217.2322 | 13734.1884 | 18004.24 | 0 | no | Surplus | yes |  | 0 | 0 | 0 | 2990.7153 | 0 | no | 0 | 0 | 0 | 2990.7153 | 0 |  |  | 0 | 0 | 0 | 0 | 0 |  | 0 | 0 | 0 | 0 | 0
| 19989.9122 | 0 | no | Surplus | yes |  | 0 | 0 | 0 | 2227.32 | 0 | no | 0 | 0 | 0 | 2227.32 | 4860 | no | 19989.9122 | 0 | 24300 |  |  | 0 |  |  | 0 | 0 | 0 | 0 | 0 |  | 0 | 0 | 0 | 0 | 0 | 19989.9122 | 13618.3516 | 16199.2806 | 0 | no | Surplus | yes |  | 0 | 0 | 0 | 4385.8884 | 0 | no | 0 | 0 | 0 | 4385.8884 | 0 |  |  | 0 | 0 | 0 | 0 | 0 |  | 0 | 0 | 0 | 0 | 0
| 22123.6985 | 0 | yes | Deficit |  |  | 0 | 0 | 0 | 0 | 0 |  | 0 | 0 | 0 | 0 | 4860 | no |  | 0 | 24300 | no | 22123.6985 | 0 | no | no | 0 | 0 | 0 | 0 | 0 |  | 0 | 0 | 0 | 0 | 0 | 22123.6985 | 13459.808 | 17928.4429 | 0 | no | Surplus | yes |  | 0 | 0 | 0 | 2739.4726 | 0 | no | 0 | 0 | 0 | 2739.4726 | 0 |  |  | 0 | 0 | 0 | 0 | 0 |  | 0 | 0 | 0 | 0 | 0
| 23180.152 | 0 | yes | Deficit |  |  | 0 | 0 | 0 | 0 | 0 |  | 0 | 0 | 0 | 0 | 4860 | no |  | 0 | 24300 | no | 23180.152 | 0 | no | no | 0 | 0 | 0 | 0 | 0 |  | 0 | 0 | 0 | 0 | 0 | 23180.152 | 14117.4116 | 18784.564 | 0 | no | Surplus | yes |  | 0 | 0 | 0 | 3811.0313 | 0 | no | 0 | 0 | 0 | 3811.0313 | 0 |  |  | 0 | 0 | 0 | 0 | 0 |  | 0 | 0 | 0 | 0 | 0
| 21353.996 | 0 | no | Surplus | yes |  | 0 | 0 | 0 | 1826.156 | 0 | no | 0 | 0 | 0 | 1826.156 | 4860 | no | 21353.996 | 0 | 24300 |  |  | 0 |  |  | 0 | 0 | 0 | 0 | 0 |  | 0 | 0 | 0 | 0 | 0 | 21353.996 | 12150.6861 | 17304.6969 | 0 | no | Surplus | yes |  | 0 | 0 | 0 | 6633.8779 | 0 | no | 0 | 0 | 0 | 6633.8779 | 0 |  |  | 0 | 0 | 0 | 0 | 0 |  | 0 | 0 | 0 | 0 | 0
| 22064.8231 | 0 | yes | Deficit |  |  | 0 | 0 | 0 | 0 | 0 |  | 0 | 0 | 0 | 0 | 4860 | no |  | 0 | 24300 | no | 22064.8231 | 0 | no | no | 0 | 0 | 0 | 0 | 0 |  | 0 | 0 | 0 | 0 | 0 | 22064.8231 | 14717.0021 | 17880.7319 | 0 | no | Surplus | yes |  | 0 | 0 | 0 | 2587.6948 | 0 | no | 0 | 0 | 0 | 2587.6948 | 0 |  |  | 0 | 0 | 0 | 0 | 0 |  | 0 | 0 | 0 | 0 | 0
| 24948.803 | 0 | yes | Deficit |  |  | 0 | 0 | 0 | 0 | 0 |  | 0 | 0 | 0 | 0 | 4860 | no |  | 0 | 24300 | yes | 24300 | 648.803 | yes |  | 0 | 0 | 0 | 648.803 | 0 | no | 0 | 0 | 0 | 648.803 | 0 | 24300 | 14508.3359 | 19692.0583 | 0 | no | Surplus | yes |  | 0 | 0 | 0 | 3372.396 | 0 | no | 0 | 0 | 0 | 3372.396 | 0 |  |  | 0 | 0 | 0 | 0 | 0 |  | 0 | 0 | 0 | 0 | 0
| 20665.333 | 0 | no | Surplus | yes |  | 0 | 0 | 0 | 3634.667 | 0 | no | 0 | 0 | 0 | 3634.667 | 4860 | no | 20665.333 | 0 | 24300 |  |  | 0 |  |  | 0 | 0 | 0 | 0 | 0 |  | 0 | 0 | 0 | 0 | 0 | 20665.333 | 13941.0936 | 16746.6232 | 0 | no | Surplus | yes |  | 0 | 0 | 0 | 5750.9647 | 0 | no | 0 | 0 | 0 | 5750.9647 | 0 |  |  | 0 | 0 | 0 | 0 | 0 |  | 0 | 0 | 0 | 0 | 0
| 18004.1501 | 0 | no | Surplus | yes |  | 0 | 0 | 0 | 2661.183 | 0 | no | 0 | 0 | 0 | 2661.183 | 4860 | no | 18004.1501 | 0 | 24300 |  |  | 0 |  |  | 0 | 0 | 0 | 0 | 0 |  | 0 | 0 | 0 | 0 | 0 | 18004.1501 | 13562.305 | 14590.073 | 0 | no | Surplus | yes |  | 0 | 0 | 0 | 3184.3182 | 0 | no | 0 | 0 | 0 | 3184.3182 | 0 |  |  | 0 | 0 | 0 | 0 | 0 |  | 0 | 0 | 0 | 0 | 0
| 18778.8794 | 0 | yes | Deficit |  |  | 0 | 0 | 0 | 0 | 0 |  | 0 | 0 | 0 | 0 | 4860 | no |  | 0 | 24300 | no | 18778.8794 | 0 | no | no | 0 | 0 | 0 | 0 | 0 |  | 0 | 0 | 0 | 0 | 0 | 18778.8794 | 14773.4519 | 15217.8925 | 0 | yes | Deficit |  |  | 0 | 0 | 0 | 0 | 0 |  | 0 | 0 | 0 | 0 | 183.3789 | yes |  | 0 | 0 | 0 | 183.3789 | 0 | no | 0 | 0 | 0 | 183.3789 | 0
| 18728.8759 | 0 | no | Surplus | yes |  | 0 | 0 | 0 | 50.0034 | 0 | no | 0 | 0 | 0 | 50.0034 | 4860 | no | 18728.8759 | 0 | 24300 |  |  | 0 |  |  | 0 | 0 | 0 | 0 | 0 |  | 0 | 0 | 0 | 0 | 0 | 18728.8759 | 13383.5707 | 15177.3711 | 0 | no | Surplus | yes |  | 0 | 0 | 0 | 1834.3218 | 0 | no | 0 | 0 | 0 | 1834.3218 | 0 |  |  | 0 | 0 | 0 | 0 | 0 |  | 0 | 0 | 0 | 0 | 0
| 18300.2731 | 0 | no | Surplus | yes |  | 0 | 0 | 0 | 428.6028 | 0 | no | 0 | 0 | 0 | 428.6028 | 4860 | no | 18300.2731 | 0 | 24300 |  |  | 0 |  |  | 0 | 0 | 0 | 0 | 0 |  | 0 | 0 | 0 | 0 | 0 | 18300.2731 | 12603.9241 | 14830.043 | 0 | no | Surplus | yes |  | 0 | 0 | 0 | 2573.447 | 0 | no | 0 | 0 | 0 | 2573.447 | 0 |  |  | 0 | 0 | 0 | 0 | 0 |  | 0 | 0 | 0 | 0 | 0
| 20543.8416 | 0 | yes | Deficit |  |  | 0 | 0 | 0 | 0 | 0 |  | 0 | 0 | 0 | 0 | 4860 | no |  | 0 | 24300 | no | 20543.8416 | 0 | no | no | 0 | 0 | 0 | 0 | 0 |  | 0 | 0 | 0 | 0 | 0 | 20543.8416 | 12273.3592 | 16648.1698 | 0 | no | Surplus | yes |  | 0 | 0 | 0 | 2556.6838 | 0 | no | 0 | 0 | 0 | 2556.6838 | 0 |  |  | 0 | 0 | 0 | 0 | 0 |  | 0 | 0 | 0 | 0 | 0
| 22401.25 | 0 | yes | Deficit |  |  | 0 | 0 | 0 | 0 | 0 |  | 0 | 0 | 0 | 0 | 4860 | no |  | 0 | 24300 | no | 22401.25 | 0 | no | no | 0 | 0 | 0 | 0 | 0 |  | 0 | 0 | 0 | 0 | 0 | 22401.25 | 13631.0745 | 18153.363 | 0 | no | Surplus | yes |  | 0 | 0 | 0 | 3017.0954 | 0 | no | 0 | 0 | 0 | 3017.0954 | 0 |  |  | 0 | 0 | 0 | 0 | 0 |  | 0 | 0 | 0 | 0 | 0
| 22395.02 | 0 | no | Surplus | yes |  | 0 | 0 | 0 | 6.23 | 0 | no | 0 | 0 | 0 | 6.23 | 4860 | no | 22395.02 | 0 | 24300 |  |  | 0 |  |  | 0 | 0 | 0 | 0 | 0 |  | 0 | 0 | 0 | 0 | 0 | 22395.02 | 13197.1365 | 18148.3144 | 0 | no | Surplus | yes |  | 0 | 0 | 0 | 4956.2266 | 0 | no | 0 | 0 | 0 | 4956.2266 | 0 |  |  | 0 | 0 | 0 | 0 | 0 |  | 0 | 0 | 0 | 0 | 0
| 23322.3304 | 0 | yes | Deficit |  |  | 0 | 0 | 0 | 0 | 0 |  | 0 | 0 | 0 | 0 | 4860 | no |  | 0 | 24300 | no | 23322.3304 | 0 | no | no | 0 | 0 | 0 | 0 | 0 |  | 0 | 0 | 0 | 0 | 0 | 23322.3304 | 13542.8634 | 18899.7816 | 0 | no | Surplus | yes |  | 0 | 0 | 0 | 4605.451 | 0 | no | 0 | 0 | 0 | 4605.451 | 0 |  |  | 0 | 0 | 0 | 0 | 0 |  | 0 | 0 | 0 | 0 | 0
| 21077.0698 | 0 | no | Surplus | yes |  | 0 | 0 | 0 | 2245.2607 | 0 | no | 0 | 0 | 0 | 2245.2607 | 4860 | no | 21077.0698 | 0 | 24300 |  |  | 0 |  |  | 0 | 0 | 0 | 0 | 0 |  | 0 | 0 | 0 | 0 | 0 | 21077.0698 | 12639.4589 | 17080.2835 | 0 | no | Surplus | yes |  | 0 | 0 | 0 | 6260.3227 | 0 | no | 0 | 0 | 0 | 6260.3227 | 0 |  |  | 0 | 0 | 0 | 0 | 0 |  | 0 | 0 | 0 | 0 | 0
| 19670.4162 | 0 | no | Surplus | yes |  | 0 | 0 | 0 | 1406.6536 | 0 | no | 0 | 0 | 0 | 1406.6536 | 4860 | no | 19670.4162 | 0 | 24300 |  |  | 0 |  |  | 0 | 0 | 0 | 0 | 0 |  | 0 | 0 | 0 | 0 | 0 | 19670.4162 | 13199.9818 | 15940.3697 | 0 | no | Surplus | yes |  | 0 | 0 | 0 | 3880.3017 | 0 | no | 0 | 0 | 0 | 3880.3017 | 0 |  |  | 0 | 0 | 0 | 0 | 0 |  | 0 | 0 | 0 | 0 | 0
| 20189.7354 | 0 | yes | Deficit |  |  | 0 | 0 | 0 | 0 | 0 |  | 0 | 0 | 0 | 0 | 4860 | no |  | 0 | 24300 | no | 20189.7354 | 0 | no | no | 0 | 0 | 0 | 0 | 0 |  | 0 | 0 | 0 | 0 | 0 | 20189.7354 | 9043.8876 | 16361.2118 | 0 | no | Surplus | yes |  | 0 | 0 | 0 | 6896.4821 | 0 | no | 0 | 0 | 0 | 6896.4821 | 0 |  |  | 0 | 0 | 0 | 0 | 0 |  | 0 | 0 | 0 | 0 | 0
| 20759.6219 | 0 | yes | Deficit |  |  | 0 | 0 | 0 | 0 | 0 |  | 0 | 0 | 0 | 0 | 4860 | no |  | 0 | 24300 | no | 20759.6219 | 0 | no | no | 0 | 0 | 0 | 0 | 0 |  | 0 | 0 | 0 | 0 | 0 | 20759.6219 | 10789.7581 | 16823.0323 | 0 | no | Surplus | yes |  | 0 | 0 | 0 | 5571.4537 | 0 | no | 0 | 0 | 0 | 5571.4537 | 0 |  |  | 0 | 0 | 0 | 0 | 0 |  | 0 | 0 | 0 | 0 | 0
| 20592.6779 | 0 | no | Surplus | yes |  | 0 | 0 | 0 | 166.944 | 0 | no | 0 | 0 | 0 | 166.944 | 4860 | no | 20592.6779 | 0 | 24300 |  |  | 0 |  |  | 0 | 0 | 0 | 0 | 0 |  | 0 | 0 | 0 | 0 | 0 | 20592.6779 | 12576.4827 | 16687.7455 | 0 | no | Surplus | yes |  | 0 | 0 | 0 | 4246.5497 | 0 | no | 0 | 0 | 0 | 4246.5497 | 0 |  |  | 0 | 0 | 0 | 0 | 0 |  | 0 | 0 | 0 | 0 | 0
| 19877.7533 | 0 | no | Surplus | yes |  | 0 | 0 | 0 | 714.9246 | 0 | no | 0 | 0 | 0 | 714.9246 | 4860 | no | 19877.7533 | 0 | 24300 |  |  | 0 |  |  | 0 | 0 | 0 | 0 | 0 |  | 0 | 0 | 0 | 0 | 0 | 19877.7533 | 12150.9666 | 16108.39 | 0 | no | Surplus | yes |  | 0 | 0 | 0 | 4536.7789 | 0 | no | 0 | 0 | 0 | 4536.7789 | 0 |  |  | 0 | 0 | 0 | 0 | 0 |  | 0 | 0 | 0 | 0 | 0
| 19293.3657 | 0 | no | Surplus | yes |  | 0 | 0 | 0 | 584.3875 | 0 | no | 0 | 0 | 0 | 584.3875 | 4860 | no | 19293.3657 | 0 | 24300 |  |  | 0 |  |  | 0 | 0 | 0 | 0 | 0 |  | 0 | 0 | 0 | 0 | 0 | 19293.3657 | 10859.6084 | 15634.8183 | 0 | no | Surplus | yes |  | 0 | 0 | 0 | 5248.7817 | 0 | no | 0 | 0 | 0 | 5248.7817 | 0 |  |  | 0 | 0 | 0 | 0 | 0 |  | 0 | 0 | 0 | 0 | 0
| 17891.981 | 0 | no | Surplus | yes |  | 0 | 0 | 0 | 1401.3847 | 0 | no | 0 | 0 | 0 | 1401.3847 | 4860 | no | 17891.981 | 0 | 24300 |  |  | 0 |  |  | 0 | 0 | 0 | 0 | 0 |  | 0 | 0 | 0 | 0 | 0 | 17891.981 | 11946.926 | 14499.1742 | 0 | no | Surplus | yes |  | 0 | 0 | 0 | 3687.8923 | 0 | no | 0 | 0 | 0 | 3687.8923 | 0 |  |  | 0 | 0 | 0 | 0 | 0 |  | 0 | 0 | 0 | 0 | 0
| 19770.8854 | 0 | yes | Deficit |  |  | 0 | 0 | 0 | 0 | 0 |  | 0 | 0 | 0 | 0 | 4860 | no |  | 0 | 24300 | no | 19770.8854 | 0 | no | no | 0 | 0 | 0 | 0 | 0 |  | 0 | 0 | 0 | 0 | 0 | 19770.8854 | 11508.2929 | 16021.7872 | 0 | no | Surplus | yes |  | 0 | 0 | 0 | 2990.8813 | 0 | no | 0 | 0 | 0 | 2990.8813 | 0 |  |  | 0 | 0 | 0 | 0 | 0 |  | 0 | 0 | 0 | 0 | 0
| 19380.7002 | 0 | no | Surplus | yes |  | 0 | 0 | 0 | 390.1852 | 0 | no | 0 | 0 | 0 | 390.1852 | 4860 | no | 19380.7002 | 0 | 24300 |  |  | 0 |  |  | 0 | 0 | 0 | 0 | 0 |  | 0 | 0 | 0 | 0 | 0 | 19380.7002 | 9587.9667 | 15705.5917 | 0 | no | Surplus | yes |  | 0 | 0 | 0 | 6433.8205 | 0 | no | 0 | 0 | 0 | 6433.8205 | 0 |  |  | 0 | 0 | 0 | 0 | 0 |  | 0 | 0 | 0 | 0 | 0
| 20772.1575 | 0 | yes | Deficit |  |  | 0 | 0 | 0 | 0 | 0 |  | 0 | 0 | 0 | 0 | 4860 | no |  | 0 | 24300 | no | 20772.1575 | 0 | no | no | 0 | 0 | 0 | 0 | 0 |  | 0 | 0 | 0 | 0 | 0 | 20772.1575 | 10848.639 | 16833.1908 | 0 | no | Surplus | yes |  | 0 | 0 | 0 | 4856.9527 | 0 | no | 0 | 0 | 0 | 4856.9527 | 0 |  |  | 0 | 0 | 0 | 0 | 0 |  | 0 | 0 | 0 | 0 | 0
| 20633.8895 | 0 | no | Surplus | yes |  | 0 | 0 | 0 | 138.268 | 0 | no | 0 | 0 | 0 | 138.268 | 4860 | no | 20633.8895 | 0 | 24300 |  |  | 0 |  |  | 0 | 0 | 0 | 0 | 0 |  | 0 | 0 | 0 | 0 | 0 | 20633.8895 | 14243.4773 | 16721.1423 | 0 | no | Surplus | yes |  | 0 | 0 | 0 | 2589.7135 | 0 | no | 0 | 0 | 0 | 2589.7135 | 0 |  |  | 0 | 0 | 0 | 0 | 0 |  | 0 | 0 | 0 | 0 | 0
| 20796.6191 | 0 | yes | Deficit |  |  | 0 | 0 | 0 | 0 | 0 |  | 0 | 0 | 0 | 0 | 4860 | no |  | 0 | 24300 | no | 20796.6191 | 0 | no | no | 0 | 0 | 0 | 0 | 0 |  | 0 | 0 | 0 | 0 | 0 | 20796.6191 | 15225.5093 | 16853.0138 | 0 | no | Surplus | yes |  | 0 | 0 | 0 | 1495.633 | 0 | no | 0 | 0 | 0 | 1495.633 | 0 |  |  | 0 | 0 | 0 | 0 | 0 |  | 0 | 0 | 0 | 0 | 0
| 20624.0809 | 0 | no | Surplus | yes |  | 0 | 0 | 0 | 172.5382 | 0 | no | 0 | 0 | 0 | 172.5382 | 4860 | no | 20624.0809 | 0 | 24300 |  |  | 0 |  |  | 0 | 0 | 0 | 0 | 0 |  | 0 | 0 | 0 | 0 | 0 | 20624.0809 | 15528.2529 | 16713.1936 | 0 | no | Surplus | yes |  | 0 | 0 | 0 | 1324.7609 | 0 | no | 0 | 0 | 0 | 1324.7609 | 0 |  |  | 0 | 0 | 0 | 0 | 0 |  | 0 | 0 | 0 | 0 | 0
| 18273.7421 | 0 | no | Surplus | yes |  | 0 | 0 | 0 | 2350.3388 | 0 | no | 0 | 0 | 0 | 2350.3388 | 4860 | no | 18273.7421 | 0 | 24300 |  |  | 0 |  |  | 0 | 0 | 0 | 0 | 0 |  | 0 | 0 | 0 | 0 | 0 | 18273.7421 | 15979.7188 | 14808.543 | 0 | no | Surplus | yes |  | 0 | 0 | 0 | 733.4748 | 0 | no | 0 | 0 | 0 | 733.4748 | 0 |  |  | 0 | 0 | 0 | 0 | 0 |  | 0 | 0 | 0 | 0 | 0
| 17635.3714 | 0 | no | Surplus | yes |  | 0 | 0 | 0 | 638.3707 | 0 | no | 0 | 0 | 0 | 638.3707 | 4860 | no | 17635.3714 | 0 | 24300 |  |  | 0 |  |  | 0 | 0 | 0 | 0 | 0 |  | 0 | 0 | 0 | 0 | 0 | 17635.3714 | 15529.3251 | 14291.2248 | 0 | yes | Deficit |  |  | 0 | 0 | 0 | 0 | 0 |  | 0 | 0 | 0 | 0 | 720.7821 | yes |  | 0 | 0 | 0 | 720.7821 | 0 | no | 0 | 0 | 0 | 720.7821 | 0
| 19190.6522 | 0 | yes | Deficit |  |  | 0 | 0 | 0 | 0 | 0 |  | 0 | 0 | 0 | 0 | 4860 | no |  | 0 | 24300 | no | 19190.6522 | 0 | no | no | 0 | 0 | 0 | 0 | 0 |  | 0 | 0 | 0 | 0 | 0 | 19190.6522 | 15516.7223 | 15551.582 | 0 | yes | Deficit |  |  | 0 | 0 | 0 | 0 | 0 |  | 0 | 0 | 0 | 0 | 1225.4975 | yes |  | 0 | 0 | 0 | 1225.4975 | 0 | no | 0 | 0 | 0 | 1225.4975 | 0
| 19067.7387 | 0 | no | Surplus | yes |  | 0 | 0 | 0 | 122.9135 | 0 | no | 0 | 0 | 0 | 122.9135 | 4860 | no | 19067.7387 | 0 | 24300 |  |  | 0 |  |  | 0 | 0 | 0 | 0 | 0 |  | 0 | 0 | 0 | 0 | 0 | 19067.7387 | 15286.5751 | 15451.9763 | 0 | no | Surplus | yes |  | 0 | 0 | 0 | 265.0069 | 0 | no | 0 | 0 | 0 | 265.0069 | 0 |  |  | 0 | 0 | 0 | 0 | 0 |  | 0 | 0 | 0 | 0 | 0
| 21768.3426 | 0 | yes | Deficit |  |  | 0 | 0 | 0 | 0 | 0 |  | 0 | 0 | 0 | 0 | 4860 | no |  | 0 | 24300 | no | 21768.3426 | 0 | no | no | 0 | 0 | 0 | 0 | 0 |  | 0 | 0 | 0 | 0 | 0 | 21768.3426 | 15155.1867 | 17640.4722 | 0 | no | Surplus | yes |  | 0 | 0 | 0 | 296.7895 | 0 | no | 0 | 0 | 0 | 296.7895 | 0 |  |  | 0 | 0 | 0 | 0 | 0 |  | 0 | 0 | 0 | 0 | 0
| 17662.9749 | 0 | no | Surplus | yes |  | 0 | 0 | 0 | 4105.3678 | 0 | no | 0 | 0 | 0 | 4105.3678 | 4860 | no | 17662.9749 | 0 | 24300 |  |  | 0 |  |  | 0 | 0 | 0 | 0 | 0 |  | 0 | 0 | 0 | 0 | 0 | 17662.9749 | 15733.4693 | 14313.5939 | 0 | no | Surplus | yes |  | 0 | 0 | 0 | 1907.0028 | 0 | no | 0 | 0 | 0 | 1907.0028 | 0 |  |  | 0 | 0 | 0 | 0 | 0 |  | 0 | 0 | 0 | 0 | 0
| 17330.6133 | 0 | no | Surplus | yes |  | 0 | 0 | 0 | 332.3616 | 0 | no | 0 | 0 | 0 | 332.3616 | 4860 | no | 17330.6133 | 0 | 24300 |  |  | 0 |  |  | 0 | 0 | 0 | 0 | 0 |  | 0 | 0 | 0 | 0 | 0 | 17330.6133 | 15757.3588 | 14044.2571 | 0 | yes | Deficit |  |  | 0 | 0 | 0 | 0 | 0 |  | 0 | 0 | 0 | 0 | 1443.7649 | yes |  | 0 | 0 | 0 | 1443.7649 | 0 | no | 0 | 0 | 0 | 1443.7649 | 0
| 18077.1986 | 0 | yes | Deficit |  |  | 0 | 0 | 0 | 0 | 0 |  | 0 | 0 | 0 | 0 | 4860 | no |  | 0 | 24300 | no | 18077.1986 | 0 | no | no | 0 | 0 | 0 | 0 | 0 |  | 0 | 0 | 0 | 0 | 0 | 18077.1986 | 15995.8562 | 14649.2695 | 0 | yes | Deficit |  |  | 0 | 0 | 0 | 0 | 0 |  | 0 | 0 | 0 | 0 | 1951.5991 | yes |  | 0 | 0 | 0 | 1951.5991 | 0 | no | 0 | 0 | 0 | 1951.5991 | 0
| 18966.7781 | 0 | yes | Deficit |  |  | 0 | 0 | 0 | 0 | 0 |  | 0 | 0 | 0 | 0 | 4860 | no |  | 0 | 24300 | no | 18966.7781 | 0 | no | no | 0 | 0 | 0 | 0 | 0 |  | 0 | 0 | 0 | 0 | 0 | 18966.7781 | 15862.5361 | 15370.1606 | 0 | yes | Deficit |  |  | 0 | 0 | 0 | 0 | 0 |  | 0 | 0 | 0 | 0 | 1213.2666 | yes |  | 0 | 0 | 0 | 1213.2666 | 0 | no | 0 | 0 | 0 | 1213.2666 | 0
| 17957.8331 | 0 | no | Surplus | yes |  | 0 | 0 | 0 | 1008.945 | 0 | no | 0 | 0 | 0 | 1008.945 | 4860 | no | 17957.8331 | 0 | 24300 |  |  | 0 |  |  | 0 | 0 | 0 | 0 | 0 |  | 0 | 0 | 0 | 0 | 0 | 17957.8331 | 16358.0432 | 14552.539 | 0 | yes | Deficit |  |  | 0 | 0 | 0 | 0 | 0 |  | 0 | 0 | 0 | 0 | 987.8826 | yes |  | 0 | 0 | 0 | 987.8826 | 0 | no | 0 | 0 | 0 | 987.8826 | 0
| 17025.5645 | 0 | no | Surplus | yes |  | 0 | 0 | 0 | 932.2686 | 0 | no | 0 | 0 | 0 | 932.2686 | 4860 | no | 17025.5645 | 0 | 24300 |  |  | 0 |  |  | 0 | 0 | 0 | 0 | 0 |  | 0 | 0 | 0 | 0 | 0 | 17025.5645 | 16626.722 | 13797.0539 | 0 | yes | Deficit |  |  | 0 | 0 | 0 | 0 | 0 |  | 0 | 0 | 0 | 0 | 2074.183 | yes |  | 0 | 0 | 0 | 2074.183 | 0 | no | 0 | 0 | 0 | 2074.183 | 0
| 17713.127 | 0 | yes | Deficit |  |  | 0 | 0 | 0 | 0 | 0 |  | 0 | 0 | 0 | 0 | 4860 | no |  | 0 | 24300 | no | 17713.127 | 0 | no | no | 0 | 0 | 0 | 0 | 0 |  | 0 | 0 | 0 | 0 | 0 | 17713.127 | 16191.7208 | 14354.2358 | 0 | yes | Deficit |  |  | 0 | 0 | 0 | 0 | 0 |  | 0 | 0 | 0 | 0 | 2394.6669 | yes |  | 0 | 0 | 0 | 2394.6669 | 0 | no | 0 | 0 | 0 | 2394.6669 | 0
| 20272.9261 | 0 | yes | Deficit |  |  | 0 | 0 | 0 | 0 | 0 |  | 0 | 0 | 0 | 0 | 4860 | no |  | 0 | 24300 | no | 20272.9261 | 0 | no | no | 0 | 0 | 0 | 0 | 0 |  | 0 | 0 | 0 | 0 | 0 | 20272.9261 | 15619.4106 | 16428.6273 | 0 | yes | Deficit |  |  | 0 | 0 | 0 | 0 | 0 |  | 0 | 0 | 0 | 0 | 1265.1747 | yes |  | 0 | 0 | 0 | 1265.1747 | 0 | no | 0 | 0 | 0 | 1265.1747 | 0
| 21355.1215 | 0 | yes | Deficit |  |  | 0 | 0 | 0 | 0 | 0 |  | 0 | 0 | 0 | 0 | 4860 | no |  | 0 | 24300 | no | 21355.1215 | 0 | no | no | 0 | 0 | 0 | 0 | 0 |  | 0 | 0 | 0 | 0 | 0 | 21355.1215 | 15184.1423 | 17305.609 | 0 | no | Surplus | yes |  | 0 | 0 | 0 | 1244.485 | 0 | no | 0 | 0 | 0 | 1244.485 | 0 |  |  | 0 | 0 | 0 | 0 | 0 |  | 0 | 0 | 0 | 0 | 0
| 22285.5293 | 0 | yes | Deficit |  |  | 0 | 0 | 0 | 0 | 0 |  | 0 | 0 | 0 | 0 | 4860 | no |  | 0 | 24300 | no | 22285.5293 | 0 | no | no | 0 | 0 | 0 | 0 | 0 |  | 0 | 0 | 0 | 0 | 0 | 22285.5293 | 15877.9188 | 18059.5861 | 0 | no | Surplus | yes |  | 0 | 0 | 0 | 1427.6902 | 0 | no | 0 | 0 | 0 | 1427.6902 | 0 |  |  | 0 | 0 | 0 | 0 | 0 |  | 0 | 0 | 0 | 0 | 0
| 24012.8969 | 0 | yes | Deficit |  |  | 0 | 0 | 0 | 0 | 0 |  | 0 | 0 | 0 | 0 | 4860 | no |  | 0 | 24300 | no | 24012.8969 | 0 | no | no | 0 | 0 | 0 | 0 | 0 |  | 0 | 0 | 0 | 0 | 0 | 24012.8969 | 15892.5742 | 19459.3978 | 0 | no | Surplus | yes |  | 0 | 0 | 0 | 2167.0119 | 0 | no | 0 | 0 | 0 | 2167.0119 | 0 |  |  | 0 | 0 | 0 | 0 | 0 |  | 0 | 0 | 0 | 0 | 0
| 20364.9633 | 0 | no | Surplus | yes |  | 0 | 0 | 0 | 3647.9336 | 0 | no | 0 | 0 | 0 | 3647.9336 | 4860 | no | 20364.9633 | 0 | 24300 |  |  | 0 |  |  | 0 | 0 | 0 | 0 | 0 |  | 0 | 0 | 0 | 0 | 0 | 20364.9633 | 15535.9115 | 16503.2117 | 0 | no | Surplus | yes |  | 0 | 0 | 0 | 3923.4863 | 0 | no | 0 | 0 | 0 | 3923.4863 | 0 |  |  | 0 | 0 | 0 | 0 | 0 |  | 0 | 0 | 0 | 0 | 0
| 19900.096 | 0 | no | Surplus | yes |  | 0 | 0 | 0 | 464.8673 | 0 | no | 0 | 0 | 0 | 464.8673 | 4860 | no | 19900.096 | 0 | 24300 |  |  | 0 |  |  | 0 | 0 | 0 | 0 | 0 |  | 0 | 0 | 0 | 0 | 0 | 19900.096 | 18940.3813 | 16126.4959 | 0 | yes | Deficit |  |  | 0 | 0 | 0 | 0 | 0 |  | 0 | 0 | 0 | 0 | 2437.1695 | yes |  | 0 | 0 | 0 | 2437.1695 | 0 | no | 0 | 0 | 0 | 2437.1695 | 0
| 21655.5491 | 0 | yes | Deficit |  |  | 0 | 0 | 0 | 0 | 0 |  | 0 | 0 | 0 | 0 | 4860 | no |  | 0 | 24300 | no | 21655.5491 | 0 | no | no | 0 | 0 | 0 | 0 | 0 |  | 0 | 0 | 0 | 0 | 0 | 21655.5491 | 15599.3338 | 17549.0674 | 0 | no | Surplus | yes |  | 0 | 0 | 0 | 527.1621 | 0 | no | 0 | 0 | 0 | 527.1621 | 0 |  |  | 0 | 0 | 0 | 0 | 0 |  | 0 | 0 | 0 | 0 | 0
| 19921.6528 | 0 | no | Surplus | yes |  | 0 | 0 | 0 | 1733.8963 | 0 | no | 0 | 0 | 0 | 1733.8963 | 4860 | no | 19921.6528 | 0 | 24300 |  |  | 0 |  |  | 0 | 0 | 0 | 0 | 0 |  | 0 | 0 | 0 | 0 | 0 | 19921.6528 | 15043.9024 | 16143.965 | 0 | no | Surplus | yes |  | 0 | 0 | 0 | 2505.165 | 0 | no | 0 | 0 | 0 | 2505.165 | 0 |  |  | 0 | 0 | 0 | 0 | 0 |  | 0 | 0 | 0 | 0 | 0
| 22083.3351 | 0 | yes | Deficit |  |  | 0 | 0 | 0 | 0 | 0 |  | 0 | 0 | 0 | 0 | 4860 | no |  | 0 | 24300 | no | 22083.3351 | 0 | no | no | 0 | 0 | 0 | 0 | 0 |  | 0 | 0 | 0 | 0 | 0 | 22083.3351 | 15162.3932 | 17895.7335 | 0 | no | Surplus | yes |  | 0 | 0 | 0 | 981.5718 | 0 | no | 0 | 0 | 0 | 981.5718 | 0 |  |  | 0 | 0 | 0 | 0 | 0 |  | 0 | 0 | 0 | 0 | 0
| 20852.6781 | 0 | no | Surplus | yes |  | 0 | 0 | 0 | 1230.657 | 0 | no | 0 | 0 | 0 | 1230.657 | 4860 | no | 20852.6781 | 0 | 24300 |  |  | 0 |  |  | 0 | 0 | 0 | 0 | 0 |  | 0 | 0 | 0 | 0 | 0 | 20852.6781 | 15675.3987 | 16898.4426 | 0 | no | Surplus | yes |  | 0 | 0 | 0 | 2220.3348 | 0 | no | 0 | 0 | 0 | 2220.3348 | 0 |  |  | 0 | 0 | 0 | 0 | 0 |  | 0 | 0 | 0 | 0 | 0
| 22054.564 | 0 | yes | Deficit |  |  | 0 | 0 | 0 | 0 | 0 |  | 0 | 0 | 0 | 0 | 4860 | no |  | 0 | 24300 | no | 22054.564 | 0 | no | no | 0 | 0 | 0 | 0 | 0 |  | 0 | 0 | 0 | 0 | 0 | 22054.564 | 15738.6593 | 17872.4182 | 0 | no | Surplus | yes |  | 0 | 0 | 0 | 1159.7832 | 0 | no | 0 | 0 | 0 | 1159.7832 | 0 |  |  | 0 | 0 | 0 | 0 | 0 |  | 0 | 0 | 0 | 0 | 0
| 22080.0633 | 0 | yes | Deficit |  |  | 0 | 0 | 0 | 0 | 0 |  | 0 | 0 | 0 | 0 | 4860 | no |  | 0 | 24300 | no | 22080.0633 | 0 | no | no | 0 | 0 | 0 | 0 | 0 |  | 0 | 0 | 0 | 0 | 0 | 22080.0633 | 15918.3699 | 17893.0821 | 0 | no | Surplus | yes |  | 0 | 0 | 0 | 1954.0483 | 0 | no | 0 | 0 | 0 | 1954.0483 | 0 |  |  | 0 | 0 | 0 | 0 | 0 |  | 0 | 0 | 0 | 0 | 0
| 21516.3445 | 0 | no | Surplus | yes |  | 0 | 0 | 0 | 563.7188 | 0 | no | 0 | 0 | 0 | 563.7188 | 4860 | no | 21516.3445 | 0 | 24300 |  |  | 0 |  |  | 0 | 0 | 0 | 0 | 0 |  | 0 | 0 | 0 | 0 | 0 | 21516.3445 | 17153.7327 | 17436.2597 | 0 | no | Surplus | yes |  | 0 | 0 | 0 | 739.3494 | 0 | no | 0 | 0 | 0 | 739.3494 | 0 |  |  | 0 | 0 | 0 | 0 | 0 |  | 0 | 0 | 0 | 0 | 0
| 21220.051 | 0 | no | Surplus | yes |  | 0 | 0 | 0 | 296.2935 | 0 | no | 0 | 0 | 0 | 296.2935 | 4860 | no | 21220.051 | 0 | 24300 |  |  | 0 |  |  | 0 | 0 | 0 | 0 | 0 |  | 0 | 0 | 0 | 0 | 0 | 21220.051 | 15578.4085 | 17196.1515 | 0 | no | Surplus | yes |  | 0 | 0 | 0 | 1857.8512 | 0 | no | 0 | 0 | 0 | 1857.8512 | 0 |  |  | 0 | 0 | 0 | 0 | 0 |  | 0 | 0 | 0 | 0 | 0
| 21738.8201 | 0 | yes | Deficit |  |  | 0 | 0 | 0 | 0 | 0 |  | 0 | 0 | 0 | 0 | 4860 | no |  | 0 | 24300 | no | 21738.8201 | 0 | no | no | 0 | 0 | 0 | 0 | 0 |  | 0 | 0 | 0 | 0 | 0 | 21738.8201 | 15508.1176 | 17616.5479 | 0 | no | Surplus | yes |  | 0 | 0 | 0 | 1688.0339 | 0 | no | 0 | 0 | 0 | 1688.0339 | 0 |  |  | 0 | 0 | 0 | 0 | 0 |  | 0 | 0 | 0 | 0 | 0
| 23794.8273 | 0 | yes | Deficit |  |  | 0 | 0 | 0 | 0 | 0 |  | 0 | 0 | 0 | 0 | 4860 | no |  | 0 | 24300 | no | 23794.8273 | 0 | no | no | 0 | 0 | 0 | 0 | 0 |  | 0 | 0 | 0 | 0 | 0 | 23794.8273 | 15293.7773 | 19282.6801 | 0 | no | Surplus | yes |  | 0 | 0 | 0 | 2322.7706 | 0 | no | 0 | 0 | 0 | 2322.7706 | 0 |  |  | 0 | 0 | 0 | 0 | 0 |  | 0 | 0 | 0 | 0 | 0
| 22495.5175 | 0 | no | Surplus | yes |  | 0 | 0 | 0 | 1299.3098 | 0 | no | 0 | 0 | 0 | 1299.3098 | 4860 | no | 22495.5175 | 0 | 24300 |  |  | 0 |  |  | 0 | 0 | 0 | 0 | 0 |  | 0 | 0 | 0 | 0 | 0 | 22495.5175 | 15104.1132 | 18229.7549 | 0 | no | Surplus | yes |  | 0 | 0 | 0 | 4178.5669 | 0 | no | 0 | 0 | 0 | 4178.5669 | 0 |  |  | 0 | 0 | 0 | 0 | 0 |  | 0 | 0 | 0 | 0 | 0
| 23705.4303 | 0 | yes | Deficit |  |  | 0 | 0 | 0 | 0 | 0 |  | 0 | 0 | 0 | 0 | 4860 | no |  | 0 | 24300 | no | 23705.4303 | 0 | no | no | 0 | 0 | 0 | 0 | 0 |  | 0 | 0 | 0 | 0 | 0 | 23705.4303 | 15110.2124 | 19210.2353 | 0 | no | Surplus | yes |  | 0 | 0 | 0 | 3119.5425 | 0 | no | 0 | 0 | 0 | 3119.5425 | 0 |  |  | 0 | 0 | 0 | 0 | 0 |  | 0 | 0 | 0 | 0 | 0
| 21464.9963 | 0 | no | Surplus | yes |  | 0 | 0 | 0 | 2240.434 | 0 | no | 0 | 0 | 0 | 2240.434 | 4860 | no | 21464.9963 | 0 | 24300 |  |  | 0 |  |  | 0 | 0 | 0 | 0 | 0 |  | 0 | 0 | 0 | 0 | 0 | 21464.9963 | 15730.8871 | 17394.6486 | 0 | no | Surplus | yes |  | 0 | 0 | 0 | 3479.3482 | 0 | no | 0 | 0 | 0 | 3479.3482 | 0 |  |  | 0 | 0 | 0 | 0 | 0 |  | 0 | 0 | 0 | 0 | 0
| 21807.7788 | 0 | yes | Deficit |  |  | 0 | 0 | 0 | 0 | 0 |  | 0 | 0 | 0 | 0 | 4860 | no |  | 0 | 24300 | no | 21807.7788 | 0 | no | no | 0 | 0 | 0 | 0 | 0 |  | 0 | 0 | 0 | 0 | 0 | 21807.7788 | 17589.1159 | 17672.4301 | 0 | yes | Deficit |  |  | 0 | 0 | 0 | 0 | 0 |  | 0 | 0 | 0 | 0 | 194.4673 | yes |  | 0 | 0 | 0 | 194.4673 | 0 | no | 0 | 0 | 0 | 194.4673 | 0
| 22100.9951 | 0 | yes | Deficit |  |  | 0 | 0 | 0 | 0 | 0 |  | 0 | 0 | 0 | 0 | 4860 | no |  | 0 | 24300 | no | 22100.9951 | 0 | no | no | 0 | 0 | 0 | 0 | 0 |  | 0 | 0 | 0 | 0 | 0 | 22100.9951 | 15500.7444 | 17910.0446 | 0 | no | Surplus | yes |  | 0 | 0 | 0 | 2171.6857 | 0 | no | 0 | 0 | 0 | 2171.6857 | 0 |  |  | 0 | 0 | 0 | 0 | 0 |  | 0 | 0 | 0 | 0 | 0
| 24829.9998 | 0 | yes | Deficit |  |  | 0 | 0 | 0 | 0 | 0 |  | 0 | 0 | 0 | 0 | 4860 | no |  | 0 | 24300 | yes | 24300 | 529.9998 | yes |  | 0 | 0 | 0 | 529.9998 | 0 | no | 0 | 0 | 0 | 529.9998 | 0 | 24300 | 15287.3695 | 19692.0583 | 0 | no | Surplus | yes |  | 0 | 0 | 0 | 2622.6751 | 0 | no | 0 | 0 | 0 | 2622.6751 | 0 |  |  | 0 | 0 | 0 | 0 | 0 |  | 0 | 0 | 0 | 0 | 0
| 22043.502 | 0 | no | Surplus | yes |  | 0 | 0 | 0 | 2256.498 | 0 | no | 0 | 0 | 0 | 2256.498 | 4860 | no | 22043.502 | 0 | 24300 |  |  | 0 |  |  | 0 | 0 | 0 | 0 | 0 |  | 0 | 0 | 0 | 0 | 0 | 22043.502 | 18077.4322 | 17863.4538 | 0 | no | Surplus | yes |  | 0 | 0 | 0 | 1614.6262 | 0 | no | 0 | 0 | 0 | 1614.6262 | 0 |  |  | 0 | 0 | 0 | 0 | 0 |  | 0 | 0 | 0 | 0 | 0
| 21220.851 | 0 | no | Surplus | yes |  | 0 | 0 | 0 | 822.6509 | 0 | no | 0 | 0 | 0 | 822.6509 | 4860 | no | 21220.851 | 0 | 24300 |  |  | 0 |  |  | 0 | 0 | 0 | 0 | 0 |  | 0 | 0 | 0 | 0 | 0 | 21220.851 | 17871.4386 | 17196.7999 | 0 | yes | Deficit |  |  | 0 | 0 | 0 | 0 | 0 |  | 0 | 0 | 0 | 0 | 7.9848 | yes |  | 0 | 0 | 0 | 7.9848 | 0 | no | 0 | 0 | 0 | 7.9848 | 0
| 21828.7124 | 0 | yes | Deficit |  |  | 0 | 0 | 0 | 0 | 0 |  | 0 | 0 | 0 | 0 | 4860 | no |  | 0 | 24300 | no | 21828.7124 | 0 | no | no | 0 | 0 | 0 | 0 | 0 |  | 0 | 0 | 0 | 0 | 0 | 21828.7124 | 16214.2416 | 17689.3941 | 0 | no | Surplus | yes |  | 0 | 0 | 0 | 982.5583 | 0 | no | 0 | 0 | 0 | 982.5583 | 0 |  |  | 0 | 0 | 0 | 0 | 0 |  | 0 | 0 | 0 | 0 | 0
| 20314.2285 | 0 | no | Surplus | yes |  | 0 | 0 | 0 | 1514.4839 | 0 | no | 0 | 0 | 0 | 1514.4839 | 4860 | no | 20314.2285 | 0 | 24300 |  |  | 0 |  |  | 0 | 0 | 0 | 0 | 0 |  | 0 | 0 | 0 | 0 | 0 | 20314.2285 | 14532.386 | 16462.0976 | 0 | no | Surplus | yes |  | 0 | 0 | 0 | 3157.0082 | 0 | no | 0 | 0 | 0 | 3157.0082 | 0 |  |  | 0 | 0 | 0 | 0 | 0 |  | 0 | 0 | 0 | 0 | 0
| 19074.4022 | 0 | no | Surplus | yes |  | 0 | 0 | 0 | 1239.8263 | 0 | no | 0 | 0 | 0 | 1239.8263 | 4860 | no | 19074.4022 | 0 | 24300 |  |  | 0 |  |  | 0 | 0 | 0 | 0 | 0 |  | 0 | 0 | 0 | 0 | 0 | 19074.4022 | 14983.1632 | 15457.3761 | 0 | no | Surplus | yes |  | 0 | 0 | 0 | 1478.9344 | 0 | no | 0 | 0 | 0 | 1478.9344 | 0 |  |  | 0 | 0 | 0 | 0 | 0 |  | 0 | 0 | 0 | 0 | 0
| 21983.0951 | 0 | yes | Deficit |  |  | 0 | 0 | 0 | 0 | 0 |  | 0 | 0 | 0 | 0 | 4860 | no |  | 0 | 24300 | no | 21983.0951 | 0 | no | no | 0 | 0 | 0 | 0 | 0 |  | 0 | 0 | 0 | 0 | 0 | 21983.0951 | 14994.7151 | 17814.5017 | 0 | no | Surplus | yes |  | 0 | 0 | 0 | 462.661 | 0 | no | 0 | 0 | 0 | 462.661 | 0 |  |  | 0 | 0 | 0 | 0 | 0 |  | 0 | 0 | 0 | 0 | 0
| 20823.8456 | 0 | no | Surplus | yes |  | 0 | 0 | 0 | 1159.2496 | 0 | no | 0 | 0 | 0 | 1159.2496 | 4860 | no | 20823.8456 | 0 | 24300 |  |  | 0 |  |  | 0 | 0 | 0 | 0 | 0 |  | 0 | 0 | 0 | 0 | 0 | 20823.8456 | 15571.8979 | 16875.0774 | 0 | no | Surplus | yes |  | 0 | 0 | 0 | 2242.6038 | 0 | no | 0 | 0 | 0 | 2242.6038 | 0 |  |  | 0 | 0 | 0 | 0 | 0 |  | 0 | 0 | 0 | 0 | 0
| 21580.1087 | 0 | yes | Deficit |  |  | 0 | 0 | 0 | 0 | 0 |  | 0 | 0 | 0 | 0 | 4860 | no |  | 0 | 24300 | no | 21580.1087 | 0 | no | no | 0 | 0 | 0 | 0 | 0 |  | 0 | 0 | 0 | 0 | 0 | 21580.1087 | 18866.1519 | 17487.9325 | 0 | yes | Deficit |  |  | 0 | 0 | 0 | 0 | 0 |  | 0 | 0 | 0 | 0 | 1991.0744 | yes |  | 0 | 0 | 0 | 1991.0744 | 0 | no | 0 | 0 | 0 | 1991.0744 | 0
| 18968.0829 | 0 | no | Surplus | yes |  | 0 | 0 | 0 | 2612.0259 | 0 | no | 0 | 0 | 0 | 2612.0259 | 4860 | no | 18968.0829 | 0 | 24300 |  |  | 0 |  |  | 0 | 0 | 0 | 0 | 0 |  | 0 | 0 | 0 | 0 | 0 | 18968.0829 | 16732.1044 | 15371.2179 | 0 | no | Surplus | yes |  | 0 | 0 | 0 | 755.8281 | 0 | no | 0 | 0 | 0 | 755.8281 | 0 |  |  | 0 | 0 | 0 | 0 | 0 |  | 0 | 0 | 0 | 0 | 0
| 18247.5714 | 0 | no | Surplus | yes |  | 0 | 0 | 0 | 720.5115 | 0 | no | 0 | 0 | 0 | 720.5115 | 4860 | no | 18247.5714 | 0 | 24300 |  |  | 0 |  |  | 0 | 0 | 0 | 0 | 0 |  | 0 | 0 | 0 | 0 | 0 | 18247.5714 | 16088.6198 | 14787.335 | 0 | yes | Deficit |  |  | 0 | 0 | 0 | 0 | 0 |  | 0 | 0 | 0 | 0 | 717.402 | yes |  | 0 | 0 | 0 | 717.402 | 0 | no | 0 | 0 | 0 | 717.402 | 0
| 20383.7134 | 0 | yes | Deficit |  |  | 0 | 0 | 0 | 0 | 0 |  | 0 | 0 | 0 | 0 | 4860 | no |  | 0 | 24300 | no | 20383.7134 | 0 | no | no | 0 | 0 | 0 | 0 | 0 |  | 0 | 0 | 0 | 0 | 0 | 20383.7134 | 16911.9992 | 16518.4063 | 0 | yes | Deficit |  |  | 0 | 0 | 0 | 0 | 0 |  | 0 | 0 | 0 | 0 | 2124.6642 | yes |  | 0 | 0 | 0 | 2124.6642 | 0 | no | 0 | 0 | 0 | 2124.6642 | 0
| 18883.0923 | 0 | no | Surplus | yes |  | 0 | 0 | 0 | 1500.6211 | 0 | no | 0 | 0 | 0 | 1500.6211 | 4860 | no | 18883.0923 | 0 | 24300 |  |  | 0 |  |  | 0 | 0 | 0 | 0 | 0 |  | 0 | 0 | 0 | 0 | 0 | 18883.0923 | 16487.1541 | 15302.3439 | 0 | no | Surplus | yes |  | 0 | 0 | 0 | 31.2522 | 0 | no | 0 | 0 | 0 | 31.2522 | 0 |  |  | 0 | 0 | 0 | 0 | 0 |  | 0 | 0 | 0 | 0 | 0
| 24964.7536 | 0 | yes | Deficit |  |  | 0 | 0 | 0 | 0 | 0 |  | 0 | 0 | 0 | 0 | 4860 | no |  | 0 | 24300 | yes | 24300 | 664.7536 | yes |  | 0 | 0 | 0 | 664.7536 | 0 | no | 0 | 0 | 0 | 664.7536 | 0 | 24300 | 15940.482 | 19692.0583 | 0 | yes | Deficit |  |  | 0 | 0 | 0 | 0 | 0 |  | 0 | 0 | 0 | 0 | 638.1382 | yes |  | 0 | 0 | 0 | 638.1382 | 0 | no | 0 | 0 | 0 | 638.1382 | 0
| 23185.4459 | 0 | no | Surplus | yes |  | 0 | 0 | 0 | 1114.5541 | 0 | no | 0 | 0 | 0 | 1114.5541 | 4860 | no | 23185.4459 | 0 | 24300 |  |  | 0 |  |  | 0 | 0 | 0 | 0 | 0 |  | 0 | 0 | 0 | 0 | 0 | 23185.4459 | 15346.8578 | 18788.8541 | 0 | no | Surplus | yes |  | 0 | 0 | 0 | 4345.2006 | 0 | no | 0 | 0 | 0 | 4345.2006 | 0 |  |  | 0 | 0 | 0 | 0 | 0 |  | 0 | 0 | 0 | 0 | 0
| 21741.2096 | 0 | no | Surplus | yes |  | 0 | 0 | 0 | 1444.2363 | 0 | no | 0 | 0 | 0 | 1444.2363 | 4860 | no | 21741.2096 | 0 | 24300 |  |  | 0 |  |  | 0 | 0 | 0 | 0 | 0 |  | 0 | 0 | 0 | 0 | 0 | 21741.2096 | 16048.9259 | 17618.4843 | 0 | no | Surplus | yes |  | 0 | 0 | 0 | 2739.9281 | 0 | no | 0 | 0 | 0 | 2739.9281 | 0 |  |  | 0 | 0 | 0 | 0 | 0 |  | 0 | 0 | 0 | 0 | 0
| 20063.6454 | 0 | no | Surplus | yes |  | 0 | 0 | 0 | 1677.5642 | 0 | no | 0 | 0 | 0 | 1677.5642 | 4860 | no | 20063.6454 | 0 | 24300 |  |  | 0 |  |  | 0 | 0 | 0 | 0 | 0 |  | 0 | 0 | 0 | 0 | 0 | 20063.6454 | 15906.744 | 16259.0319 | 0 | no | Surplus | yes |  | 0 | 0 | 0 | 1711.7403 | 0 | no | 0 | 0 | 0 | 1711.7403 | 0 |  |  | 0 | 0 | 0 | 0 | 0 |  | 0 | 0 | 0 | 0 | 0
| 20391.626 | 0 | yes | Deficit |  |  | 0 | 0 | 0 | 0 | 0 |  | 0 | 0 | 0 | 0 | 4860 | no |  | 0 | 24300 | no | 20391.626 | 0 | no | no | 0 | 0 | 0 | 0 | 0 |  | 0 | 0 | 0 | 0 | 0 | 20391.626 | 16615.3929 | 16524.8185 | 0 | yes | Deficit |  |  | 0 | 0 | 0 | 0 | 0 |  | 0 | 0 | 0 | 0 | 356.361 | yes |  | 0 | 0 | 0 | 356.361 | 0 | no | 0 | 0 | 0 | 356.361 | 0
| 20955.3148 | 0 | yes | Deficit |  |  | 0 | 0 | 0 | 0 | 0 |  | 0 | 0 | 0 | 0 | 4860 | no |  | 0 | 24300 | no | 20955.3148 | 0 | no | no | 0 | 0 | 0 | 0 | 0 |  | 0 | 0 | 0 | 0 | 0 | 20955.3148 | 18106.435 | 16981.6165 | 0 | yes | Deficit |  |  | 0 | 0 | 0 | 0 | 0 |  | 0 | 0 | 0 | 0 | 1581.6165 | yes |  | 0 | 0 | 0 | 1581.6165 | 0 | no | 0 | 0 | 0 | 1581.6165 | 0
| 24486.7659 | 0 | yes | Deficit |  |  | 0 | 0 | 0 | 0 | 0 |  | 0 | 0 | 0 | 0 | 4860 | no |  | 0 | 24300 | yes | 24300 | 186.7659 | yes |  | 0 | 0 | 0 | 186.7659 | 0 | no | 0 | 0 | 0 | 186.7659 | 0 | 24300 | 18131.3157 | 19692.0583 | 0 | yes | Deficit |  |  | 0 | 0 | 0 | 0 | 0 |  | 0 | 0 | 0 | 0 | 1149.6992 | yes |  | 0 | 0 | 0 | 1149.6992 | 0 | no | 0 | 0 | 0 | 1149.6992 | 0
| 23522.5253 | 0 | no | Surplus | yes |  | 0 | 0 | 0 | 777.4747 | 0 | no | 0 | 0 | 0 | 777.4747 | 4860 | no | 23522.5253 | 0 | 24300 |  |  | 0 |  |  | 0 | 0 | 0 | 0 | 0 |  | 0 | 0 | 0 | 0 | 0 | 23522.5253 | 18251.8748 | 19062.014 | 0 | no | Surplus | yes |  | 0 | 0 | 0 | 1440.1836 | 0 | no | 0 | 0 | 0 | 1440.1836 | 0 |  |  | 0 | 0 | 0 | 0 | 0 |  | 0 | 0 | 0 | 0 | 0
Note on D5: Erik Salo: Half of round trip losses are taken into account when storing, half when using stored energy.
Note on E5: Erik Salo: Half of round trip losses are taken into account when storing, half when using stored energy.

## Power Leading CHP
Plant specifications |  | Storage Specifications |  |  | Energy Source Specifications |  |  |  |  | Summary results
Biomass CHP |  |  |  |  | Biomass | [5 empty] | Power | [5 empty] | Steam
Plant thermal capacity kW | 24300 |  | Electrical storage | Thermal Storage | Cost £/t | 120 |  |  |  |  | Net Demand for Biomass CHP | Plant output (37) | Waste (Export)(19) | Plant Supply Deficit (23) | Deficit After Using Storage (Import) (35) | Energy taken from storage | Net Demand for Biomass CHP | Plant output (38) | Waste (53) | Plant Supply Deficit (53B) | Deficit After Using Storage (65) | Energy taken from storage
Ramp rate %/h | 100% | Round trip efficiency % | 55% | 57% | Net Energy Content MWh/t | 5.7 |  |  |  | Nr of hours |  |  | 2 | 45 | 45 |  |  |  | 4645 | 4115 | 4115
Electrical capacity kW | 19700 | Self discharge %/hour | 0.042% | 0.042% | CO2 emissions t/MWh | 0.012 |  |  |  | Sum, MWh | 126162.0939 | 126125.5381 | 2.8673 | 39.4231 | 39.4231 | 0 | 150673.3149 | 155638.9141 | 19003.5059 | 14036.1198 | 14036.1198 | 0
H/P ratio | 1.234 | Charging rate (kWh/hour) | 30000 | 206400 | Alternative boiler fuel |  |  |  |  | Max, MW | 22.4257 | 19.7 | 2.4381 | 3.2065 | 3.2065 |  | 28.7495 | 24.3098 | 20.4955 | 14.9215 | 14.9215
Turndown limit | 20% | Discharging rate (kWh/hour) | 30000 | 17200 | Cost £/t | 120 |  |  |  | Average, MW | 14.4021 | 14.3979 | 0.00032732 | 0.0045004 | 0.0045004 |  | 17.2002 | 17.767 | 2.1693 | 1.6023 | 1.6023
Electrical Efficiency | 23% | Unit capacity kWh | 200000 | 206400 | Net Energy Content MWh/t | 5.7 | [6 empty] | 0.02283% | 0.5137% | 0.5137% |  |  |  | 53.03% | 46.97% | 46.97%
Boiler Efficiency | 85% | Unit Cost £ | 7560000 | 24000000 | CO2 emissions t/MWh | 0.012 | [7 empty] | % of hours autonomous | 99.49% |  |  |  |  | % of hours autonomous | 53.03%
Cost £ | 55500000 | O & M Cost £/kWh provided | 0.021 | 0.006 | Alternative generator fuel | [8 empty] | % of hours total autonomy | 52.53%
O & M Cost £/kWh total output | 0.006 | Unit O & M Cost £/year | 0 | 0 | Cost £/t | 120
O & M Cost £/year | 457000 | Projected Life Span (years) | 20 | 20 | Net Energy Content MWh/t | 5.7 |  |  |  |  | Power Leading CHP | Power Leading CHP with Extra Steam Capacity
Projected Life Span (years) | 30 | Number of storage units | 0 | 0 | CO2 emissions t/MWh | 0.012 |  |  |  | ANNUAL CO2, t | 6598.6763 | 6796.8333
Alternative (peak load/backup) Boiler |  | Total capacity kWh | 0 | 0 | Grid electricity |  |  |  |  | ANNUAL COST, £ | 13859972.2214 | 14207715.1346
Thermal Capacity kW | 28750 | Total charging rate (kWh/hour) | 0 | 0 | Cost £/MWh | 130 |  |  |  | Total Energy Input, MWh | 548371.9049 | 564884.9871
Boiler Efficiency | 85% | Total discharging rate (kWh/hour) | 0 | 0 | Net income from export £/MWh | 40 |  |  |  | Equipment cost, £ | 1850000 | 1850000
Cost £ | 18400000 | Charge efficiency | 77.5% | 78.5% | CO2 emissions t/MWh | 0.462 |  |  |  | O&M cost, £ | 460290.2314 | 460389.3099
O & M Cost £/kWh steam output | 0.004 | Discharge efficiency | 70.97% | 72.61% | [5 empty] | Fuel use, t | 96205.5974 | 99102.6293
O & M Cost £/year | 0 | Total cost £ | 0 | 0 | [5 empty] | Fuel cost, £ | 11544671.6824 | 11892315.517
Projected Life Span (years) | 20 | Total O & M Cost £/year | 0 | 0 | [5 empty] | CO2 emissions, t | 6580.4629 | 6778.6198
Alternative Generator | [9 empty] | Electricity import cost, £ | 5125.0008 | 5125.0008
Electrical Capacity kW | 22430 | [8 empty] | CO2 from electricity import, t | 18.2135 | 18.2135
Ramp rate %/h | 100% | [8 empty] | Electricity export income, £ | 114.6932 | 114.6932
Turndown limit | 40% | [9 empty] | Plant output steam | 169675.0339
Electrical Efficiency | 30%
Cost £ | 46654400
O & M Cost £/kWh power output | 0.0056
O & M Cost £/year | 520376
Projected Life Span (years) | 25
Nr of hours | 8760 | [17 empty] | Nr of hours | 2 |  |  | Nr of hours | 45 | [10 empty] | Nr of hours | 45 | [17 empty] | Nr of hours | 4645 | 4115 | [10 empty] | Nr of hours | 4115
Sum | 126162093.8834 | [17 empty] | Sum | 2867.3293 |  |  | Sum | 39423.0828 |  |  | 0 | 0 |  |  |  |  | 0 | 0 | Sum | 39423.0828 |  | 126125538.1299 | 150673314.9157 | 155638914.0523 | [13 empty] | Sum | 19003505.9478 | 14036119.8246 |  |  | 0 | 0 |  |  |  |  | 0 | 0 | Sum | 14036119.8246
Max | 22425.6592 | [17 empty] | Max | 2438.0987 |  |  | Max | 3206.5121 | [10 empty] | Max | 3206.5121 |  | 19700 | 28749.5495 | 24309.8 | [13 empty] | Max | 20495.4861 | 14921.5414 | [10 empty] | Max | 14921.5414
Average | 14402.0655 | [17 empty] | Average | 0.32732 |  |  | Average | 4.5004 | [10 empty] | Average | 4.5004 |  | 14397.8925 | 17200.1501 | 17766.9993 | [13 empty] | Average | 2169.35 | 1602.2968 | [10 empty] | Average | 1602.2968
| Power | [37 empty] | Steam
|  | 1 | 2 | 3 | 4 | 5 | 6 | 7 | 8 | 9 | 10 | 11 | 12 | 13 | 14 | 15 | 16 | 17 | 18 | 19 | 20 | 21 | 22 | 23 | 24 | 25 | 26 | 27 | 28 | 29 | 30 | 31 | 32 | 33 | 34 | 35 | 36 | 37 |  | 38 | 39 | 40 | 41 | 42 | 43 | 44 | 45 | 46 | 47 | 48 | 49 | 50 | 51 | 52 | 53 | 54 | 55 | 56 | 57 | 58 | 59 | 60 | 61 | 62 | 63 | 64 | 65 | 66 | 67
| Net Demand for Biomass CHP | Storage charge level in beginning of hour | Previous hour's output < this hour's demand? | Scenario | Surplus*charge efficiency > available storage room? | Surplus* charge efficiency > charge rate? | Stored | Stored 2 | Surplus 2 | Surplus 3 | Surplus 4 | surplus 4 * charge efficiency > charge rate? | Stored 3 | Stored 4 | Surplus 5 | Final surplus | Lowest possible output | Low limit > previous hour's generation - final surplus ? | This hour's plant output | Waste | Highest possible output | this hour's demand > upper limit? | This hour's output | Deficit | Deficit / discharge efficiency > energy in storage ? | deficit / discharge efficiency > discharge rate ? | Storage use | Storage use 2 | Deficit 2 | Deficit 3 | Deficit 4 | energy in storage > discharge rate ? | Storage use 3 | Storage use 4 | Deficit 5 | Import | Storage charge level at the end of hour | This hour's plant output | Net Demand for Biomass CHP | This hour's plant output | Storage charge level in beginning of hour | Previous hour's output < this hour's demand? | Scenario | Surplus*charge efficiency > available storage room? | Surplus* charge efficiency > charge rate? | Stored | Stored 2 | Surplus 2 | Surplus 3 | Surplus 4 | surplus 4 * charge efficiency > charge rate? | Stored 3 | Stored 4 | Surplus 5 | Final surplus (Waste) | Deficit | Deficit / discharge efficiency > energy in storage ? | deficit / discharge efficiency > discharge rate ? | Storage use | Storage use 2 | Deficit 2 | Deficit 3 | Deficit 4 | energy in storage > discharge rate ? | Storage use 3 | Storage use 4 | Deficit 5 | Import (final deficit) | Storage charge level at the end of hour
|  | 37: 19700 |  | 24309.8
| 11604.8534 | 0 | no | Surplus | yes |  | 0 | 0 | 0 | 8095.1466 | 0 | no | 0 | 0 | 0 | 8095.1466 | 3940 | no | 11604.8534 | 0 | 19700 |  |  | 0 |  |  | 0 | 0 | 0 | 0 | 0 |  | 0 | 0 | 0 | 0 | 0 | 11604.8534 | 16547.8182 | 14320.3891 | 0 | no | Surplus | yes |  | 0 | 0 | 0 | 7761.9818 | 0 | no | 0 | 0 | 0 | 7761.9818 | 0 |  |  | 0 | 0 | 0 | 0 | 0 |  | 0 | 0 | 0 | 0 | 0
| 10971.1056 | 0 | no | Surplus | yes |  | 0 | 0 | 0 | 633.7478 | 0 | no | 0 | 0 | 0 | 633.7478 | 3940 | no | 10971.1056 | 0 | 19700 |  |  | 0 |  |  | 0 | 0 | 0 | 0 | 0 |  | 0 | 0 | 0 | 0 | 0 | 10971.1056 | 21982.9786 | 13538.3443 | 0 | yes | Deficit |  |  | 0 | 0 | 0 | 0 | 0 |  | 0 | 0 | 0 | 0 | 7662.5895 | yes |  | 0 | 0 | 0 | 7662.5895 | 0 | no | 0 | 0 | 0 | 7662.5895 | 0
| 10894.1297 | 0 | no | Surplus | yes |  | 0 | 0 | 0 | 76.9758 | 0 | no | 0 | 0 | 0 | 76.9758 | 3940 | no | 10894.1297 | 0 | 19700 |  |  | 0 |  |  | 0 | 0 | 0 | 0 | 0 |  | 0 | 0 | 0 | 0 | 0 | 10894.1297 | 21842.0741 | 13443.3561 | 0 | yes | Deficit |  |  | 0 | 0 | 0 | 0 | 0 |  | 0 | 0 | 0 | 0 | 8303.7299 | yes |  | 0 | 0 | 0 | 8303.7299 | 0 | no | 0 | 0 | 0 | 8303.7299 | 0
| 11376.6673 | 0 | yes | Deficit |  |  | 0 | 0 | 0 | 0 | 0 |  | 0 | 0 | 0 | 0 | 3940 | no |  | 0 | 19700 | no | 11376.6673 | 0 | no | no | 0 | 0 | 0 | 0 | 0 |  | 0 | 0 | 0 | 0 | 0 | 11376.6673 | 16678.2014 | 14038.8075 | 0 | yes | Deficit |  |  | 0 | 0 | 0 | 0 | 0 |  | 0 | 0 | 0 | 0 | 3234.8453 | yes |  | 0 | 0 | 0 | 3234.8453 | 0 | no | 0 | 0 | 0 | 3234.8453 | 0
| 12255.4565 | 0 | yes | Deficit |  |  | 0 | 0 | 0 | 0 | 0 |  | 0 | 0 | 0 | 0 | 3940 | no |  | 0 | 19700 | no | 12255.4565 | 0 | no | no | 0 | 0 | 0 | 0 | 0 |  | 0 | 0 | 0 | 0 | 0 | 12255.4565 | 21875.6042 | 15123.2333 | 0 | yes | Deficit |  |  | 0 | 0 | 0 | 0 | 0 |  | 0 | 0 | 0 | 0 | 7836.7967 | yes |  | 0 | 0 | 0 | 7836.7967 | 0 | no | 0 | 0 | 0 | 7836.7967 | 0
| 11185.6529 | 0 | no | Surplus | yes |  | 0 | 0 | 0 | 1069.8036 | 0 | no | 0 | 0 | 0 | 1069.8036 | 3940 | no | 11185.6529 | 0 | 19700 |  |  | 0 |  |  | 0 | 0 | 0 | 0 | 0 |  | 0 | 0 | 0 | 0 | 0 | 11185.6529 | 21351.2195 | 13803.0957 | 0 | yes | Deficit |  |  | 0 | 0 | 0 | 0 | 0 |  | 0 | 0 | 0 | 0 | 6227.9862 | yes |  | 0 | 0 | 0 | 6227.9862 | 0 | no | 0 | 0 | 0 | 6227.9862 | 0
| 12097.4134 | 0 | yes | Deficit |  |  | 0 | 0 | 0 | 0 | 0 |  | 0 | 0 | 0 | 0 | 3940 | no |  | 0 | 19700 | no | 12097.4134 | 0 | no | no | 0 | 0 | 0 | 0 | 0 |  | 0 | 0 | 0 | 0 | 0 | 12097.4134 | 22960.2534 | 14928.2082 | 0 | yes | Deficit |  |  | 0 | 0 | 0 | 0 | 0 |  | 0 | 0 | 0 | 0 | 9157.1578 | yes |  | 0 | 0 | 0 | 9157.1578 | 0 | no | 0 | 0 | 0 | 9157.1578 | 0
| 15271.5603 | 0 | yes | Deficit |  |  | 0 | 0 | 0 | 0 | 0 |  | 0 | 0 | 0 | 0 | 3940 | no |  | 0 | 19700 | no | 15271.5603 | 0 | no | no | 0 | 0 | 0 | 0 | 0 |  | 0 | 0 | 0 | 0 | 0 | 15271.5603 | 21817.0214 | 18845.1054 | 0 | yes | Deficit |  |  | 0 | 0 | 0 | 0 | 0 |  | 0 | 0 | 0 | 0 | 6888.8133 | yes |  | 0 | 0 | 0 | 6888.8133 | 0 | no | 0 | 0 | 0 | 6888.8133 | 0
| 13442.5182 | 0 | no | Surplus | yes |  | 0 | 0 | 0 | 1829.0421 | 0 | no | 0 | 0 | 0 | 1829.0421 | 3940 | no | 13442.5182 | 0 | 19700 |  |  | 0 |  |  | 0 | 0 | 0 | 0 | 0 |  | 0 | 0 | 0 | 0 | 0 | 13442.5182 | 21133.8491 | 16588.0674 | 0 | yes | Deficit |  |  | 0 | 0 | 0 | 0 | 0 |  | 0 | 0 | 0 | 0 | 2288.7437 | yes |  | 0 | 0 | 0 | 2288.7437 | 0 | no | 0 | 0 | 0 | 2288.7437 | 0
| 12318.1556 | 0 | no | Surplus | yes |  | 0 | 0 | 0 | 1124.3625 | 0 | no | 0 | 0 | 0 | 1124.3625 | 3940 | no | 12318.1556 | 0 | 19700 |  |  | 0 |  |  | 0 | 0 | 0 | 0 | 0 |  | 0 | 0 | 0 | 0 | 0 | 12318.1556 | 18907.0577 | 15200.604 | 0 | yes | Deficit |  |  | 0 | 0 | 0 | 0 | 0 |  | 0 | 0 | 0 | 0 | 2318.9902 | yes |  | 0 | 0 | 0 | 2318.9902 | 0 | no | 0 | 0 | 0 | 2318.9902 | 0
| 12044.4357 | 0 | no | Surplus | yes |  | 0 | 0 | 0 | 273.7199 | 0 | no | 0 | 0 | 0 | 273.7199 | 3940 | no | 12044.4357 | 0 | 19700 |  |  | 0 |  |  | 0 | 0 | 0 | 0 | 0 |  | 0 | 0 | 0 | 0 | 0 | 12044.4357 | 18713.4723 | 14862.8337 | 0 | yes | Deficit |  |  | 0 | 0 | 0 | 0 | 0 |  | 0 | 0 | 0 | 0 | 3512.8683 | yes |  | 0 | 0 | 0 | 3512.8683 | 0 | no | 0 | 0 | 0 | 3512.8683 | 0
| 12649.8512 | 0 | yes | Deficit |  |  | 0 | 0 | 0 | 0 | 0 |  | 0 | 0 | 0 | 0 | 3940 | no |  | 0 | 19700 | no | 12649.8512 | 0 | no | no | 0 | 0 | 0 | 0 | 0 |  | 0 | 0 | 0 | 0 | 0 | 12649.8512 | 20398.4337 | 15609.9163 | 0 | yes | Deficit |  |  | 0 | 0 | 0 | 0 | 0 |  | 0 | 0 | 0 | 0 | 5535.6 | yes |  | 0 | 0 | 0 | 5535.6 | 0 | no | 0 | 0 | 0 | 5535.6 | 0
| 11871.0666 | 0 | no | Surplus | yes |  | 0 | 0 | 0 | 778.7845 | 0 | no | 0 | 0 | 0 | 778.7845 | 3940 | no | 11871.0666 | 0 | 19700 |  |  | 0 |  |  | 0 | 0 | 0 | 0 | 0 |  | 0 | 0 | 0 | 0 | 0 | 11871.0666 | 19640.0846 | 14648.8962 | 0 | yes | Deficit |  |  | 0 | 0 | 0 | 0 | 0 |  | 0 | 0 | 0 | 0 | 4030.1682 | yes |  | 0 | 0 | 0 | 4030.1682 | 0 | no | 0 | 0 | 0 | 4030.1682 | 0
| 12100.2418 | 0 | yes | Deficit |  |  | 0 | 0 | 0 | 0 | 0 |  | 0 | 0 | 0 | 0 | 3940 | no |  | 0 | 19700 | no | 12100.2418 | 0 | no | no | 0 | 0 | 0 | 0 | 0 |  | 0 | 0 | 0 | 0 | 0 | 12100.2418 | 19239.0833 | 14931.6984 | 0 | yes | Deficit |  |  | 0 | 0 | 0 | 0 | 0 |  | 0 | 0 | 0 | 0 | 4590.1871 | yes |  | 0 | 0 | 0 | 4590.1871 | 0 | no | 0 | 0 | 0 | 4590.1871 | 0
| 13774.8283 | 0 | yes | Deficit |  |  | 0 | 0 | 0 | 0 | 0 |  | 0 | 0 | 0 | 0 | 3940 | no |  | 0 | 19700 | no | 13774.8283 | 0 | no | no | 0 | 0 | 0 | 0 | 0 |  | 0 | 0 | 0 | 0 | 0 | 13774.8283 | 19885.0729 | 16998.1382 | 0 | yes | Deficit |  |  | 0 | 0 | 0 | 0 | 0 |  | 0 | 0 | 0 | 0 | 4953.3745 | yes |  | 0 | 0 | 0 | 4953.3745 | 0 | no | 0 | 0 | 0 | 4953.3745 | 0
| 14571.4493 | 0 | yes | Deficit |  |  | 0 | 0 | 0 | 0 | 0 |  | 0 | 0 | 0 | 0 | 3940 | no |  | 0 | 19700 | no | 14571.4493 | 0 | no | no | 0 | 0 | 0 | 0 | 0 |  | 0 | 0 | 0 | 0 | 0 | 14571.4493 | 22110.0719 | 17981.1684 | 0 | yes | Deficit |  |  | 0 | 0 | 0 | 0 | 0 |  | 0 | 0 | 0 | 0 | 5111.9337 | yes |  | 0 | 0 | 0 | 5111.9337 | 0 | no | 0 | 0 | 0 | 5111.9337 | 0
| 14568.7849 | 0 | no | Surplus | yes |  | 0 | 0 | 0 | 2.6644 | 0 | no | 0 | 0 | 0 | 2.6644 | 3940 | no | 14568.7849 | 0 | 19700 |  |  | 0 |  |  | 0 | 0 | 0 | 0 | 0 |  | 0 | 0 | 0 | 0 | 0 | 14568.7849 | 20335.5702 | 17977.8805 | 0 | yes | Deficit |  |  | 0 | 0 | 0 | 0 | 0 |  | 0 | 0 | 0 | 0 | 2354.4018 | yes |  | 0 | 0 | 0 | 2354.4018 | 0 | no | 0 | 0 | 0 | 2354.4018 | 0
| 15000.0569 | 0 | yes | Deficit |  |  | 0 | 0 | 0 | 0 | 0 |  | 0 | 0 | 0 | 0 | 3940 | no |  | 0 | 19700 | no | 15000.0569 | 0 | no | no | 0 | 0 | 0 | 0 | 0 |  | 0 | 0 | 0 | 0 | 0 | 15000.0569 | 19574.7703 | 18510.0702 | 0 | yes | Deficit |  |  | 0 | 0 | 0 | 0 | 0 |  | 0 | 0 | 0 | 0 | 1596.8898 | yes |  | 0 | 0 | 0 | 1596.8898 | 0 | no | 0 | 0 | 0 | 1596.8898 | 0
| 16302.8419 | 0 | yes | Deficit |  |  | 0 | 0 | 0 | 0 | 0 |  | 0 | 0 | 0 | 0 | 3940 | no |  | 0 | 19700 | no | 16302.8419 | 0 | no | no | 0 | 0 | 0 | 0 | 0 |  | 0 | 0 | 0 | 0 | 0 | 16302.8419 | 22036.0701 | 20117.7069 | 0 | yes | Deficit |  |  | 0 | 0 | 0 | 0 | 0 |  | 0 | 0 | 0 | 0 | 3526 | yes |  | 0 | 0 | 0 | 3526 | 0 | no | 0 | 0 | 0 | 3526 | 0
| 14620.4807 | 0 | no | Surplus | yes |  | 0 | 0 | 0 | 1682.3613 | 0 | no | 0 | 0 | 0 | 1682.3613 | 3940 | no | 14620.4807 | 0 | 19700 |  |  | 0 |  |  | 0 | 0 | 0 | 0 | 0 |  | 0 | 0 | 0 | 0 | 0 | 14620.4807 | 22432.0217 | 18041.6731 | 0 | yes | Deficit |  |  | 0 | 0 | 0 | 0 | 0 |  | 0 | 0 | 0 | 0 | 2314.3147 | yes |  | 0 | 0 | 0 | 2314.3147 | 0 | no | 0 | 0 | 0 | 2314.3147 | 0
| 13469.5081 | 0 | no | Surplus | yes |  | 0 | 0 | 0 | 1150.9726 | 0 | no | 0 | 0 | 0 | 1150.9726 | 3940 | no | 13469.5081 | 0 | 19700 |  |  | 0 |  |  | 0 | 0 | 0 | 0 | 0 |  | 0 | 0 | 0 | 0 | 0 | 13469.5081 | 25020.22 | 16621.373 | 0 | yes | Deficit |  |  | 0 | 0 | 0 | 0 | 0 |  | 0 | 0 | 0 | 0 | 6978.5469 | yes |  | 0 | 0 | 0 | 6978.5469 | 0 | no | 0 | 0 | 0 | 6978.5469 | 0
| 15661.1959 | 0 | yes | Deficit |  |  | 0 | 0 | 0 | 0 | 0 |  | 0 | 0 | 0 | 0 | 3940 | no |  | 0 | 19700 | no | 15661.1959 | 0 | no | no | 0 | 0 | 0 | 0 | 0 |  | 0 | 0 | 0 | 0 | 0 | 15661.1959 | 22539.9387 | 19325.9157 | 0 | yes | Deficit |  |  | 0 | 0 | 0 | 0 | 0 |  | 0 | 0 | 0 | 0 | 5918.5657 | yes |  | 0 | 0 | 0 | 5918.5657 | 0 | no | 0 | 0 | 0 | 5918.5657 | 0
| 13775.193 | 0 | no | Surplus | yes |  | 0 | 0 | 0 | 1886.0028 | 0 | no | 0 | 0 | 0 | 1886.0028 | 3940 | no | 13775.193 | 0 | 19700 |  |  | 0 |  |  | 0 | 0 | 0 | 0 | 0 |  | 0 | 0 | 0 | 0 | 0 | 13775.193 | 22164.5857 | 16998.5882 | 0 | yes | Deficit |  |  | 0 | 0 | 0 | 0 | 0 |  | 0 | 0 | 0 | 0 | 2838.67 | yes |  | 0 | 0 | 0 | 2838.67 | 0 | no | 0 | 0 | 0 | 2838.67 | 0
| 13431.2949 | 0 | no | Surplus | yes |  | 0 | 0 | 0 | 343.8982 | 0 | no | 0 | 0 | 0 | 343.8982 | 3940 | no | 13431.2949 | 0 | 19700 |  |  | 0 |  |  | 0 | 0 | 0 | 0 | 0 |  | 0 | 0 | 0 | 0 | 0 | 13431.2949 | 23339.0788 | 16574.2179 | 0 | yes | Deficit |  |  | 0 | 0 | 0 | 0 | 0 |  | 0 | 0 | 0 | 0 | 6340.4906 | yes |  | 0 | 0 | 0 | 6340.4906 | 0 | no | 0 | 0 | 0 | 6340.4906 | 0
| 15588.491 | 0 | yes | Deficit |  |  | 0 | 0 | 0 | 0 | 0 |  | 0 | 0 | 0 | 0 | 3940 | no |  | 0 | 19700 | no | 15588.491 | 0 | no | no | 0 | 0 | 0 | 0 | 0 |  | 0 | 0 | 0 | 0 | 0 | 15588.491 | 22841.9591 | 19236.1979 | 0 | yes | Deficit |  |  | 0 | 0 | 0 | 0 | 0 |  | 0 | 0 | 0 | 0 | 6267.7413 | yes |  | 0 | 0 | 0 | 6267.7413 | 0 | no | 0 | 0 | 0 | 6267.7413 | 0
| 15336.6771 | 0 | no | Surplus | yes |  | 0 | 0 | 0 | 251.8139 | 0 | no | 0 | 0 | 0 | 251.8139 | 3940 | no | 15336.6771 | 0 | 19700 |  |  | 0 |  |  | 0 | 0 | 0 | 0 | 0 |  | 0 | 0 | 0 | 0 | 0 | 15336.6771 | 22359.9856 | 18925.4595 | 0 | yes | Deficit |  |  | 0 | 0 | 0 | 0 | 0 |  | 0 | 0 | 0 | 0 | 3123.7877 | yes |  | 0 | 0 | 0 | 3123.7877 | 0 | no | 0 | 0 | 0 | 3123.7877 | 0
| 15094.3348 | 0 | no | Surplus | yes |  | 0 | 0 | 0 | 242.3422 | 0 | no | 0 | 0 | 0 | 242.3422 | 3940 | no | 15094.3348 | 0 | 19700 |  |  | 0 |  |  | 0 | 0 | 0 | 0 | 0 |  | 0 | 0 | 0 | 0 | 0 | 15094.3348 | 20274.9123 | 18626.4092 | 0 | yes | Deficit |  |  | 0 | 0 | 0 | 0 | 0 |  | 0 | 0 | 0 | 0 | 1349.4528 | yes |  | 0 | 0 | 0 | 1349.4528 | 0 | no | 0 | 0 | 0 | 1349.4528 | 0
| 15359.3428 | 0 | yes | Deficit |  |  | 0 | 0 | 0 | 0 | 0 |  | 0 | 0 | 0 | 0 | 3940 | no |  | 0 | 19700 | no | 15359.3428 | 0 | no | no | 0 | 0 | 0 | 0 | 0 |  | 0 | 0 | 0 | 0 | 0 | 15359.3428 | 19336.2375 | 18953.429 | 0 | yes | Deficit |  |  | 0 | 0 | 0 | 0 | 0 |  | 0 | 0 | 0 | 0 | 709.8283 | yes |  | 0 | 0 | 0 | 709.8283 | 0 | no | 0 | 0 | 0 | 709.8283 | 0
| 15290.3361 | 0 | no | Surplus | yes |  | 0 | 0 | 0 | 69.0067 | 0 | no | 0 | 0 | 0 | 69.0067 | 3940 | no | 15290.3361 | 0 | 19700 |  |  | 0 |  |  | 0 | 0 | 0 | 0 | 0 |  | 0 | 0 | 0 | 0 | 0 | 15290.3361 | 18732.5222 | 18868.2747 | 0 | no | Surplus | yes |  | 0 | 0 | 0 | 220.9068 | 0 | no | 0 | 0 | 0 | 220.9068 | 0 |  |  | 0 | 0 | 0 | 0 | 0 |  | 0 | 0 | 0 | 0 | 0
| 14895.202 | 0 | no | Surplus | yes |  | 0 | 0 | 0 | 395.1341 | 0 | no | 0 | 0 | 0 | 395.1341 | 3940 | no | 14895.202 | 0 | 19700 |  |  | 0 |  |  | 0 | 0 | 0 | 0 | 0 |  | 0 | 0 | 0 | 0 | 0 | 14895.202 | 18412.4341 | 18380.6793 | 0 | no | Surplus | yes |  | 0 | 0 | 0 | 455.8406 | 0 | no | 0 | 0 | 0 | 455.8406 | 0 |  |  | 0 | 0 | 0 | 0 | 0 |  | 0 | 0 | 0 | 0 | 0
| 15683.3324 | 0 | yes | Deficit |  |  | 0 | 0 | 0 | 0 | 0 |  | 0 | 0 | 0 | 0 | 3940 | no |  | 0 | 19700 | no | 15683.3324 | 0 | no | no | 0 | 0 | 0 | 0 | 0 |  | 0 | 0 | 0 | 0 | 0 | 15683.3324 | 19319.4736 | 19353.2322 | 0 | yes | Deficit |  |  | 0 | 0 | 0 | 0 | 0 |  | 0 | 0 | 0 | 0 | 938.7944 | yes |  | 0 | 0 | 0 | 938.7944 | 0 | no | 0 | 0 | 0 | 938.7944 | 0
| 15867.7812 | 0 | yes | Deficit |  |  | 0 | 0 | 0 | 0 | 0 |  | 0 | 0 | 0 | 0 | 3940 | no |  | 0 | 19700 | no | 15867.7812 | 0 | no | no | 0 | 0 | 0 | 0 | 0 |  | 0 | 0 | 0 | 0 | 0 | 15867.7812 | 20157.6726 | 19580.842 | 0 | yes | Deficit |  |  | 0 | 0 | 0 | 0 | 0 |  | 0 | 0 | 0 | 0 | 804.4404 | yes |  | 0 | 0 | 0 | 804.4404 | 0 | no | 0 | 0 | 0 | 804.4404 | 0
| 16196.6692 | 0 | yes | Deficit |  |  | 0 | 0 | 0 | 0 | 0 |  | 0 | 0 | 0 | 0 | 3940 | no |  | 0 | 19700 | no | 16196.6692 | 0 | no | no | 0 | 0 | 0 | 0 | 0 |  | 0 | 0 | 0 | 0 | 0 | 16196.6692 | 20706.4813 | 19986.6897 | 0 | yes | Deficit |  |  | 0 | 0 | 0 | 0 | 0 |  | 0 | 0 | 0 | 0 | 1125.6393 | yes |  | 0 | 0 | 0 | 1125.6393 | 0 | no | 0 | 0 | 0 | 1125.6393 | 0
| 16016.9248 | 0 | no | Surplus | yes |  | 0 | 0 | 0 | 179.7444 | 0 | no | 0 | 0 | 0 | 179.7444 | 3940 | no | 16016.9248 | 0 | 19700 |  |  | 0 |  |  | 0 | 0 | 0 | 0 | 0 |  | 0 | 0 | 0 | 0 | 0 | 16016.9248 | 20036.6498 | 19764.8852 | 0 | yes | Deficit |  |  | 0 | 0 | 0 | 0 | 0 |  | 0 | 0 | 0 | 0 | 49.9601 | yes |  | 0 | 0 | 0 | 49.9601 | 0 | no | 0 | 0 | 0 | 49.9601 | 0
| 15955.0091 | 0 | no | Surplus | yes |  | 0 | 0 | 0 | 61.9157 | 0 | no | 0 | 0 | 0 | 61.9157 | 3940 | no | 15955.0091 | 0 | 19700 |  |  | 0 |  |  | 0 | 0 | 0 | 0 | 0 |  | 0 | 0 | 0 | 0 | 0 | 15955.0091 | 20002.8961 | 19688.4812 | 0 | yes | Deficit |  |  | 0 | 0 | 0 | 0 | 0 |  | 0 | 0 | 0 | 0 | 238.011 | yes |  | 0 | 0 | 0 | 238.011 | 0 | no | 0 | 0 | 0 | 238.011 | 0
| 16728.3104 | 0 | yes | Deficit |  |  | 0 | 0 | 0 | 0 | 0 |  | 0 | 0 | 0 | 0 | 3940 | no |  | 0 | 19700 | no | 16728.3104 | 0 | no | no | 0 | 0 | 0 | 0 | 0 |  | 0 | 0 | 0 | 0 | 0 | 16728.3104 | 19381.6025 | 20642.7351 | 0 | no | Surplus | yes |  | 0 | 0 | 0 | 306.8787 | 0 | no | 0 | 0 | 0 | 306.8787 | 0 |  |  | 0 | 0 | 0 | 0 | 0 |  | 0 | 0 | 0 | 0 | 0
| 16897.1907 | 0 | yes | Deficit |  |  | 0 | 0 | 0 | 0 | 0 |  | 0 | 0 | 0 | 0 | 3940 | no |  | 0 | 19700 | no | 16897.1907 | 0 | no | no | 0 | 0 | 0 | 0 | 0 |  | 0 | 0 | 0 | 0 | 0 | 16897.1907 | 19082.6091 | 20851.1333 | 0 | no | Surplus | yes |  | 0 | 0 | 0 | 1560.126 | 0 | no | 0 | 0 | 0 | 1560.126 | 0 |  |  | 0 | 0 | 0 | 0 | 0 |  | 0 | 0 | 0 | 0 | 0
| 16762.0006 | 0 | no | Surplus | yes |  | 0 | 0 | 0 | 135.1901 | 0 | no | 0 | 0 | 0 | 135.1901 | 3940 | no | 16762.0006 | 0 | 19700 |  |  | 0 |  |  | 0 | 0 | 0 | 0 | 0 |  | 0 | 0 | 0 | 0 | 0 | 16762.0006 | 19608.2204 | 20684.3088 | 0 | no | Surplus | yes |  | 0 | 0 | 0 | 1242.9129 | 0 | no | 0 | 0 | 0 | 1242.9129 | 0 |  |  | 0 | 0 | 0 | 0 | 0 |  | 0 | 0 | 0 | 0 | 0
| 16899.3317 | 0 | yes | Deficit |  |  | 0 | 0 | 0 | 0 | 0 |  | 0 | 0 | 0 | 0 | 3940 | no |  | 0 | 19700 | no | 16899.3317 | 0 | no | no | 0 | 0 | 0 | 0 | 0 |  | 0 | 0 | 0 | 0 | 0 | 16899.3317 | 21656.6953 | 20853.7753 | 0 | yes | Deficit |  |  | 0 | 0 | 0 | 0 | 0 |  | 0 | 0 | 0 | 0 | 972.3865 | yes |  | 0 | 0 | 0 | 972.3865 | 0 | no | 0 | 0 | 0 | 972.3865 | 0
| 16860.1191 | 0 | no | Surplus | yes |  | 0 | 0 | 0 | 39.2126 | 0 | no | 0 | 0 | 0 | 39.2126 | 3940 | no | 16860.1191 | 0 | 19700 |  |  | 0 |  |  | 0 | 0 | 0 | 0 | 0 |  | 0 | 0 | 0 | 0 | 0 | 16860.1191 | 23692.4601 | 20805.3869 | 0 | yes | Deficit |  |  | 0 | 0 | 0 | 0 | 0 |  | 0 | 0 | 0 | 0 | 2838.6849 | yes |  | 0 | 0 | 0 | 2838.6849 | 0 | no | 0 | 0 | 0 | 2838.6849 | 0
| 16661.9241 | 0 | no | Surplus | yes |  | 0 | 0 | 0 | 198.195 | 0 | no | 0 | 0 | 0 | 198.195 | 3940 | no | 16661.9241 | 0 | 19700 |  |  | 0 |  |  | 0 | 0 | 0 | 0 | 0 |  | 0 | 0 | 0 | 0 | 0 | 16661.9241 | 23635.3615 | 20560.8143 | 0 | yes | Deficit |  |  | 0 | 0 | 0 | 0 | 0 |  | 0 | 0 | 0 | 0 | 2829.9746 | yes |  | 0 | 0 | 0 | 2829.9746 | 0 | no | 0 | 0 | 0 | 2829.9746 | 0
| 18233.3045 | 0 | yes | Deficit |  |  | 0 | 0 | 0 | 0 | 0 |  | 0 | 0 | 0 | 0 | 3940 | no |  | 0 | 19700 | no | 18233.3045 | 0 | no | no | 0 | 0 | 0 | 0 | 0 |  | 0 | 0 | 0 | 0 | 0 | 18233.3045 | 21649.0654 | 22499.8978 | 0 | yes | Deficit |  |  | 0 | 0 | 0 | 0 | 0 |  | 0 | 0 | 0 | 0 | 1088.2511 | yes |  | 0 | 0 | 0 | 1088.2511 | 0 | no | 0 | 0 | 0 | 1088.2511 | 0
| 18418.7749 | 0 | yes | Deficit |  |  | 0 | 0 | 0 | 0 | 0 |  | 0 | 0 | 0 | 0 | 3940 | no |  | 0 | 19700 | no | 18418.7749 | 0 | no | no | 0 | 0 | 0 | 0 | 0 |  | 0 | 0 | 0 | 0 | 0 | 18418.7749 | 20990.136 | 22728.7682 | 0 | no | Surplus | yes |  | 0 | 0 | 0 | 1509.7618 | 0 | no | 0 | 0 | 0 | 1509.7618 | 0 |  |  | 0 | 0 | 0 | 0 | 0 |  | 0 | 0 | 0 | 0 | 0
| 18026.7743 | 0 | no | Surplus | yes |  | 0 | 0 | 0 | 392.0005 | 0 | no | 0 | 0 | 0 | 392.0005 | 3940 | no | 18026.7743 | 0 | 19700 |  |  | 0 |  |  | 0 | 0 | 0 | 0 | 0 |  | 0 | 0 | 0 | 0 | 0 | 18026.7743 | 19684.8229 | 22245.0395 | 0 | no | Surplus | yes |  | 0 | 0 | 0 | 3043.9452 | 0 | no | 0 | 0 | 0 | 3043.9452 | 0 |  |  | 0 | 0 | 0 | 0 | 0 |  | 0 | 0 | 0 | 0 | 0
| 17877.2435 | 0 | no | Surplus | yes |  | 0 | 0 | 0 | 149.5308 | 0 | no | 0 | 0 | 0 | 149.5308 | 3940 | no | 17877.2435 | 0 | 19700 |  |  | 0 |  |  | 0 | 0 | 0 | 0 | 0 |  | 0 | 0 | 0 | 0 | 0 | 17877.2435 | 21329.7521 | 22060.5185 | 0 | no | Surplus | yes |  | 0 | 0 | 0 | 915.2874 | 0 | no | 0 | 0 | 0 | 915.2874 | 0 |  |  | 0 | 0 | 0 | 0 | 0 |  | 0 | 0 | 0 | 0 | 0
| 16794.9428 | 0 | no | Surplus | yes |  | 0 | 0 | 0 | 1082.3007 | 0 | no | 0 | 0 | 0 | 1082.3007 | 3940 | no | 16794.9428 | 0 | 19700 |  |  | 0 |  |  | 0 | 0 | 0 | 0 | 0 |  | 0 | 0 | 0 | 0 | 0 | 16794.9428 | 22018.7439 | 20724.9594 | 0 | no | Surplus | yes |  | 0 | 0 | 0 | 41.7746 | 0 | no | 0 | 0 | 0 | 41.7746 | 0 |  |  | 0 | 0 | 0 | 0 | 0 |  | 0 | 0 | 0 | 0 | 0
| 15173.0545 | 0 | no | Surplus | yes |  | 0 | 0 | 0 | 1621.8883 | 0 | no | 0 | 0 | 0 | 1621.8883 | 3940 | no | 15173.0545 | 0 | 19700 |  |  | 0 |  |  | 0 | 0 | 0 | 0 | 0 |  | 0 | 0 | 0 | 0 | 0 | 15173.0545 | 25562.5413 | 18723.5492 | 0 | yes | Deficit |  |  | 0 | 0 | 0 | 0 | 0 |  | 0 | 0 | 0 | 0 | 4837.5819 | yes |  | 0 | 0 | 0 | 4837.5819 | 0 | no | 0 | 0 | 0 | 4837.5819 | 0
| 15232.8606 | 0 | yes | Deficit |  |  | 0 | 0 | 0 | 0 | 0 |  | 0 | 0 | 0 | 0 | 3940 | no |  | 0 | 19700 | no | 15232.8606 | 0 | no | no | 0 | 0 | 0 | 0 | 0 |  | 0 | 0 | 0 | 0 | 0 | 15232.8606 | 21291.4446 | 18797.3499 | 0 | yes | Deficit |  |  | 0 | 0 | 0 | 0 | 0 |  | 0 | 0 | 0 | 0 | 2567.8954 | yes |  | 0 | 0 | 0 | 2567.8954 | 0 | no | 0 | 0 | 0 | 2567.8954 | 0
| 16471.8661 | 0 | yes | Deficit |  |  | 0 | 0 | 0 | 0 | 0 |  | 0 | 0 | 0 | 0 | 3940 | no |  | 0 | 19700 | no | 16471.8661 | 0 | no | no | 0 | 0 | 0 | 0 | 0 |  | 0 | 0 | 0 | 0 | 0 | 16471.8661 | 19620.7623 | 20326.2827 | 0 | yes | Deficit |  |  | 0 | 0 | 0 | 0 | 0 |  | 0 | 0 | 0 | 0 | 823.4124 | yes |  | 0 | 0 | 0 | 823.4124 | 0 | no | 0 | 0 | 0 | 823.4124 | 0
| 16571.9587 | 0 | yes | Deficit |  |  | 0 | 0 | 0 | 0 | 0 |  | 0 | 0 | 0 | 0 | 3940 | no |  | 0 | 19700 | no | 16571.9587 | 0 | no | no | 0 | 0 | 0 | 0 | 0 |  | 0 | 0 | 0 | 0 | 0 | 16571.9587 | 19095.5328 | 20449.7971 | 0 | no | Surplus | yes |  | 0 | 0 | 0 | 1230.75 | 0 | no | 0 | 0 | 0 | 1230.75 | 0 |  |  | 0 | 0 | 0 | 0 | 0 |  | 0 | 0 | 0 | 0 | 0
| 16245.7009 | 0 | no | Surplus | yes |  | 0 | 0 | 0 | 326.2578 | 0 | no | 0 | 0 | 0 | 326.2578 | 3940 | no | 16245.7009 | 0 | 19700 |  |  | 0 |  |  | 0 | 0 | 0 | 0 | 0 |  | 0 | 0 | 0 | 0 | 0 | 16245.7009 | 20866.844 | 20047.1949 | 0 | yes | Deficit |  |  | 0 | 0 | 0 | 0 | 0 |  | 0 | 0 | 0 | 0 | 417.047 | yes |  | 0 | 0 | 0 | 417.047 | 0 | no | 0 | 0 | 0 | 417.047 | 0
| 15841.9461 | 0 | no | Surplus | yes |  | 0 | 0 | 0 | 403.7548 | 0 | no | 0 | 0 | 0 | 403.7548 | 3940 | no | 15841.9461 | 0 | 19700 |  |  | 0 |  |  | 0 | 0 | 0 | 0 | 0 |  | 0 | 0 | 0 | 0 | 0 | 15841.9461 | 21128.2746 | 19548.9614 | 0 | yes | Deficit |  |  | 0 | 0 | 0 | 0 | 0 |  | 0 | 0 | 0 | 0 | 1081.0797 | yes |  | 0 | 0 | 0 | 1081.0797 | 0 | no | 0 | 0 | 0 | 1081.0797 | 0
| 15668.9363 | 0 | no | Surplus | yes |  | 0 | 0 | 0 | 173.0098 | 0 | no | 0 | 0 | 0 | 173.0098 | 3940 | no | 15668.9363 | 0 | 19700 |  |  | 0 |  |  | 0 | 0 | 0 | 0 | 0 |  | 0 | 0 | 0 | 0 | 0 | 15668.9363 | 22625.351 | 19335.4674 | 0 | yes | Deficit |  |  | 0 | 0 | 0 | 0 | 0 |  | 0 | 0 | 0 | 0 | 3076.3896 | yes |  | 0 | 0 | 0 | 3076.3896 | 0 | no | 0 | 0 | 0 | 3076.3896 | 0
| 14598.4667 | 0 | no | Surplus | yes |  | 0 | 0 | 0 | 1070.4696 | 0 | no | 0 | 0 | 0 | 1070.4696 | 3940 | no | 14598.4667 | 0 | 19700 |  |  | 0 |  |  | 0 | 0 | 0 | 0 | 0 |  | 0 | 0 | 0 | 0 | 0 | 14598.4667 | 22666.3875 | 18014.5079 | 0 | yes | Deficit |  |  | 0 | 0 | 0 | 0 | 0 |  | 0 | 0 | 0 | 0 | 3330.9201 | yes |  | 0 | 0 | 0 | 3330.9201 | 0 | no | 0 | 0 | 0 | 3330.9201 | 0
| 16663.9757 | 0 | yes | Deficit |  |  | 0 | 0 | 0 | 0 | 0 |  | 0 | 0 | 0 | 0 | 3940 | no |  | 0 | 19700 | no | 16663.9757 | 0 | no | no | 0 | 0 | 0 | 0 | 0 |  | 0 | 0 | 0 | 0 | 0 | 16663.9757 | 20947.2674 | 20563.346 | 0 | yes | Deficit |  |  | 0 | 0 | 0 | 0 | 0 |  | 0 | 0 | 0 | 0 | 2932.7595 | yes |  | 0 | 0 | 0 | 2932.7595 | 0 | no | 0 | 0 | 0 | 2932.7595 | 0
| 18426.3575 | 0 | yes | Deficit |  |  | 0 | 0 | 0 | 0 | 0 |  | 0 | 0 | 0 | 0 | 3940 | no |  | 0 | 19700 | no | 18426.3575 | 0 | no | no | 0 | 0 | 0 | 0 | 0 |  | 0 | 0 | 0 | 0 | 0 | 18426.3575 | 19114.0393 | 22738.1252 | 0 | no | Surplus | yes |  | 0 | 0 | 0 | 1449.3067 | 0 | no | 0 | 0 | 0 | 1449.3067 | 0 |  |  | 0 | 0 | 0 | 0 | 0 |  | 0 | 0 | 0 | 0 | 0
| 13025.2939 | 0 | no | Surplus | yes |  | 0 | 0 | 0 | 5401.0636 | 0 | no | 0 | 0 | 0 | 5401.0636 | 3940 | no | 13025.2939 | 0 | 19700 |  |  | 0 |  |  | 0 | 0 | 0 | 0 | 0 |  | 0 | 0 | 0 | 0 | 0 | 13025.2939 | 18314.1254 | 16073.2127 | 0 | no | Surplus | yes |  | 0 | 0 | 0 | 4423.9998 | 0 | no | 0 | 0 | 0 | 4423.9998 | 0 |  |  | 0 | 0 | 0 | 0 | 0 |  | 0 | 0 | 0 | 0 | 0
| 12518.7394 | 0 | no | Surplus | yes |  | 0 | 0 | 0 | 506.5545 | 0 | no | 0 | 0 | 0 | 506.5545 | 3940 | no | 12518.7394 | 0 | 19700 |  |  | 0 |  |  | 0 | 0 | 0 | 0 | 0 |  | 0 | 0 | 0 | 0 | 0 | 12518.7394 | 18717.2363 | 15448.1244 | 0 | yes | Deficit |  |  | 0 | 0 | 0 | 0 | 0 |  | 0 | 0 | 0 | 0 | 2644.0236 | yes |  | 0 | 0 | 0 | 2644.0236 | 0 | no | 0 | 0 | 0 | 2644.0236 | 0
| 11442.9131 | 0 | no | Surplus | yes |  | 0 | 0 | 0 | 1075.8263 | 0 | no | 0 | 0 | 0 | 1075.8263 | 3940 | no | 11442.9131 | 0 | 19700 |  |  | 0 |  |  | 0 | 0 | 0 | 0 | 0 |  | 0 | 0 | 0 | 0 | 0 | 11442.9131 | 10761.4961 | 14120.5547 | 0 | no | Surplus | yes |  | 0 | 0 | 0 | 4686.6284 | 0 | no | 0 | 0 | 0 | 4686.6284 | 0 |  |  | 0 | 0 | 0 | 0 | 0 |  | 0 | 0 | 0 | 0 | 0
| 13133.814 | 0 | yes | Deficit |  |  | 0 | 0 | 0 | 0 | 0 |  | 0 | 0 | 0 | 0 | 3940 | no |  | 0 | 19700 | no | 13133.814 | 0 | no | no | 0 | 0 | 0 | 0 | 0 |  | 0 | 0 | 0 | 0 | 0 | 13133.814 | 1381.8623 | 16207.1265 | 0 | no | Surplus | yes |  | 0 | 0 | 0 | 12738.6924 | 0 | no | 0 | 0 | 0 | 12738.6924 | 0 |  |  | 0 | 0 | 0 | 0 | 0 |  | 0 | 0 | 0 | 0 | 0
| 12675.3933 | 0 | no | Surplus | yes |  | 0 | 0 | 0 | 458.4208 | 0 | no | 0 | 0 | 0 | 458.4208 | 3940 | no | 12675.3933 | 0 | 19700 |  |  | 0 |  |  | 0 | 0 | 0 | 0 | 0 |  | 0 | 0 | 0 | 0 | 0 | 12675.3933 | 5911.9362 | 15641.4353 | 0 | no | Surplus | yes |  | 0 | 0 | 0 | 10295.1903 | 0 | no | 0 | 0 | 0 | 10295.1903 | 0 |  |  | 0 | 0 | 0 | 0 | 0 |  | 0 | 0 | 0 | 0 | 0
| 11567.9055 | 0 | no | Surplus | yes |  | 0 | 0 | 0 | 1107.4878 | 0 | no | 0 | 0 | 0 | 1107.4878 | 3940 | no | 11567.9055 | 0 | 19700 |  |  | 0 |  |  | 0 | 0 | 0 | 0 | 0 |  | 0 | 0 | 0 | 0 | 0 | 11567.9055 | 5840.9435 | 14274.7954 | 0 | no | Surplus | yes |  | 0 | 0 | 0 | 9800.4918 | 0 | no | 0 | 0 | 0 | 9800.4918 | 0 |  |  | 0 | 0 | 0 | 0 | 0 |  | 0 | 0 | 0 | 0 | 0
| 11772.7037 | 0 | yes | Deficit |  |  | 0 | 0 | 0 | 0 | 0 |  | 0 | 0 | 0 | 0 | 3940 | no |  | 0 | 19700 | no | 11772.7037 | 0 | no | no | 0 | 0 | 0 | 0 | 0 |  | 0 | 0 | 0 | 0 | 0 | 11772.7037 | 13652.5334 | 14527.5163 | 0 | no | Surplus | yes |  | 0 | 0 | 0 | 622.262 | 0 | no | 0 | 0 | 0 | 622.262 | 0 |  |  | 0 | 0 | 0 | 0 | 0 |  | 0 | 0 | 0 | 0 | 0
| 7904.1271 | 0 | no | Surplus | yes |  | 0 | 0 | 0 | 3868.5765 | 0 | no | 0 | 0 | 0 | 3868.5765 | 3940 | no | 7904.1271 | 0 | 19700 |  |  | 0 |  |  | 0 | 0 | 0 | 0 | 0 |  | 0 | 0 | 0 | 0 | 0 | 7904.1271 | 10349.139 | 9753.6929 | 0 | no | Surplus | yes |  | 0 | 0 | 0 | 4178.3773 | 0 | no | 0 | 0 | 0 | 4178.3773 | 0 |  |  | 0 | 0 | 0 | 0 | 0 |  | 0 | 0 | 0 | 0 | 0
| 9447.1311 | 0 | yes | Deficit |  |  | 0 | 0 | 0 | 0 | 0 |  | 0 | 0 | 0 | 0 | 3940 | no |  | 0 | 15808.2543 | no | 9447.1311 | 0 | no | no | 0 | 0 | 0 | 0 | 0 |  | 0 | 0 | 0 | 0 | 0 | 9447.1311 | 5354.425 | 11657.7598 | 0 | no | Surplus | yes |  | 0 | 0 | 0 | 4399.2679 | 0 | no | 0 | 0 | 0 | 4399.2679 | 0 |  |  | 0 | 0 | 0 | 0 | 0 |  | 0 | 0 | 0 | 0 | 0
| 9860.4408 | 0 | yes | Deficit |  |  | 0 | 0 | 0 | 0 | 0 |  | 0 | 0 | 0 | 0 | 3940 | no |  | 0 | 18894.2623 | no | 9860.4408 | 0 | no | no | 0 | 0 | 0 | 0 | 0 |  | 0 | 0 | 0 | 0 | 0 | 9860.4408 | 5727.6123 | 12167.7839 | 0 | no | Surplus | yes |  | 0 | 0 | 0 | 5930.1476 | 0 | no | 0 | 0 | 0 | 5930.1476 | 0 |  |  | 0 | 0 | 0 | 0 | 0 |  | 0 | 0 | 0 | 0 | 0
| 10616.7517 | 0 | yes | Deficit |  |  | 0 | 0 | 0 | 0 | 0 |  | 0 | 0 | 0 | 0 | 3940 | no |  | 0 | 19700 | no | 10616.7517 | 0 | no | no | 0 | 0 | 0 | 0 | 0 |  | 0 | 0 | 0 | 0 | 0 | 10616.7517 | 10093.7102 | 13101.0716 | 0 | no | Surplus | yes |  | 0 | 0 | 0 | 2074.0737 | 0 | no | 0 | 0 | 0 | 2074.0737 | 0 |  |  | 0 | 0 | 0 | 0 | 0 |  | 0 | 0 | 0 | 0 | 0
| 10774.2084 | 0 | yes | Deficit |  |  | 0 | 0 | 0 | 0 | 0 |  | 0 | 0 | 0 | 0 | 3940 | no |  | 0 | 19700 | no | 10774.2084 | 0 | no | no | 0 | 0 | 0 | 0 | 0 |  | 0 | 0 | 0 | 0 | 0 | 10774.2084 | 15603.0134 | 13295.3732 | 0 | yes | Deficit |  |  | 0 | 0 | 0 | 0 | 0 |  | 0 | 0 | 0 | 0 | 2501.9418 | yes |  | 0 | 0 | 0 | 2501.9418 | 0 | no | 0 | 0 | 0 | 2501.9418 | 0
| 11143.8369 | 0 | yes | Deficit |  |  | 0 | 0 | 0 | 0 | 0 |  | 0 | 0 | 0 | 0 | 3940 | no |  | 0 | 19700 | no | 11143.8369 | 0 | no | no | 0 | 0 | 0 | 0 | 0 |  | 0 | 0 | 0 | 0 | 0 | 11143.8369 | 17634.6941 | 13751.4947 | 0 | yes | Deficit |  |  | 0 | 0 | 0 | 0 | 0 |  | 0 | 0 | 0 | 0 | 4339.3209 | yes |  | 0 | 0 | 0 | 4339.3209 | 0 | no | 0 | 0 | 0 | 4339.3209 | 0
| 12002.7612 | 0 | yes | Deficit |  |  | 0 | 0 | 0 | 0 | 0 |  | 0 | 0 | 0 | 0 | 3940 | no |  | 0 | 19700 | no | 12002.7612 | 0 | no | no | 0 | 0 | 0 | 0 | 0 |  | 0 | 0 | 0 | 0 | 0 | 12002.7612 | 17875.3261 | 14811.4074 | 0 | yes | Deficit |  |  | 0 | 0 | 0 | 0 | 0 |  | 0 | 0 | 0 | 0 | 4123.8314 | yes |  | 0 | 0 | 0 | 4123.8314 | 0 | no | 0 | 0 | 0 | 4123.8314 | 0
| 11390.8193 | 0 | no | Surplus | yes |  | 0 | 0 | 0 | 611.9419 | 0 | no | 0 | 0 | 0 | 611.9419 | 3940 | no | 11390.8193 | 0 | 19700 |  |  | 0 |  |  | 0 | 0 | 0 | 0 | 0 |  | 0 | 0 | 0 | 0 | 0 | 11390.8193 | 22300.2693 | 14056.271 | 0 | yes | Deficit |  |  | 0 | 0 | 0 | 0 | 0 |  | 0 | 0 | 0 | 0 | 7488.8619 | yes |  | 0 | 0 | 0 | 7488.8619 | 0 | no | 0 | 0 | 0 | 7488.8619 | 0
| 11798.3162 | 0 | yes | Deficit |  |  | 0 | 0 | 0 | 0 | 0 |  | 0 | 0 | 0 | 0 | 3940 | no |  | 0 | 19700 | no | 11798.3162 | 0 | no | no | 0 | 0 | 0 | 0 | 0 |  | 0 | 0 | 0 | 0 | 0 | 11798.3162 | 17655.9571 | 14559.1222 | 0 | yes | Deficit |  |  | 0 | 0 | 0 | 0 | 0 |  | 0 | 0 | 0 | 0 | 3599.6861 | yes |  | 0 | 0 | 0 | 3599.6861 | 0 | no | 0 | 0 | 0 | 3599.6861 | 0
| 11999.1518 | 0 | yes | Deficit |  |  | 0 | 0 | 0 | 0 | 0 |  | 0 | 0 | 0 | 0 | 3940 | no |  | 0 | 19700 | no | 11999.1518 | 0 | no | no | 0 | 0 | 0 | 0 | 0 |  | 0 | 0 | 0 | 0 | 0 | 11999.1518 | 16743.9792 | 14806.9533 | 0 | yes | Deficit |  |  | 0 | 0 | 0 | 0 | 0 |  | 0 | 0 | 0 | 0 | 2184.857 | yes |  | 0 | 0 | 0 | 2184.857 | 0 | no | 0 | 0 | 0 | 2184.857 | 0
| 10699.054 | 0 | no | Surplus | yes |  | 0 | 0 | 0 | 1300.0977 | 0 | no | 0 | 0 | 0 | 1300.0977 | 3940 | no | 10699.054 | 0 | 19700 |  |  | 0 |  |  | 0 | 0 | 0 | 0 | 0 |  | 0 | 0 | 0 | 0 | 0 | 10699.054 | 16912.969 | 13202.6327 | 0 | yes | Deficit |  |  | 0 | 0 | 0 | 0 | 0 |  | 0 | 0 | 0 | 0 | 2106.0157 | yes |  | 0 | 0 | 0 | 2106.0157 | 0 | no | 0 | 0 | 0 | 2106.0157 | 0
| 10345.2249 | 0 | no | Surplus | yes |  | 0 | 0 | 0 | 353.8291 | 0 | no | 0 | 0 | 0 | 353.8291 | 3940 | no | 10345.2249 | 0 | 19700 |  |  | 0 |  |  | 0 | 0 | 0 | 0 | 0 |  | 0 | 0 | 0 | 0 | 0 | 10345.2249 | 17096.8043 | 12766.0075 | 0 | yes | Deficit |  |  | 0 | 0 | 0 | 0 | 0 |  | 0 | 0 | 0 | 0 | 3894.1716 | yes |  | 0 | 0 | 0 | 3894.1716 | 0 | no | 0 | 0 | 0 | 3894.1716 | 0
| 11674.4942 | 0 | yes | Deficit |  |  | 0 | 0 | 0 | 0 | 0 |  | 0 | 0 | 0 | 0 | 3940 | no |  | 0 | 19700 | no | 11674.4942 | 0 | no | no | 0 | 0 | 0 | 0 | 0 |  | 0 | 0 | 0 | 0 | 0 | 11674.4942 | 14839.3814 | 14406.3258 | 0 | yes | Deficit |  |  | 0 | 0 | 0 | 0 | 0 |  | 0 | 0 | 0 | 0 | 2073.3739 | yes |  | 0 | 0 | 0 | 2073.3739 | 0 | no | 0 | 0 | 0 | 2073.3739 | 0
| 10995.4859 | 0 | no | Surplus | yes |  | 0 | 0 | 0 | 679.0082 | 0 | no | 0 | 0 | 0 | 679.0082 | 3940 | no | 10995.4859 | 0 | 19700 |  |  | 0 |  |  | 0 | 0 | 0 | 0 | 0 |  | 0 | 0 | 0 | 0 | 0 | 10995.4859 | 15194.0126 | 13568.4296 | 0 | yes | Deficit |  |  | 0 | 0 | 0 | 0 | 0 |  | 0 | 0 | 0 | 0 | 787.6868 | yes |  | 0 | 0 | 0 | 787.6868 | 0 | no | 0 | 0 | 0 | 787.6868 | 0
| 11124.3433 | 0 | yes | Deficit |  |  | 0 | 0 | 0 | 0 | 0 |  | 0 | 0 | 0 | 0 | 3940 | no |  | 0 | 19700 | no | 11124.3433 | 0 | no | no | 0 | 0 | 0 | 0 | 0 |  | 0 | 0 | 0 | 0 | 0 | 11124.3433 | 15530.752 | 13727.4397 | 0 | yes | Deficit |  |  | 0 | 0 | 0 | 0 | 0 |  | 0 | 0 | 0 | 0 | 1962.3224 | yes |  | 0 | 0 | 0 | 1962.3224 | 0 | no | 0 | 0 | 0 | 1962.3224 | 0
| 11511.7861 | 0 | yes | Deficit |  |  | 0 | 0 | 0 | 0 | 0 |  | 0 | 0 | 0 | 0 | 3940 | no |  | 0 | 19700 | no | 11511.7861 | 0 | no | no | 0 | 0 | 0 | 0 | 0 |  | 0 | 0 | 0 | 0 | 0 | 11511.7861 | 16490.5189 | 14205.544 | 0 | yes | Deficit |  |  | 0 | 0 | 0 | 0 | 0 |  | 0 | 0 | 0 | 0 | 2763.0792 | yes |  | 0 | 0 | 0 | 2763.0792 | 0 | no | 0 | 0 | 0 | 2763.0792 | 0
| 12201.9566 | 0 | yes | Deficit |  |  | 0 | 0 | 0 | 0 | 0 |  | 0 | 0 | 0 | 0 | 3940 | no |  | 0 | 19700 | no | 12201.9566 | 0 | no | no | 0 | 0 | 0 | 0 | 0 |  | 0 | 0 | 0 | 0 | 0 | 12201.9566 | 15353.1875 | 15057.2145 | 0 | yes | Deficit |  |  | 0 | 0 | 0 | 0 | 0 |  | 0 | 0 | 0 | 0 | 1147.6435 | yes |  | 0 | 0 | 0 | 1147.6435 | 0 | no | 0 | 0 | 0 | 1147.6435 | 0
| 12809.6823 | 0 | yes | Deficit |  |  | 0 | 0 | 0 | 0 | 0 |  | 0 | 0 | 0 | 0 | 3940 | no |  | 0 | 19700 | no | 12809.6823 | 0 | no | no | 0 | 0 | 0 | 0 | 0 |  | 0 | 0 | 0 | 0 | 0 | 12809.6823 | 16145.4633 | 15807.1479 | 0 | yes | Deficit |  |  | 0 | 0 | 0 | 0 | 0 |  | 0 | 0 | 0 | 0 | 1088.2488 | yes |  | 0 | 0 | 0 | 1088.2488 | 0 | no | 0 | 0 | 0 | 1088.2488 | 0
| 12304.842 | 0 | no | Surplus | yes |  | 0 | 0 | 0 | 504.8403 | 0 | no | 0 | 0 | 0 | 504.8403 | 3940 | no | 12304.842 | 0 | 19700 |  |  | 0 |  |  | 0 | 0 | 0 | 0 | 0 |  | 0 | 0 | 0 | 0 | 0 | 12304.842 | 16947.4523 | 15184.175 | 0 | yes | Deficit |  |  | 0 | 0 | 0 | 0 | 0 |  | 0 | 0 | 0 | 0 | 1140.3043 | yes |  | 0 | 0 | 0 | 1140.3043 | 0 | no | 0 | 0 | 0 | 1140.3043 | 0
| 12275.2447 | 0 | no | Surplus | yes |  | 0 | 0 | 0 | 29.5973 | 0 | no | 0 | 0 | 0 | 29.5973 | 3940 | no | 12275.2447 | 0 | 19700 |  |  | 0 |  |  | 0 | 0 | 0 | 0 | 0 |  | 0 | 0 | 0 | 0 | 0 | 12275.2447 | 16116.0742 | 15147.652 | 0 | yes | Deficit |  |  | 0 | 0 | 0 | 0 | 0 |  | 0 | 0 | 0 | 0 | 931.8992 | yes |  | 0 | 0 | 0 | 931.8992 | 0 | no | 0 | 0 | 0 | 931.8992 | 0
| 11666.9588 | 0 | no | Surplus | yes |  | 0 | 0 | 0 | 608.2859 | 0 | no | 0 | 0 | 0 | 608.2859 | 3940 | no | 11666.9588 | 0 | 19700 |  |  | 0 |  |  | 0 | 0 | 0 | 0 | 0 |  | 0 | 0 | 0 | 0 | 0 | 11666.9588 | 15648.6457 | 14397.0271 | 0 | yes | Deficit |  |  | 0 | 0 | 0 | 0 | 0 |  | 0 | 0 | 0 | 0 | 500.9937 | yes |  | 0 | 0 | 0 | 500.9937 | 0 | no | 0 | 0 | 0 | 500.9937 | 0
| 9825.6031 | 0 | no | Surplus | yes |  | 0 | 0 | 0 | 1841.3557 | 0 | no | 0 | 0 | 0 | 1841.3557 | 3940 | no | 9825.6031 | 0 | 19700 |  |  | 0 |  |  | 0 | 0 | 0 | 0 | 0 |  | 0 | 0 | 0 | 0 | 0 | 9825.6031 | 18605.909 | 12124.7942 | 0 | yes | Deficit |  |  | 0 | 0 | 0 | 0 | 0 |  | 0 | 0 | 0 | 0 | 4208.8819 | yes |  | 0 | 0 | 0 | 4208.8819 | 0 | no | 0 | 0 | 0 | 4208.8819 | 0
| 10510.7944 | 0 | yes | Deficit |  |  | 0 | 0 | 0 | 0 | 0 |  | 0 | 0 | 0 | 0 | 3940 | no |  | 0 | 19651.2062 | no | 10510.7944 | 0 | no | no | 0 | 0 | 0 | 0 | 0 |  | 0 | 0 | 0 | 0 | 0 | 10510.7944 | 18188.8302 | 12970.3203 | 0 | yes | Deficit |  |  | 0 | 0 | 0 | 0 | 0 |  | 0 | 0 | 0 | 0 | 6064.036 | yes |  | 0 | 0 | 0 | 6064.036 | 0 | no | 0 | 0 | 0 | 6064.036 | 0
| 11446.3513 | 0 | yes | Deficit |  |  | 0 | 0 | 0 | 0 | 0 |  | 0 | 0 | 0 | 0 | 3940 | no |  | 0 | 19700 | no | 11446.3513 | 0 | no | no | 0 | 0 | 0 | 0 | 0 |  | 0 | 0 | 0 | 0 | 0 | 11446.3513 | 18249.7961 | 14124.7975 | 0 | yes | Deficit |  |  | 0 | 0 | 0 | 0 | 0 |  | 0 | 0 | 0 | 0 | 5279.4758 | yes |  | 0 | 0 | 0 | 5279.4758 | 0 | no | 0 | 0 | 0 | 5279.4758 | 0
| 11418.3643 | 0 | no | Surplus | yes |  | 0 | 0 | 0 | 27.987 | 0 | no | 0 | 0 | 0 | 27.987 | 3940 | no | 11418.3643 | 0 | 19700 |  |  | 0 |  |  | 0 | 0 | 0 | 0 | 0 |  | 0 | 0 | 0 | 0 | 0 | 11418.3643 | 18644.1442 | 14090.2615 | 0 | yes | Deficit |  |  | 0 | 0 | 0 | 0 | 0 |  | 0 | 0 | 0 | 0 | 4519.3467 | yes |  | 0 | 0 | 0 | 4519.3467 | 0 | no | 0 | 0 | 0 | 4519.3467 | 0
| 11434.9632 | 0 | yes | Deficit |  |  | 0 | 0 | 0 | 0 | 0 |  | 0 | 0 | 0 | 0 | 3940 | no |  | 0 | 19700 | no | 11434.9632 | 0 | no | no | 0 | 0 | 0 | 0 | 0 |  | 0 | 0 | 0 | 0 | 0 | 11434.9632 | 21106.0354 | 14110.7445 | 0 | yes | Deficit |  |  | 0 | 0 | 0 | 0 | 0 |  | 0 | 0 | 0 | 0 | 7015.7739 | yes |  | 0 | 0 | 0 | 7015.7739 | 0 | no | 0 | 0 | 0 | 7015.7739 | 0
| 10454.5475 | 0 | no | Surplus | yes |  | 0 | 0 | 0 | 980.4157 | 0 | no | 0 | 0 | 0 | 980.4157 | 3940 | no | 10454.5475 | 0 | 19700 |  |  | 0 |  |  | 0 | 0 | 0 | 0 | 0 |  | 0 | 0 | 0 | 0 | 0 | 10454.5475 | 21002.7789 | 12900.9116 | 0 | yes | Deficit |  |  | 0 | 0 | 0 | 0 | 0 |  | 0 | 0 | 0 | 0 | 6892.0343 | yes |  | 0 | 0 | 0 | 6892.0343 | 0 | no | 0 | 0 | 0 | 6892.0343 | 0
| 10283.0053 | 0 | no | Surplus | yes |  | 0 | 0 | 0 | 171.5422 | 0 | no | 0 | 0 | 0 | 171.5422 | 3940 | no | 10283.0053 | 0 | 19700 |  |  | 0 |  |  | 0 | 0 | 0 | 0 | 0 |  | 0 | 0 | 0 | 0 | 0 | 10283.0053 | 22035.9523 | 12689.2285 | 0 | yes | Deficit |  |  | 0 | 0 | 0 | 0 | 0 |  | 0 | 0 | 0 | 0 | 9135.0407 | yes |  | 0 | 0 | 0 | 9135.0407 | 0 | no | 0 | 0 | 0 | 9135.0407 | 0
| 10504.1013 | 0 | yes | Deficit |  |  | 0 | 0 | 0 | 0 | 0 |  | 0 | 0 | 0 | 0 | 3940 | no |  | 0 | 19700 | no | 10504.1013 | 0 | no | no | 0 | 0 | 0 | 0 | 0 |  | 0 | 0 | 0 | 0 | 0 | 10504.1013 | 22502.6077 | 12962.0609 | 0 | yes | Deficit |  |  | 0 | 0 | 0 | 0 | 0 |  | 0 | 0 | 0 | 0 | 9813.3792 | yes |  | 0 | 0 | 0 | 9813.3792 | 0 | no | 0 | 0 | 0 | 9813.3792 | 0
| 11304.9295 | 0 | yes | Deficit |  |  | 0 | 0 | 0 | 0 | 0 |  | 0 | 0 | 0 | 0 | 3940 | no |  | 0 | 19700 | no | 11304.9295 | 0 | no | no | 0 | 0 | 0 | 0 | 0 |  | 0 | 0 | 0 | 0 | 0 | 11304.9295 | 21495.9945 | 13950.2831 | 0 | yes | Deficit |  |  | 0 | 0 | 0 | 0 | 0 |  | 0 | 0 | 0 | 0 | 8533.9336 | yes |  | 0 | 0 | 0 | 8533.9336 | 0 | no | 0 | 0 | 0 | 8533.9336 | 0
| 13045.5791 | 0 | yes | Deficit |  |  | 0 | 0 | 0 | 0 | 0 |  | 0 | 0 | 0 | 0 | 3940 | no |  | 0 | 19700 | no | 13045.5791 | 0 | no | no | 0 | 0 | 0 | 0 | 0 |  | 0 | 0 | 0 | 0 | 0 | 13045.5791 | 23075.0853 | 16098.2446 | 0 | yes | Deficit |  |  | 0 | 0 | 0 | 0 | 0 |  | 0 | 0 | 0 | 0 | 9124.8022 | yes |  | 0 | 0 | 0 | 9124.8022 | 0 | no | 0 | 0 | 0 | 9124.8022 | 0
| 13518.7087 | 0 | yes | Deficit |  |  | 0 | 0 | 0 | 0 | 0 |  | 0 | 0 | 0 | 0 | 3940 | no |  | 0 | 19700 | no | 13518.7087 | 0 | no | no | 0 | 0 | 0 | 0 | 0 |  | 0 | 0 | 0 | 0 | 0 | 13518.7087 | 23814.5228 | 16682.0866 | 0 | yes | Deficit |  |  | 0 | 0 | 0 | 0 | 0 |  | 0 | 0 | 0 | 0 | 7716.2781 | yes |  | 0 | 0 | 0 | 7716.2781 | 0 | no | 0 | 0 | 0 | 7716.2781 | 0
| 14187.5772 | 0 | yes | Deficit |  |  | 0 | 0 | 0 | 0 | 0 |  | 0 | 0 | 0 | 0 | 3940 | no |  | 0 | 19700 | no | 14187.5772 | 0 | no | no | 0 | 0 | 0 | 0 | 0 |  | 0 | 0 | 0 | 0 | 0 | 14187.5772 | 21750.2505 | 17507.4702 | 0 | yes | Deficit |  |  | 0 | 0 | 0 | 0 | 0 |  | 0 | 0 | 0 | 0 | 5068.1639 | yes |  | 0 | 0 | 0 | 5068.1639 | 0 | no | 0 | 0 | 0 | 5068.1639 | 0
| 13105.9199 | 0 | no | Surplus | yes |  | 0 | 0 | 0 | 1081.6573 | 0 | no | 0 | 0 | 0 | 1081.6573 | 3940 | no | 13105.9199 | 0 | 19700 |  |  | 0 |  |  | 0 | 0 | 0 | 0 | 0 |  | 0 | 0 | 0 | 0 | 0 | 13105.9199 | 20845.5068 | 16172.7051 | 0 | yes | Deficit |  |  | 0 | 0 | 0 | 0 | 0 |  | 0 | 0 | 0 | 0 | 3338.0365 | yes |  | 0 | 0 | 0 | 3338.0365 | 0 | no | 0 | 0 | 0 | 3338.0365 | 0
| 13127.7769 | 0 | yes | Deficit |  |  | 0 | 0 | 0 | 0 | 0 |  | 0 | 0 | 0 | 0 | 3940 | no |  | 0 | 19700 | no | 13127.7769 | 0 | no | no | 0 | 0 | 0 | 0 | 0 |  | 0 | 0 | 0 | 0 | 0 | 13127.7769 | 23277.6956 | 16199.6767 | 0 | yes | Deficit |  |  | 0 | 0 | 0 | 0 | 0 |  | 0 | 0 | 0 | 0 | 7104.9905 | yes |  | 0 | 0 | 0 | 7104.9905 | 0 | no | 0 | 0 | 0 | 7104.9905 | 0
| 13668.1892 | 0 | yes | Deficit |  |  | 0 | 0 | 0 | 0 | 0 |  | 0 | 0 | 0 | 0 | 3940 | no |  | 0 | 19700 | no | 13668.1892 | 0 | no | no | 0 | 0 | 0 | 0 | 0 |  | 0 | 0 | 0 | 0 | 0 | 13668.1892 | 20236.9384 | 16866.5454 | 0 | yes | Deficit |  |  | 0 | 0 | 0 | 0 | 0 |  | 0 | 0 | 0 | 0 | 4037.2616 | yes |  | 0 | 0 | 0 | 4037.2616 | 0 | no | 0 | 0 | 0 | 4037.2616 | 0
| 12958.0382 | 0 | no | Surplus | yes |  | 0 | 0 | 0 | 710.1509 | 0 | no | 0 | 0 | 0 | 710.1509 | 3940 | no | 12958.0382 | 0 | 19700 |  |  | 0 |  |  | 0 | 0 | 0 | 0 | 0 |  | 0 | 0 | 0 | 0 | 0 | 12958.0382 | 20443.1086 | 15990.2192 | 0 | yes | Deficit |  |  | 0 | 0 | 0 | 0 | 0 |  | 0 | 0 | 0 | 0 | 3576.5632 | yes |  | 0 | 0 | 0 | 3576.5632 | 0 | no | 0 | 0 | 0 | 3576.5632 | 0
| 13091.0422 | 0 | yes | Deficit |  |  | 0 | 0 | 0 | 0 | 0 |  | 0 | 0 | 0 | 0 | 3940 | no |  | 0 | 19700 | no | 13091.0422 | 0 | no | no | 0 | 0 | 0 | 0 | 0 |  | 0 | 0 | 0 | 0 | 0 | 13091.0422 | 20281.6453 | 16154.3461 | 0 | yes | Deficit |  |  | 0 | 0 | 0 | 0 | 0 |  | 0 | 0 | 0 | 0 | 4291.4261 | yes |  | 0 | 0 | 0 | 4291.4261 | 0 | no | 0 | 0 | 0 | 4291.4261 | 0
| 13262.0496 | 0 | yes | Deficit |  |  | 0 | 0 | 0 | 0 | 0 |  | 0 | 0 | 0 | 0 | 3940 | no |  | 0 | 19700 | no | 13262.0496 | 0 | no | no | 0 | 0 | 0 | 0 | 0 |  | 0 | 0 | 0 | 0 | 0 | 13262.0496 | 20170.7858 | 16365.3691 | 0 | yes | Deficit |  |  | 0 | 0 | 0 | 0 | 0 |  | 0 | 0 | 0 | 0 | 4016.4397 | yes |  | 0 | 0 | 0 | 4016.4397 | 0 | no | 0 | 0 | 0 | 4016.4397 | 0
| 12368.2276 | 0 | no | Surplus | yes |  | 0 | 0 | 0 | 893.822 | 0 | no | 0 | 0 | 0 | 893.822 | 3940 | no | 12368.2276 | 0 | 19700 |  |  | 0 |  |  | 0 | 0 | 0 | 0 | 0 |  | 0 | 0 | 0 | 0 | 0 | 12368.2276 | 23585.4566 | 15262.3929 | 0 | yes | Deficit |  |  | 0 | 0 | 0 | 0 | 0 |  | 0 | 0 | 0 | 0 | 7220.0874 | yes |  | 0 | 0 | 0 | 7220.0874 | 0 | no | 0 | 0 | 0 | 7220.0874 | 0
| 11818.7794 | 0 | no | Surplus | yes |  | 0 | 0 | 0 | 549.4483 | 0 | no | 0 | 0 | 0 | 549.4483 | 3940 | no | 11818.7794 | 0 | 19700 |  |  | 0 |  |  | 0 | 0 | 0 | 0 | 0 |  | 0 | 0 | 0 | 0 | 0 | 11818.7794 | 20309.3649 | 14584.3737 | 0 | yes | Deficit |  |  | 0 | 0 | 0 | 0 | 0 |  | 0 | 0 | 0 | 0 | 5046.972 | yes |  | 0 | 0 | 0 | 5046.972 | 0 | no | 0 | 0 | 0 | 5046.972 | 0
| 11353.5985 | 0 | no | Surplus | yes |  | 0 | 0 | 0 | 465.1808 | 0 | no | 0 | 0 | 0 | 465.1808 | 3940 | no | 11353.5985 | 0 | 19700 |  |  | 0 |  |  | 0 | 0 | 0 | 0 | 0 |  | 0 | 0 | 0 | 0 | 0 | 11353.5985 | 19720.6922 | 14010.3406 | 0 | yes | Deficit |  |  | 0 | 0 | 0 | 0 | 0 |  | 0 | 0 | 0 | 0 | 5136.3185 | yes |  | 0 | 0 | 0 | 5136.3185 | 0 | no | 0 | 0 | 0 | 5136.3185 | 0
| 12476.8391 | 0 | yes | Deficit |  |  | 0 | 0 | 0 | 0 | 0 |  | 0 | 0 | 0 | 0 | 3940 | no |  | 0 | 19700 | no | 12476.8391 | 0 | no | no | 0 | 0 | 0 | 0 | 0 |  | 0 | 0 | 0 | 0 | 0 | 12476.8391 | 19047.4832 | 15396.4194 | 0 | yes | Deficit |  |  | 0 | 0 | 0 | 0 | 0 |  | 0 | 0 | 0 | 0 | 5037.1426 | yes |  | 0 | 0 | 0 | 5037.1426 | 0 | no | 0 | 0 | 0 | 5037.1426 | 0
| 12128.6581 | 0 | no | Surplus | yes |  | 0 | 0 | 0 | 348.181 | 0 | no | 0 | 0 | 0 | 348.181 | 3940 | no | 12128.6581 | 0 | 19700 |  |  | 0 |  |  | 0 | 0 | 0 | 0 | 0 |  | 0 | 0 | 0 | 0 | 0 | 12128.6581 | 17019.9411 | 14966.7641 | 0 | yes | Deficit |  |  | 0 | 0 | 0 | 0 | 0 |  | 0 | 0 | 0 | 0 | 1623.5217 | yes |  | 0 | 0 | 0 | 1623.5217 | 0 | no | 0 | 0 | 0 | 1623.5217 | 0
| 12283.7483 | 0 | yes | Deficit |  |  | 0 | 0 | 0 | 0 | 0 |  | 0 | 0 | 0 | 0 | 3940 | no |  | 0 | 19700 | no | 12283.7483 | 0 | no | no | 0 | 0 | 0 | 0 | 0 |  | 0 | 0 | 0 | 0 | 0 | 12283.7483 | 17837.226 | 15158.1454 | 0 | yes | Deficit |  |  | 0 | 0 | 0 | 0 | 0 |  | 0 | 0 | 0 | 0 | 2870.4619 | yes |  | 0 | 0 | 0 | 2870.4619 | 0 | no | 0 | 0 | 0 | 2870.4619 | 0
| 10280.6898 | 0 | no | Surplus | yes |  | 0 | 0 | 0 | 2003.0585 | 0 | no | 0 | 0 | 0 | 2003.0585 | 3940 | no | 10280.6898 | 0 | 19700 |  |  | 0 |  |  | 0 | 0 | 0 | 0 | 0 |  | 0 | 0 | 0 | 0 | 0 | 10280.6898 | 16775.9473 | 12686.3712 | 0 | yes | Deficit |  |  | 0 | 0 | 0 | 0 | 0 |  | 0 | 0 | 0 | 0 | 1617.8019 | yes |  | 0 | 0 | 0 | 1617.8019 | 0 | no | 0 | 0 | 0 | 1617.8019 | 0
| 11018.6633 | 0 | yes | Deficit |  |  | 0 | 0 | 0 | 0 | 0 |  | 0 | 0 | 0 | 0 | 3940 | no |  | 0 | 19700 | no | 11018.6633 | 0 | no | no | 0 | 0 | 0 | 0 | 0 |  | 0 | 0 | 0 | 0 | 0 | 11018.6633 | 17104.8552 | 13597.0305 | 0 | yes | Deficit |  |  | 0 | 0 | 0 | 0 | 0 |  | 0 | 0 | 0 | 0 | 4418.484 | yes |  | 0 | 0 | 0 | 4418.484 | 0 | no | 0 | 0 | 0 | 4418.484 | 0
| 10685.9782 | 0 | no | Surplus | yes |  | 0 | 0 | 0 | 332.6851 | 0 | no | 0 | 0 | 0 | 332.6851 | 3940 | no | 10685.9782 | 0 | 19700 |  |  | 0 |  |  | 0 | 0 | 0 | 0 | 0 |  | 0 | 0 | 0 | 0 | 0 | 10685.9782 | 18012.6374 | 13186.4971 | 0 | yes | Deficit |  |  | 0 | 0 | 0 | 0 | 0 |  | 0 | 0 | 0 | 0 | 4415.6069 | yes |  | 0 | 0 | 0 | 4415.6069 | 0 | no | 0 | 0 | 0 | 4415.6069 | 0
| 8718.3467 | 0 | no | Surplus | yes |  | 0 | 0 | 0 | 1967.6315 | 0 | no | 0 | 0 | 0 | 1967.6315 | 3940 | no | 8718.3467 | 0 | 19700 |  |  | 0 |  |  | 0 | 0 | 0 | 0 | 0 |  | 0 | 0 | 0 | 0 | 0 | 8718.3467 | 17021.6597 | 10758.4398 | 0 | yes | Deficit |  |  | 0 | 0 | 0 | 0 | 0 |  | 0 | 0 | 0 | 0 | 3835.1625 | yes |  | 0 | 0 | 0 | 3835.1625 | 0 | no | 0 | 0 | 0 | 3835.1625 | 0
| 10113.8736 | 0 | yes | Deficit |  |  | 0 | 0 | 0 | 0 | 0 |  | 0 | 0 | 0 | 0 | 3940 | no |  | 0 | 17436.6934 | no | 10113.8736 | 0 | no | no | 0 | 0 | 0 | 0 | 0 |  | 0 | 0 | 0 | 0 | 0 | 10113.8736 | 20324.3842 | 12480.52 | 0 | yes | Deficit |  |  | 0 | 0 | 0 | 0 | 0 |  | 0 | 0 | 0 | 0 | 9565.9444 | yes |  | 0 | 0 | 0 | 9565.9444 | 0 | no | 0 | 0 | 0 | 9565.9444 | 0
| 10967.1936 | 0 | yes | Deficit |  |  | 0 | 0 | 0 | 0 | 0 |  | 0 | 0 | 0 | 0 | 3940 | no |  | 0 | 19700 | no | 10967.1936 | 0 | no | no | 0 | 0 | 0 | 0 | 0 |  | 0 | 0 | 0 | 0 | 0 | 10967.1936 | 17664.6323 | 13533.517 | 0 | yes | Deficit |  |  | 0 | 0 | 0 | 0 | 0 |  | 0 | 0 | 0 | 0 | 5184.1123 | yes |  | 0 | 0 | 0 | 5184.1123 | 0 | no | 0 | 0 | 0 | 5184.1123 | 0
| 5982.7377 | 0 | no | Surplus | yes |  | 0 | 0 | 0 | 4984.4559 | 0 | no | 0 | 0 | 0 | 4984.4559 | 3940 | no | 5982.7377 | 0 | 19700 |  |  | 0 |  |  | 0 | 0 | 0 | 0 | 0 |  | 0 | 0 | 0 | 0 | 0 | 5982.7377 | 16854.6996 | 7382.6984 | 0 | yes | Deficit |  |  | 0 | 0 | 0 | 0 | 0 |  | 0 | 0 | 0 | 0 | 3321.1826 | yes |  | 0 | 0 | 0 | 3321.1826 | 0 | no | 0 | 0 | 0 | 3321.1826 | 0
| 4037.1879 | 0 | no | Surplus | yes |  | 0 | 0 | 0 | 1945.5498 | 0 | no | 0 | 0 | 0 | 1945.5498 | 3940 | no | 4037.1879 | 0 | 11965.4755 |  |  | 0 |  |  | 0 | 0 | 0 | 0 | 0 |  | 0 | 0 | 0 | 0 | 0 | 4037.1879 | 16811.4882 | 4981.8899 | 0 | yes | Deficit |  |  | 0 | 0 | 0 | 0 | 0 |  | 0 | 0 | 0 | 0 | 9428.7898 | yes |  | 0 | 0 | 0 | 9428.7898 | 0 | no | 0 | 0 | 0 | 9428.7898 | 0
| 4734.9833 | 0 | yes | Deficit |  |  | 0 | 0 | 0 | 0 | 0 |  | 0 | 0 | 0 | 0 | 3940 | no |  | 0 | 8074.3758 | no | 4734.9833 | 0 | no | no | 0 | 0 | 0 | 0 | 0 |  | 0 | 0 | 0 | 0 | 0 | 4734.9833 | 15842.5713 | 5842.9694 | 0 | yes | Deficit |  |  | 0 | 0 | 0 | 0 | 0 |  | 0 | 0 | 0 | 0 | 10860.6814 | yes |  | 0 | 0 | 0 | 10860.6814 | 0 | no | 0 | 0 | 0 | 10860.6814 | 0
| 5527.0977 | 0 | yes | Deficit |  |  | 0 | 0 | 0 | 0 | 0 |  | 0 | 0 | 0 | 0 | 3940 | no |  | 0 | 9469.9666 | no | 5527.0977 | 0 | no | no | 0 | 0 | 0 | 0 | 0 |  | 0 | 0 | 0 | 0 | 0 | 5527.0977 | 17058.3221 | 6820.4386 | 0 | yes | Deficit |  |  | 0 | 0 | 0 | 0 | 0 |  | 0 | 0 | 0 | 0 | 11215.3527 | yes |  | 0 | 0 | 0 | 11215.3527 | 0 | no | 0 | 0 | 0 | 11215.3527 | 0
| 11037.8191 | 0 | yes | Deficit |  |  | 0 | 0 | 0 | 0 | 0 |  | 0 | 0 | 0 | 0 | 3940 | no |  | 0 | 11054.1955 | no | 11037.8191 | 0 | no | no | 0 | 0 | 0 | 0 | 0 |  | 0 | 0 | 0 | 0 | 0 | 11037.8191 | 19549.1424 | 13620.6688 | 0 | yes | Deficit |  |  | 0 | 0 | 0 | 0 | 0 |  | 0 | 0 | 0 | 0 | 12728.7038 | yes |  | 0 | 0 | 0 | 12728.7038 | 0 | no | 0 | 0 | 0 | 12728.7038 | 0
| 10122.4977 | 0 | no | Surplus | yes |  | 0 | 0 | 0 | 915.3214 | 0 | no | 0 | 0 | 0 | 915.3214 | 3940 | no | 10122.4977 | 0 | 19700 |  |  | 0 |  |  | 0 | 0 | 0 | 0 | 0 |  | 0 | 0 | 0 | 0 | 0 | 10122.4977 | 19911.4661 | 12491.1621 | 0 | yes | Deficit |  |  | 0 | 0 | 0 | 0 | 0 |  | 0 | 0 | 0 | 0 | 6290.7973 | yes |  | 0 | 0 | 0 | 6290.7973 | 0 | no | 0 | 0 | 0 | 6290.7973 | 0
| 10568.6228 | 0 | yes | Deficit |  |  | 0 | 0 | 0 | 0 | 0 |  | 0 | 0 | 0 | 0 | 3940 | no |  | 0 | 19700 | no | 10568.6228 | 0 | no | no | 0 | 0 | 0 | 0 | 0 |  | 0 | 0 | 0 | 0 | 0 | 10568.6228 | 18172.7598 | 13041.6805 | 0 | yes | Deficit |  |  | 0 | 0 | 0 | 0 | 0 |  | 0 | 0 | 0 | 0 | 5681.5977 | yes |  | 0 | 0 | 0 | 5681.5977 | 0 | no | 0 | 0 | 0 | 5681.5977 | 0
| 9381.0378 | 0 | no | Surplus | yes |  | 0 | 0 | 0 | 1187.585 | 0 | no | 0 | 0 | 0 | 1187.585 | 3940 | no | 9381.0378 | 0 | 19700 |  |  | 0 |  |  | 0 | 0 | 0 | 0 | 0 |  | 0 | 0 | 0 | 0 | 0 | 9381.0378 | 16848.5485 | 11576.2007 | 0 | yes | Deficit |  |  | 0 | 0 | 0 | 0 | 0 |  | 0 | 0 | 0 | 0 | 3806.868 | yes |  | 0 | 0 | 0 | 3806.868 | 0 | no | 0 | 0 | 0 | 3806.868 | 0
| 9425.2777 | 0 | yes | Deficit |  |  | 0 | 0 | 0 | 0 | 0 |  | 0 | 0 | 0 | 0 | 3940 | no |  | 0 | 18762.0757 | no | 9425.2777 | 0 | no | no | 0 | 0 | 0 | 0 | 0 |  | 0 | 0 | 0 | 0 | 0 | 9425.2777 | 18069.7036 | 11630.7927 | 0 | yes | Deficit |  |  | 0 | 0 | 0 | 0 | 0 |  | 0 | 0 | 0 | 0 | 6493.5029 | yes |  | 0 | 0 | 0 | 6493.5029 | 0 | no | 0 | 0 | 0 | 6493.5029 | 0
| 10069.2692 | 0 | yes | Deficit |  |  | 0 | 0 | 0 | 0 | 0 |  | 0 | 0 | 0 | 0 | 3940 | no |  | 0 | 18850.5554 | no | 10069.2692 | 0 | no | no | 0 | 0 | 0 | 0 | 0 |  | 0 | 0 | 0 | 0 | 0 | 10069.2692 | 21690.5964 | 12425.4782 | 0 | yes | Deficit |  |  | 0 | 0 | 0 | 0 | 0 |  | 0 | 0 | 0 | 0 | 10059.8037 | yes |  | 0 | 0 | 0 | 10059.8037 | 0 | no | 0 | 0 | 0 | 10059.8037 | 0
| 8949.4868 | 0 | no | Surplus | yes |  | 0 | 0 | 0 | 1119.7824 | 0 | no | 0 | 0 | 0 | 1119.7824 | 3940 | no | 8949.4868 | 0 | 19700 |  |  | 0 |  |  | 0 | 0 | 0 | 0 | 0 |  | 0 | 0 | 0 | 0 | 0 | 8949.4868 | 22722.4982 | 11043.6667 | 0 | yes | Deficit |  |  | 0 | 0 | 0 | 0 | 0 |  | 0 | 0 | 0 | 0 | 10297.02 | yes |  | 0 | 0 | 0 | 10297.02 | 0 | no | 0 | 0 | 0 | 10297.02 | 0
| 9175.1104 | 0 | yes | Deficit |  |  | 0 | 0 | 0 | 0 | 0 |  | 0 | 0 | 0 | 0 | 3940 | no |  | 0 | 17898.9735 | no | 9175.1104 | 0 | no | no | 0 | 0 | 0 | 0 | 0 |  | 0 | 0 | 0 | 0 | 0 | 9175.1104 | 21330.0614 | 11322.0862 | 0 | yes | Deficit |  |  | 0 | 0 | 0 | 0 | 0 |  | 0 | 0 | 0 | 0 | 10286.3948 | yes |  | 0 | 0 | 0 | 10286.3948 | 0 | no | 0 | 0 | 0 | 10286.3948 | 0
| 7489.511 | 0 | no | Surplus | yes |  | 0 | 0 | 0 | 1685.5994 | 0 | no | 0 | 0 | 0 | 1685.5994 | 3940 | no | 7489.511 | 0 | 18350.2207 |  |  | 0 |  |  | 0 | 0 | 0 | 0 | 0 |  | 0 | 0 | 0 | 0 | 0 | 7489.511 | 20620.899 | 9242.0565 | 0 | yes | Deficit |  |  | 0 | 0 | 0 | 0 | 0 |  | 0 | 0 | 0 | 0 | 9298.8128 | yes |  | 0 | 0 | 0 | 9298.8128 | 0 | no | 0 | 0 | 0 | 9298.8128 | 0
| 7900.9356 | 0 | yes | Deficit |  |  | 0 | 0 | 0 | 0 | 0 |  | 0 | 0 | 0 | 0 | 3940 | no |  | 0 | 14979.0219 | no | 7900.9356 | 0 | no | no | 0 | 0 | 0 | 0 | 0 |  | 0 | 0 | 0 | 0 | 0 | 7900.9356 | 22137.5184 | 9749.7546 | 0 | yes | Deficit |  |  | 0 | 0 | 0 | 0 | 0 |  | 0 | 0 | 0 | 0 | 12895.4619 | yes |  | 0 | 0 | 0 | 12895.4619 | 0 | no | 0 | 0 | 0 | 12895.4619 | 0
| 9045.5199 | 0 | yes | Deficit |  |  | 0 | 0 | 0 | 0 | 0 |  | 0 | 0 | 0 | 0 | 3940 | no |  | 0 | 15801.8713 | no | 9045.5199 | 0 | no | no | 0 | 0 | 0 | 0 | 0 |  | 0 | 0 | 0 | 0 | 0 | 9045.5199 | 23680.5877 | 11162.1716 | 0 | yes | Deficit |  |  | 0 | 0 | 0 | 0 | 0 |  | 0 | 0 | 0 | 0 | 13930.8331 | yes |  | 0 | 0 | 0 | 13930.8331 | 0 | no | 0 | 0 | 0 | 13930.8331 | 0
| 9377.7007 | 0 | yes | Deficit |  |  | 0 | 0 | 0 | 0 | 0 |  | 0 | 0 | 0 | 0 | 3940 | no |  | 0 | 18091.0399 | no | 9377.7007 | 0 | no | no | 0 | 0 | 0 | 0 | 0 |  | 0 | 0 | 0 | 0 | 0 | 9377.7007 | 19669.3405 | 11572.0826 | 0 | yes | Deficit |  |  | 0 | 0 | 0 | 0 | 0 |  | 0 | 0 | 0 | 0 | 8507.1689 | yes |  | 0 | 0 | 0 | 8507.1689 | 0 | no | 0 | 0 | 0 | 8507.1689 | 0
| 10163.7579 | 0 | yes | Deficit |  |  | 0 | 0 | 0 | 0 | 0 |  | 0 | 0 | 0 | 0 | 3940 | no |  | 0 | 18755.4013 | no | 10163.7579 | 0 | no | no | 0 | 0 | 0 | 0 | 0 |  | 0 | 0 | 0 | 0 | 0 | 10163.7579 | 20073.5668 | 12542.0772 | 0 | yes | Deficit |  |  | 0 | 0 | 0 | 0 | 0 |  | 0 | 0 | 0 | 0 | 8501.4842 | yes |  | 0 | 0 | 0 | 8501.4842 | 0 | no | 0 | 0 | 0 | 8501.4842 | 0
| 10723.1291 | 0 | yes | Deficit |  |  | 0 | 0 | 0 | 0 | 0 |  | 0 | 0 | 0 | 0 | 3940 | no |  | 0 | 19700 | no | 10723.1291 | 0 | no | no | 0 | 0 | 0 | 0 | 0 |  | 0 | 0 | 0 | 0 | 0 | 10723.1291 | 21107.2914 | 13232.3413 | 0 | yes | Deficit |  |  | 0 | 0 | 0 | 0 | 0 |  | 0 | 0 | 0 | 0 | 8565.2141 | yes |  | 0 | 0 | 0 | 8565.2141 | 0 | no | 0 | 0 | 0 | 8565.2141 | 0
| 10520.9774 | 0 | no | Surplus | yes |  | 0 | 0 | 0 | 202.1517 | 0 | no | 0 | 0 | 0 | 202.1517 | 3940 | no | 10520.9774 | 0 | 19700 |  |  | 0 |  |  | 0 | 0 | 0 | 0 | 0 |  | 0 | 0 | 0 | 0 | 0 | 10520.9774 | 21264.4946 | 12982.8861 | 0 | yes | Deficit |  |  | 0 | 0 | 0 | 0 | 0 |  | 0 | 0 | 0 | 0 | 8032.1533 | yes |  | 0 | 0 | 0 | 8032.1533 | 0 | no | 0 | 0 | 0 | 8032.1533 | 0
| 9729.8842 | 0 | no | Surplus | yes |  | 0 | 0 | 0 | 791.0932 | 0 | no | 0 | 0 | 0 | 791.0932 | 3940 | no | 9729.8842 | 0 | 19700 |  |  | 0 |  |  | 0 | 0 | 0 | 0 | 0 |  | 0 | 0 | 0 | 0 | 0 | 9729.8842 | 20630.3043 | 12006.6771 | 0 | yes | Deficit |  |  | 0 | 0 | 0 | 0 | 0 |  | 0 | 0 | 0 | 0 | 7647.4181 | yes |  | 0 | 0 | 0 | 7647.4181 | 0 | no | 0 | 0 | 0 | 7647.4181 | 0
| 7767.8336 | 0 | no | Surplus | yes |  | 0 | 0 | 0 | 1962.0507 | 0 | no | 0 | 0 | 0 | 1962.0507 | 3940 | no | 7767.8336 | 0 | 19459.7685 |  |  | 0 |  |  | 0 | 0 | 0 | 0 | 0 |  | 0 | 0 | 0 | 0 | 0 | 7767.8336 | 21124.1955 | 9585.5066 | 0 | yes | Deficit |  |  | 0 | 0 | 0 | 0 | 0 |  | 0 | 0 | 0 | 0 | 9117.5183 | yes |  | 0 | 0 | 0 | 9117.5183 | 0 | no | 0 | 0 | 0 | 9117.5183 | 0
| 8129.2456 | 0 | yes | Deficit |  |  | 0 | 0 | 0 | 0 | 0 |  | 0 | 0 | 0 | 0 | 3940 | no |  | 0 | 15535.6671 | no | 8129.2456 | 0 | no | no | 0 | 0 | 0 | 0 | 0 |  | 0 | 0 | 0 | 0 | 0 | 8129.2456 | 23275.4076 | 10031.4891 | 0 | yes | Deficit |  |  | 0 | 0 | 0 | 0 | 0 |  | 0 | 0 | 0 | 0 | 13689.901 | yes |  | 0 | 0 | 0 | 13689.901 | 0 | no | 0 | 0 | 0 | 13689.901 | 0
| 8889.7446 | 0 | yes | Deficit |  |  | 0 | 0 | 0 | 0 | 0 |  | 0 | 0 | 0 | 0 | 3940 | no |  | 0 | 16258.4913 | no | 8889.7446 | 0 | no | no | 0 | 0 | 0 | 0 | 0 |  | 0 | 0 | 0 | 0 | 0 | 8889.7446 | 23421.3101 | 10969.9448 | 0 | yes | Deficit |  |  | 0 | 0 | 0 | 0 | 0 |  | 0 | 0 | 0 | 0 | 13389.8209 | yes |  | 0 | 0 | 0 | 13389.8209 | 0 | no | 0 | 0 | 0 | 13389.8209 | 0
| 10394.7774 | 0 | yes | Deficit |  |  | 0 | 0 | 0 | 0 | 0 |  | 0 | 0 | 0 | 0 | 3940 | no |  | 0 | 17779.4892 | no | 10394.7774 | 0 | no | no | 0 | 0 | 0 | 0 | 0 |  | 0 | 0 | 0 | 0 | 0 | 10394.7774 | 21801.4299 | 12827.1554 | 0 | yes | Deficit |  |  | 0 | 0 | 0 | 0 | 0 |  | 0 | 0 | 0 | 0 | 10831.4851 | yes |  | 0 | 0 | 0 | 10831.4851 | 0 | no | 0 | 0 | 0 | 10831.4851 | 0
| 9742.236 | 0 | no | Surplus | yes |  | 0 | 0 | 0 | 652.5415 | 0 | no | 0 | 0 | 0 | 652.5415 | 3940 | no | 9742.236 | 0 | 19700 |  |  | 0 |  |  | 0 | 0 | 0 | 0 | 0 |  | 0 | 0 | 0 | 0 | 0 | 9742.236 | 22683.2446 | 12021.9192 | 0 | yes | Deficit |  |  | 0 | 0 | 0 | 0 | 0 |  | 0 | 0 | 0 | 0 | 9856.0893 | yes |  | 0 | 0 | 0 | 9856.0893 | 0 | no | 0 | 0 | 0 | 9856.0893 | 0
| 9514.8417 | 0 | no | Surplus | yes |  | 0 | 0 | 0 | 227.3943 | 0 | no | 0 | 0 | 0 | 227.3943 | 3940 | no | 9514.8417 | 0 | 19484.472 |  |  | 0 |  |  | 0 | 0 | 0 | 0 | 0 |  | 0 | 0 | 0 | 0 | 0 | 9514.8417 | 23383.8895 | 11741.3147 | 0 | yes | Deficit |  |  | 0 | 0 | 0 | 0 | 0 |  | 0 | 0 | 0 | 0 | 11361.9703 | yes |  | 0 | 0 | 0 | 11361.9703 | 0 | no | 0 | 0 | 0 | 11361.9703 | 0
| 9172.896 | 0 | no | Surplus | yes |  | 0 | 0 | 0 | 341.9457 | 0 | no | 0 | 0 | 0 | 341.9457 | 3940 | no | 9172.896 | 0 | 19029.6834 |  |  | 0 |  |  | 0 | 0 | 0 | 0 | 0 |  | 0 | 0 | 0 | 0 | 0 | 9172.896 | 22264.6062 | 11319.3536 | 0 | yes | Deficit |  |  | 0 | 0 | 0 | 0 | 0 |  | 0 | 0 | 0 | 0 | 10523.2916 | yes |  | 0 | 0 | 0 | 10523.2916 | 0 | no | 0 | 0 | 0 | 10523.2916 | 0
| 9756.9498 | 0 | yes | Deficit |  |  | 0 | 0 | 0 | 0 | 0 |  | 0 | 0 | 0 | 0 | 3940 | no |  | 0 | 18345.792 | no | 9756.9498 | 0 | no | no | 0 | 0 | 0 | 0 | 0 |  | 0 | 0 | 0 | 0 | 0 | 9756.9498 | 24323.2742 | 12040.0761 | 0 | yes | Deficit |  |  | 0 | 0 | 0 | 0 | 0 |  | 0 | 0 | 0 | 0 | 13003.9205 | yes |  | 0 | 0 | 0 | 13003.9205 | 0 | no | 0 | 0 | 0 | 13003.9205 | 0
| 9796.4997 | 0 | yes | Deficit |  |  | 0 | 0 | 0 | 0 | 0 |  | 0 | 0 | 0 | 0 | 3940 | no |  | 0 | 19513.8997 | no | 9796.4997 | 0 | no | no | 0 | 0 | 0 | 0 | 0 |  | 0 | 0 | 0 | 0 | 0 | 9796.4997 | 24104.2006 | 12088.8807 | 0 | yes | Deficit |  |  | 0 | 0 | 0 | 0 | 0 |  | 0 | 0 | 0 | 0 | 12064.1245 | yes |  | 0 | 0 | 0 | 12064.1245 | 0 | no | 0 | 0 | 0 | 12064.1245 | 0
| 11918.4147 | 0 | yes | Deficit |  |  | 0 | 0 | 0 | 0 | 0 |  | 0 | 0 | 0 | 0 | 3940 | no |  | 0 | 19592.9995 | no | 11918.4147 | 0 | no | no | 0 | 0 | 0 | 0 | 0 |  | 0 | 0 | 0 | 0 | 0 | 11918.4147 | 21620.4508 | 14707.3237 | 0 | yes | Deficit |  |  | 0 | 0 | 0 | 0 | 0 |  | 0 | 0 | 0 | 0 | 9531.5702 | yes |  | 0 | 0 | 0 | 9531.5702 | 0 | no | 0 | 0 | 0 | 9531.5702 | 0
| 12043.8236 | 0 | yes | Deficit |  |  | 0 | 0 | 0 | 0 | 0 |  | 0 | 0 | 0 | 0 | 3940 | no |  | 0 | 19700 | no | 12043.8236 | 0 | no | no | 0 | 0 | 0 | 0 | 0 |  | 0 | 0 | 0 | 0 | 0 | 12043.8236 | 23177.5754 | 14862.0784 | 0 | yes | Deficit |  |  | 0 | 0 | 0 | 0 | 0 |  | 0 | 0 | 0 | 0 | 8470.2517 | yes |  | 0 | 0 | 0 | 8470.2517 | 0 | no | 0 | 0 | 0 | 8470.2517 | 0
| 12165.026 | 0 | yes | Deficit |  |  | 0 | 0 | 0 | 0 | 0 |  | 0 | 0 | 0 | 0 | 3940 | no |  | 0 | 19700 | no | 12165.026 | 0 | no | no | 0 | 0 | 0 | 0 | 0 |  | 0 | 0 | 0 | 0 | 0 | 12165.026 | 22362.9916 | 15011.6421 | 0 | yes | Deficit |  |  | 0 | 0 | 0 | 0 | 0 |  | 0 | 0 | 0 | 0 | 7500.9133 | yes |  | 0 | 0 | 0 | 7500.9133 | 0 | no | 0 | 0 | 0 | 7500.9133 | 0
| 12562.555 | 0 | yes | Deficit |  |  | 0 | 0 | 0 | 0 | 0 |  | 0 | 0 | 0 | 0 | 3940 | no |  | 0 | 19700 | no | 12562.555 | 0 | no | no | 0 | 0 | 0 | 0 | 0 |  | 0 | 0 | 0 | 0 | 0 | 12562.555 | 20736.2054 | 15502.1928 | 0 | yes | Deficit |  |  | 0 | 0 | 0 | 0 | 0 |  | 0 | 0 | 0 | 0 | 5724.5633 | yes |  | 0 | 0 | 0 | 5724.5633 | 0 | no | 0 | 0 | 0 | 5724.5633 | 0
| 12000.5761 | 0 | no | Surplus | yes |  | 0 | 0 | 0 | 561.9789 | 0 | no | 0 | 0 | 0 | 561.9789 | 3940 | no | 12000.5761 | 0 | 19700 |  |  | 0 |  |  | 0 | 0 | 0 | 0 | 0 |  | 0 | 0 | 0 | 0 | 0 | 12000.5761 | 20899.3544 | 14808.7109 | 0 | yes | Deficit |  |  | 0 | 0 | 0 | 0 | 0 |  | 0 | 0 | 0 | 0 | 5397.1616 | yes |  | 0 | 0 | 0 | 5397.1616 | 0 | no | 0 | 0 | 0 | 5397.1616 | 0
| 12334.3361 | 0 | yes | Deficit |  |  | 0 | 0 | 0 | 0 | 0 |  | 0 | 0 | 0 | 0 | 3940 | no |  | 0 | 19700 | no | 12334.3361 | 0 | no | no | 0 | 0 | 0 | 0 | 0 |  | 0 | 0 | 0 | 0 | 0 | 12334.3361 | 21901.9284 | 15220.5708 | 0 | yes | Deficit |  |  | 0 | 0 | 0 | 0 | 0 |  | 0 | 0 | 0 | 0 | 7093.2175 | yes |  | 0 | 0 | 0 | 7093.2175 | 0 | no | 0 | 0 | 0 | 7093.2175 | 0
| 10550.9551 | 0 | no | Surplus | yes |  | 0 | 0 | 0 | 1783.381 | 0 | no | 0 | 0 | 0 | 1783.381 | 3940 | no | 10550.9551 | 0 | 19700 |  |  | 0 |  |  | 0 | 0 | 0 | 0 | 0 |  | 0 | 0 | 0 | 0 | 0 | 10550.9551 | 20208.3777 | 13019.8786 | 0 | yes | Deficit |  |  | 0 | 0 | 0 | 0 | 0 |  | 0 | 0 | 0 | 0 | 4987.8069 | yes |  | 0 | 0 | 0 | 4987.8069 | 0 | no | 0 | 0 | 0 | 4987.8069 | 0
| 10914.4182 | 0 | yes | Deficit |  |  | 0 | 0 | 0 | 0 | 0 |  | 0 | 0 | 0 | 0 | 3940 | no |  | 0 | 19700 | no | 10914.4182 | 0 | no | no | 0 | 0 | 0 | 0 | 0 |  | 0 | 0 | 0 | 0 | 0 | 10914.4182 | 20719.925 | 13468.3921 | 0 | yes | Deficit |  |  | 0 | 0 | 0 | 0 | 0 |  | 0 | 0 | 0 | 0 | 7700.0463 | yes |  | 0 | 0 | 0 | 7700.0463 | 0 | no | 0 | 0 | 0 | 7700.0463 | 0
| 10916.8975 | 0 | yes | Deficit |  |  | 0 | 0 | 0 | 0 | 0 |  | 0 | 0 | 0 | 0 | 3940 | no |  | 0 | 19700 | no | 10916.8975 | 0 | no | no | 0 | 0 | 0 | 0 | 0 |  | 0 | 0 | 0 | 0 | 0 | 10916.8975 | 19577.8536 | 13471.4516 | 0 | yes | Deficit |  |  | 0 | 0 | 0 | 0 | 0 |  | 0 | 0 | 0 | 0 | 6109.4615 | yes |  | 0 | 0 | 0 | 6109.4615 | 0 | no | 0 | 0 | 0 | 6109.4615 | 0
| 10775.8983 | 0 | no | Surplus | yes |  | 0 | 0 | 0 | 140.9992 | 0 | no | 0 | 0 | 0 | 140.9992 | 3940 | no | 10775.8983 | 0 | 19700 |  |  | 0 |  |  | 0 | 0 | 0 | 0 | 0 |  | 0 | 0 | 0 | 0 | 0 | 10775.8983 | 20895.1243 | 13297.4585 | 0 | yes | Deficit |  |  | 0 | 0 | 0 | 0 | 0 |  | 0 | 0 | 0 | 0 | 7423.6728 | yes |  | 0 | 0 | 0 | 7423.6728 | 0 | no | 0 | 0 | 0 | 7423.6728 | 0
| 10499.0446 | 0 | no | Surplus | yes |  | 0 | 0 | 0 | 276.8537 | 0 | no | 0 | 0 | 0 | 276.8537 | 3940 | no | 10499.0446 | 0 | 19700 |  |  | 0 |  |  | 0 | 0 | 0 | 0 | 0 |  | 0 | 0 | 0 | 0 | 0 | 10499.0446 | 21804.3247 | 12955.8211 | 0 | yes | Deficit |  |  | 0 | 0 | 0 | 0 | 0 |  | 0 | 0 | 0 | 0 | 8506.8663 | yes |  | 0 | 0 | 0 | 8506.8663 | 0 | no | 0 | 0 | 0 | 8506.8663 | 0
| 8922.0992 | 0 | no | Surplus | yes |  | 0 | 0 | 0 | 1576.9454 | 0 | no | 0 | 0 | 0 | 1576.9454 | 3940 | no | 8922.0992 | 0 | 19700 |  |  | 0 |  |  | 0 | 0 | 0 | 0 | 0 |  | 0 | 0 | 0 | 0 | 0 | 8922.0992 | 19228.9058 | 11009.8705 | 0 | yes | Deficit |  |  | 0 | 0 | 0 | 0 | 0 |  | 0 | 0 | 0 | 0 | 6273.0847 | yes |  | 0 | 0 | 0 | 6273.0847 | 0 | no | 0 | 0 | 0 | 6273.0847 | 0
| 11560.4878 | 0 | yes | Deficit |  |  | 0 | 0 | 0 | 0 | 0 |  | 0 | 0 | 0 | 0 | 3940 | no |  | 0 | 17844.1985 | no | 11560.4878 | 0 | no | no | 0 | 0 | 0 | 0 | 0 |  | 0 | 0 | 0 | 0 | 0 | 11560.4878 | 19464.5959 | 14265.6419 | 0 | yes | Deficit |  |  | 0 | 0 | 0 | 0 | 0 |  | 0 | 0 | 0 | 0 | 8454.7255 | yes |  | 0 | 0 | 0 | 8454.7255 | 0 | no | 0 | 0 | 0 | 8454.7255 | 0
| 8322.5793 | 0 | no | Surplus | yes |  | 0 | 0 | 0 | 3237.9084 | 0 | no | 0 | 0 | 0 | 3237.9084 | 3940 | no | 8322.5793 | 0 | 19700 |  |  | 0 |  |  | 0 | 0 | 0 | 0 | 0 |  | 0 | 0 | 0 | 0 | 0 | 8322.5793 | 19940.4945 | 10270.0629 | 0 | yes | Deficit |  |  | 0 | 0 | 0 | 0 | 0 |  | 0 | 0 | 0 | 0 | 5674.8526 | yes |  | 0 | 0 | 0 | 5674.8526 | 0 | no | 0 | 0 | 0 | 5674.8526 | 0
| 5295.7721 | 0 | no | Surplus | yes |  | 0 | 0 | 0 | 3026.8073 | 0 | no | 0 | 0 | 0 | 3026.8073 | 3940 | no | 5295.7721 | 0 | 16645.1587 |  |  | 0 |  |  | 0 | 0 | 0 | 0 | 0 |  | 0 | 0 | 0 | 0 | 0 | 5295.7721 | 21062.35 | 6534.9827 | 0 | yes | Deficit |  |  | 0 | 0 | 0 | 0 | 0 |  | 0 | 0 | 0 | 0 | 10792.2871 | yes |  | 0 | 0 | 0 | 10792.2871 | 0 | no | 0 | 0 | 0 | 10792.2871 | 0
| 8883.6431 | 0 | yes | Deficit |  |  | 0 | 0 | 0 | 0 | 0 |  | 0 | 0 | 0 | 0 | 3940 | no |  | 0 | 10591.5441 | no | 8883.6431 | 0 | no | no | 0 | 0 | 0 | 0 | 0 |  | 0 | 0 | 0 | 0 | 0 | 8883.6431 | 21456.5241 | 10962.4156 | 0 | yes | Deficit |  |  | 0 | 0 | 0 | 0 | 0 |  | 0 | 0 | 0 | 0 | 14921.5414 | yes |  | 0 | 0 | 0 | 14921.5414 | 0 | no | 0 | 0 | 0 | 14921.5414 | 0
| 9099.8589 | 0 | yes | Deficit |  |  | 0 | 0 | 0 | 0 | 0 |  | 0 | 0 | 0 | 0 | 3940 | no |  | 0 | 17767.2862 | no | 9099.8589 | 0 | no | no | 0 | 0 | 0 | 0 | 0 |  | 0 | 0 | 0 | 0 | 0 | 9099.8589 | 21568.9936 | 11229.2259 | 0 | yes | Deficit |  |  | 0 | 0 | 0 | 0 | 0 |  | 0 | 0 | 0 | 0 | 10606.578 | yes |  | 0 | 0 | 0 | 10606.578 | 0 | no | 0 | 0 | 0 | 10606.578 | 0
| 10463.7332 | 0 | yes | Deficit |  |  | 0 | 0 | 0 | 0 | 0 |  | 0 | 0 | 0 | 0 | 3940 | no |  | 0 | 18199.7178 | no | 10463.7332 | 0 | no | no | 0 | 0 | 0 | 0 | 0 |  | 0 | 0 | 0 | 0 | 0 | 10463.7332 | 20203.5778 | 12912.2468 | 0 | yes | Deficit |  |  | 0 | 0 | 0 | 0 | 0 |  | 0 | 0 | 0 | 0 | 8974.3519 | yes |  | 0 | 0 | 0 | 8974.3519 | 0 | no | 0 | 0 | 0 | 8974.3519 | 0
| 10907.2895 | 0 | yes | Deficit |  |  | 0 | 0 | 0 | 0 | 0 |  | 0 | 0 | 0 | 0 | 3940 | no |  | 0 | 19700 | no | 10907.2895 | 0 | no | no | 0 | 0 | 0 | 0 | 0 |  | 0 | 0 | 0 | 0 | 0 | 10907.2895 | 18920.9996 | 13459.5953 | 0 | yes | Deficit |  |  | 0 | 0 | 0 | 0 | 0 |  | 0 | 0 | 0 | 0 | 6008.7528 | yes |  | 0 | 0 | 0 | 6008.7528 | 0 | no | 0 | 0 | 0 | 6008.7528 | 0
| 11183.3041 | 0 | yes | Deficit |  |  | 0 | 0 | 0 | 0 | 0 |  | 0 | 0 | 0 | 0 | 3940 | no |  | 0 | 19700 | no | 11183.3041 | 0 | no | no | 0 | 0 | 0 | 0 | 0 |  | 0 | 0 | 0 | 0 | 0 | 11183.3041 | 16677.5667 | 13800.1972 | 0 | yes | Deficit |  |  | 0 | 0 | 0 | 0 | 0 |  | 0 | 0 | 0 | 0 | 3217.9714 | yes |  | 0 | 0 | 0 | 3217.9714 | 0 | no | 0 | 0 | 0 | 3217.9714 | 0
| 11131.1727 | 0 | no | Surplus | yes |  | 0 | 0 | 0 | 52.1314 | 0 | no | 0 | 0 | 0 | 52.1314 | 3940 | no | 11131.1727 | 0 | 19700 |  |  | 0 |  |  | 0 | 0 | 0 | 0 | 0 |  | 0 | 0 | 0 | 0 | 0 | 11131.1727 | 16780.6007 | 13735.8671 | 0 | yes | Deficit |  |  | 0 | 0 | 0 | 0 | 0 |  | 0 | 0 | 0 | 0 | 2980.4035 | yes |  | 0 | 0 | 0 | 2980.4035 | 0 | no | 0 | 0 | 0 | 2980.4035 | 0
| 10476.6689 | 0 | no | Surplus | yes |  | 0 | 0 | 0 | 654.5038 | 0 | no | 0 | 0 | 0 | 654.5038 | 3940 | no | 10476.6689 | 0 | 19700 |  |  | 0 |  |  | 0 | 0 | 0 | 0 | 0 |  | 0 | 0 | 0 | 0 | 0 | 10476.6689 | 17764.9533 | 12928.2094 | 0 | yes | Deficit |  |  | 0 | 0 | 0 | 0 | 0 |  | 0 | 0 | 0 | 0 | 4029.0862 | yes |  | 0 | 0 | 0 | 4029.0862 | 0 | no | 0 | 0 | 0 | 4029.0862 | 0
| 9161.2479 | 0 | no | Surplus | yes |  | 0 | 0 | 0 | 1315.421 | 0 | no | 0 | 0 | 0 | 1315.421 | 3940 | no | 9161.2479 | 0 | 19700 |  |  | 0 |  |  | 0 | 0 | 0 | 0 | 0 |  | 0 | 0 | 0 | 0 | 0 | 9161.2479 | 19354.2095 | 11304.98 | 0 | yes | Deficit |  |  | 0 | 0 | 0 | 0 | 0 |  | 0 | 0 | 0 | 0 | 6426 | yes |  | 0 | 0 | 0 | 6426 | 0 | no | 0 | 0 | 0 | 6426 | 0
| 9971.7482 | 0 | yes | Deficit |  |  | 0 | 0 | 0 | 0 | 0 |  | 0 | 0 | 0 | 0 | 3940 | no |  | 0 | 18322.4959 | no | 9971.7482 | 0 | no | no | 0 | 0 | 0 | 0 | 0 |  | 0 | 0 | 0 | 0 | 0 | 9971.7482 | 17956.4863 | 12305.1373 | 0 | yes | Deficit |  |  | 0 | 0 | 0 | 0 | 0 |  | 0 | 0 | 0 | 0 | 6651.5063 | yes |  | 0 | 0 | 0 | 6651.5063 | 0 | no | 0 | 0 | 0 | 6651.5063 | 0
| 9701.688 | 0 | no | Surplus | yes |  | 0 | 0 | 0 | 270.0602 | 0 | no | 0 | 0 | 0 | 270.0602 | 3940 | no | 9701.688 | 0 | 19700 |  |  | 0 |  |  | 0 | 0 | 0 | 0 | 0 |  | 0 | 0 | 0 | 0 | 0 | 9701.688 | 15640.4989 | 11971.883 | 0 | yes | Deficit |  |  | 0 | 0 | 0 | 0 | 0 |  | 0 | 0 | 0 | 0 | 3335.3616 | yes |  | 0 | 0 | 0 | 3335.3616 | 0 | no | 0 | 0 | 0 | 3335.3616 | 0
| 10937.3461 | 0 | yes | Deficit |  |  | 0 | 0 | 0 | 0 | 0 |  | 0 | 0 | 0 | 0 | 3940 | no |  | 0 | 19403.376 | no | 10937.3461 | 0 | no | no | 0 | 0 | 0 | 0 | 0 |  | 0 | 0 | 0 | 0 | 0 | 10937.3461 | 16680.3182 | 13496.6851 | 0 | yes | Deficit |  |  | 0 | 0 | 0 | 0 | 0 |  | 0 | 0 | 0 | 0 | 4708.4352 | yes |  | 0 | 0 | 0 | 4708.4352 | 0 | no | 0 | 0 | 0 | 4708.4352 | 0
| 10350.7934 | 0 | no | Surplus | yes |  | 0 | 0 | 0 | 586.5528 | 0 | no | 0 | 0 | 0 | 586.5528 | 3940 | no | 10350.7934 | 0 | 19700 |  |  | 0 |  |  | 0 | 0 | 0 | 0 | 0 |  | 0 | 0 | 0 | 0 | 0 | 10350.7934 | 14646.342 | 12772.879 | 0 | yes | Deficit |  |  | 0 | 0 | 0 | 0 | 0 |  | 0 | 0 | 0 | 0 | 1149.6569 | yes |  | 0 | 0 | 0 | 1149.6569 | 0 | no | 0 | 0 | 0 | 1149.6569 | 0
| 10795.1212 | 0 | yes | Deficit |  |  | 0 | 0 | 0 | 0 | 0 |  | 0 | 0 | 0 | 0 | 3940 | no |  | 0 | 19700 | no | 10795.1212 | 0 | no | no | 0 | 0 | 0 | 0 | 0 |  | 0 | 0 | 0 | 0 | 0 | 10795.1212 | 14372.1156 | 13321.1796 | 0 | yes | Deficit |  |  | 0 | 0 | 0 | 0 | 0 |  | 0 | 0 | 0 | 0 | 1599.2366 | yes |  | 0 | 0 | 0 | 1599.2366 | 0 | no | 0 | 0 | 0 | 1599.2366 | 0
| 10197.3885 | 0 | no | Surplus | yes |  | 0 | 0 | 0 | 597.7327 | 0 | no | 0 | 0 | 0 | 597.7327 | 3940 | no | 10197.3885 | 0 | 19700 |  |  | 0 |  |  | 0 | 0 | 0 | 0 | 0 |  | 0 | 0 | 0 | 0 | 0 | 10197.3885 | 14985.0374 | 12583.5775 | 0 | yes | Deficit |  |  | 0 | 0 | 0 | 0 | 0 |  | 0 | 0 | 0 | 0 | 1663.8578 | yes |  | 0 | 0 | 0 | 1663.8578 | 0 | no | 0 | 0 | 0 | 1663.8578 | 0
| 11501.4683 | 0 | yes | Deficit |  |  | 0 | 0 | 0 | 0 | 0 |  | 0 | 0 | 0 | 0 | 3940 | no |  | 0 | 19700 | no | 11501.4683 | 0 | no | no | 0 | 0 | 0 | 0 | 0 |  | 0 | 0 | 0 | 0 | 0 | 11501.4683 | 15682.2642 | 14192.8118 | 0 | yes | Deficit |  |  | 0 | 0 | 0 | 0 | 0 |  | 0 | 0 | 0 | 0 | 3098.6868 | yes |  | 0 | 0 | 0 | 3098.6868 | 0 | no | 0 | 0 | 0 | 3098.6868 | 0
| 13875.2571 | 0 | yes | Deficit |  |  | 0 | 0 | 0 | 0 | 0 |  | 0 | 0 | 0 | 0 | 3940 | no |  | 0 | 19700 | no | 13875.2571 | 0 | no | no | 0 | 0 | 0 | 0 | 0 |  | 0 | 0 | 0 | 0 | 0 | 13875.2571 | 16190.7351 | 17122.0673 | 0 | yes | Deficit |  |  | 0 | 0 | 0 | 0 | 0 |  | 0 | 0 | 0 | 0 | 1997.9233 | yes |  | 0 | 0 | 0 | 1997.9233 | 0 | no | 0 | 0 | 0 | 1997.9233 | 0
| 14225.3539 | 0 | yes | Deficit |  |  | 0 | 0 | 0 | 0 | 0 |  | 0 | 0 | 0 | 0 | 3940 | no |  | 0 | 19700 | no | 14225.3539 | 0 | no | no | 0 | 0 | 0 | 0 | 0 |  | 0 | 0 | 0 | 0 | 0 | 14225.3539 | 17322.3341 | 17554.0868 | 0 | yes | Deficit |  |  | 0 | 0 | 0 | 0 | 0 |  | 0 | 0 | 0 | 0 | 200.2668 | yes |  | 0 | 0 | 0 | 200.2668 | 0 | no | 0 | 0 | 0 | 200.2668 | 0
| 12917.2769 | 0 | no | Surplus | yes |  | 0 | 0 | 0 | 1308.077 | 0 | no | 0 | 0 | 0 | 1308.077 | 3940 | no | 12917.2769 | 0 | 19700 |  |  | 0 |  |  | 0 | 0 | 0 | 0 | 0 |  | 0 | 0 | 0 | 0 | 0 | 12917.2769 | 13940.5202 | 15939.9197 | 0 | no | Surplus | yes |  | 0 | 0 | 0 | 3613.5666 | 0 | no | 0 | 0 | 0 | 3613.5666 | 0 |  |  | 0 | 0 | 0 | 0 | 0 |  | 0 | 0 | 0 | 0 | 0
| 11032.5129 | 0 | no | Surplus | yes |  | 0 | 0 | 0 | 1884.764 | 0 | no | 0 | 0 | 0 | 1884.764 | 3940 | no | 11032.5129 | 0 | 19700 |  |  | 0 |  |  | 0 | 0 | 0 | 0 | 0 |  | 0 | 0 | 0 | 0 | 0 | 11032.5129 | 11784.0955 | 13614.1209 | 0 | no | Surplus | yes |  | 0 | 0 | 0 | 4155.8242 | 0 | no | 0 | 0 | 0 | 4155.8242 | 0 |  |  | 0 | 0 | 0 | 0 | 0 |  | 0 | 0 | 0 | 0 | 0
| 10815.855 | 0 | no | Surplus | yes |  | 0 | 0 | 0 | 216.6579 | 0 | no | 0 | 0 | 0 | 216.6579 | 3940 | no | 10815.855 | 0 | 19700 |  |  | 0 |  |  | 0 | 0 | 0 | 0 | 0 |  | 0 | 0 | 0 | 0 | 0 | 10815.855 | 9919.6749 | 13346.7651 | 0 | no | Surplus | yes |  | 0 | 0 | 0 | 3694.446 | 0 | no | 0 | 0 | 0 | 3694.446 | 0 |  |  | 0 | 0 | 0 | 0 | 0 |  | 0 | 0 | 0 | 0 | 0
| 11620.2858 | 0 | yes | Deficit |  |  | 0 | 0 | 0 | 0 | 0 |  | 0 | 0 | 0 | 0 | 3940 | no |  | 0 | 19700 | no | 11620.2858 | 0 | no | no | 0 | 0 | 0 | 0 | 0 |  | 0 | 0 | 0 | 0 | 0 | 11620.2858 | 9045.4289 | 14339.4326 | 0 | no | Surplus | yes |  | 0 | 0 | 0 | 4301.3362 | 0 | no | 0 | 0 | 0 | 4301.3362 | 0 |  |  | 0 | 0 | 0 | 0 | 0 |  | 0 | 0 | 0 | 0 | 0
| 11901.0005 | 0 | yes | Deficit |  |  | 0 | 0 | 0 | 0 | 0 |  | 0 | 0 | 0 | 0 | 3940 | no |  | 0 | 19700 | no | 11901.0005 | 0 | no | no | 0 | 0 | 0 | 0 | 0 |  | 0 | 0 | 0 | 0 | 0 | 11901.0005 | 12435.2888 | 14685.8347 | 0 | no | Surplus | yes |  | 0 | 0 | 0 | 1904.1439 | 0 | no | 0 | 0 | 0 | 1904.1439 | 0 |  |  | 0 | 0 | 0 | 0 | 0 |  | 0 | 0 | 0 | 0 | 0
| 12097.8588 | 0 | yes | Deficit |  |  | 0 | 0 | 0 | 0 | 0 |  | 0 | 0 | 0 | 0 | 3940 | no |  | 0 | 19700 | no | 12097.8588 | 0 | no | no | 0 | 0 | 0 | 0 | 0 |  | 0 | 0 | 0 | 0 | 0 | 12097.8588 | 9404.599 | 14928.7578 | 0 | no | Surplus | yes |  | 0 | 0 | 0 | 5281.2356 | 0 | no | 0 | 0 | 0 | 5281.2356 | 0 |  |  | 0 | 0 | 0 | 0 | 0 |  | 0 | 0 | 0 | 0 | 0
| 12698.4855 | 0 | yes | Deficit |  |  | 0 | 0 | 0 | 0 | 0 |  | 0 | 0 | 0 | 0 | 3940 | no |  | 0 | 19700 | no | 12698.4855 | 0 | no | no | 0 | 0 | 0 | 0 | 0 |  | 0 | 0 | 0 | 0 | 0 | 12698.4855 | 5645.1611 | 15669.9311 | 0 | no | Surplus | yes |  | 0 | 0 | 0 | 9283.5966 | 0 | no | 0 | 0 | 0 | 9283.5966 | 0 |  |  | 0 | 0 | 0 | 0 | 0 |  | 0 | 0 | 0 | 0 | 0
| 9033.168 | 0 | no | Surplus | yes |  | 0 | 0 | 0 | 3665.3175 | 0 | no | 0 | 0 | 0 | 3665.3175 | 3940 | no | 9033.168 | 0 | 19700 |  |  | 0 |  |  | 0 | 0 | 0 | 0 | 0 |  | 0 | 0 | 0 | 0 | 0 | 9033.168 | 5632.8949 | 11146.9293 | 0 | no | Surplus | yes |  | 0 | 0 | 0 | 10037.0362 | 0 | no | 0 | 0 | 0 | 10037.0362 | 0 |  |  | 0 | 0 | 0 | 0 | 0 |  | 0 | 0 | 0 | 0 | 0
| 9510.6151 | 0 | yes | Deficit |  |  | 0 | 0 | 0 | 0 | 0 |  | 0 | 0 | 0 | 0 | 3940 | no |  | 0 | 18066.336 | no | 9510.6151 | 0 | no | no | 0 | 0 | 0 | 0 | 0 |  | 0 | 0 | 0 | 0 | 0 | 9510.6151 | 8321.295 | 11736.099 | 0 | no | Surplus | yes |  | 0 | 0 | 0 | 2825.6343 | 0 | no | 0 | 0 | 0 | 2825.6343 | 0 |  |  | 0 | 0 | 0 | 0 | 0 |  | 0 | 0 | 0 | 0 | 0
| 9335.1081 | 0 | no | Surplus | yes |  | 0 | 0 | 0 | 175.507 | 0 | no | 0 | 0 | 0 | 175.507 | 3940 | no | 9335.1081 | 0 | 19021.2302 |  |  | 0 |  |  | 0 | 0 | 0 | 0 | 0 |  | 0 | 0 | 0 | 0 | 0 | 9335.1081 | 6883.2158 | 11519.5233 | 0 | no | Surplus | yes |  | 0 | 0 | 0 | 4852.8832 | 0 | no | 0 | 0 | 0 | 4852.8832 | 0 |  |  | 0 | 0 | 0 | 0 | 0 |  | 0 | 0 | 0 | 0 | 0
| 10369.5819 | 0 | yes | Deficit |  |  | 0 | 0 | 0 | 0 | 0 |  | 0 | 0 | 0 | 0 | 3940 | no |  | 0 | 18670.2161 | no | 10369.5819 | 0 | no | no | 0 | 0 | 0 | 0 | 0 |  | 0 | 0 | 0 | 0 | 0 | 10369.5819 | 8992.0567 | 12796.0641 | 0 | no | Surplus | yes |  | 0 | 0 | 0 | 2527.4666 | 0 | no | 0 | 0 | 0 | 2527.4666 | 0 |  |  | 0 | 0 | 0 | 0 | 0 |  | 0 | 0 | 0 | 0 | 0
| 10548.5806 | 0 | yes | Deficit |  |  | 0 | 0 | 0 | 0 | 0 |  | 0 | 0 | 0 | 0 | 3940 | no |  | 0 | 19700 | no | 10548.5806 | 0 | no | no | 0 | 0 | 0 | 0 | 0 |  | 0 | 0 | 0 | 0 | 0 | 10548.5806 | 7532.9983 | 13016.9484 | 0 | no | Surplus | yes |  | 0 | 0 | 0 | 5263.0658 | 0 | no | 0 | 0 | 0 | 5263.0658 | 0 |  |  | 0 | 0 | 0 | 0 | 0 |  | 0 | 0 | 0 | 0 | 0
| 10707.2548 | 0 | yes | Deficit |  |  | 0 | 0 | 0 | 0 | 0 |  | 0 | 0 | 0 | 0 | 3940 | no |  | 0 | 19700 | no | 10707.2548 | 0 | no | no | 0 | 0 | 0 | 0 | 0 |  | 0 | 0 | 0 | 0 | 0 | 10707.2548 | 6895.245 | 13212.7524 | 0 | no | Surplus | yes |  | 0 | 0 | 0 | 6121.7034 | 0 | no | 0 | 0 | 0 | 6121.7034 | 0 |  |  | 0 | 0 | 0 | 0 | 0 |  | 0 | 0 | 0 | 0 | 0
| 9667.0508 | 0 | no | Surplus | yes |  | 0 | 0 | 0 | 1040.2039 | 0 | no | 0 | 0 | 0 | 1040.2039 | 3940 | no | 9667.0508 | 0 | 19700 |  |  | 0 |  |  | 0 | 0 | 0 | 0 | 0 |  | 0 | 0 | 0 | 0 | 0 | 9667.0508 | 6521.191 | 11929.1407 | 0 | no | Surplus | yes |  | 0 | 0 | 0 | 6691.5614 | 0 | no | 0 | 0 | 0 | 6691.5614 | 0 |  |  | 0 | 0 | 0 | 0 | 0 |  | 0 | 0 | 0 | 0 | 0
| 9629.4782 | 0 | no | Surplus | yes |  | 0 | 0 | 0 | 37.5727 | 0 | no | 0 | 0 | 0 | 37.5727 | 3940 | no | 9629.4782 | 0 | 19334.1016 |  |  | 0 |  |  | 0 | 0 | 0 | 0 | 0 |  | 0 | 0 | 0 | 0 | 0 | 9629.4782 | 8521.4087 | 11882.776 | 0 | no | Surplus | yes |  | 0 | 0 | 0 | 3407.732 | 0 | no | 0 | 0 | 0 | 3407.732 | 0 |  |  | 0 | 0 | 0 | 0 | 0 |  | 0 | 0 | 0 | 0 | 0
| 9803.231 | 0 | yes | Deficit |  |  | 0 | 0 | 0 | 0 | 0 |  | 0 | 0 | 0 | 0 | 3940 | no |  | 0 | 19258.9563 | no | 9803.231 | 0 | no | no | 0 | 0 | 0 | 0 | 0 |  | 0 | 0 | 0 | 0 | 0 | 9803.231 | 12966.8826 | 12097.1871 | 0 | yes | Deficit |  |  | 0 | 0 | 0 | 0 | 0 |  | 0 | 0 | 0 | 0 | 1084.1065 | yes |  | 0 | 0 | 0 | 1084.1065 | 0 | no | 0 | 0 | 0 | 1084.1065 | 0
| 9652.0612 | 0 | no | Surplus | yes |  | 0 | 0 | 0 | 151.1698 | 0 | no | 0 | 0 | 0 | 151.1698 | 3940 | no | 9652.0612 | 0 | 19606.4621 |  |  | 0 |  |  | 0 | 0 | 0 | 0 | 0 |  | 0 | 0 | 0 | 0 | 0 | 9652.0612 | 12656.808 | 11910.6435 | 0 | yes | Deficit |  |  | 0 | 0 | 0 | 0 | 0 |  | 0 | 0 | 0 | 0 | 559.6209 | yes |  | 0 | 0 | 0 | 559.6209 | 0 | no | 0 | 0 | 0 | 559.6209 | 0
| 12155.1495 | 0 | yes | Deficit |  |  | 0 | 0 | 0 | 0 | 0 |  | 0 | 0 | 0 | 0 | 3940 | no |  | 0 | 19304.1224 | no | 12155.1495 | 0 | no | no | 0 | 0 | 0 | 0 | 0 |  | 0 | 0 | 0 | 0 | 0 | 12155.1495 | 11600.0452 | 14999.4545 | 0 | no | Surplus | yes |  | 0 | 0 | 0 | 310.5984 | 0 | no | 0 | 0 | 0 | 310.5984 | 0 |  |  | 0 | 0 | 0 | 0 | 0 |  | 0 | 0 | 0 | 0 | 0
| 13437.0509 | 0 | yes | Deficit |  |  | 0 | 0 | 0 | 0 | 0 |  | 0 | 0 | 0 | 0 | 3940 | no |  | 0 | 19700 | no | 13437.0509 | 0 | no | no | 0 | 0 | 0 | 0 | 0 |  | 0 | 0 | 0 | 0 | 0 | 13437.0509 | 11698.2174 | 16581.3208 | 0 | no | Surplus | yes |  | 0 | 0 | 0 | 3301.2371 | 0 | no | 0 | 0 | 0 | 3301.2371 | 0 |  |  | 0 | 0 | 0 | 0 | 0 |  | 0 | 0 | 0 | 0 | 0
| 11481.6488 | 0 | no | Surplus | yes |  | 0 | 0 | 0 | 1955.4021 | 0 | no | 0 | 0 | 0 | 1955.4021 | 3940 | no | 11481.6488 | 0 | 19700 |  |  | 0 |  |  | 0 | 0 | 0 | 0 | 0 |  | 0 | 0 | 0 | 0 | 0 | 11481.6488 | 12511.2384 | 14168.3546 | 0 | no | Surplus | yes |  | 0 | 0 | 0 | 4070.0824 | 0 | no | 0 | 0 | 0 | 4070.0824 | 0 |  |  | 0 | 0 | 0 | 0 | 0 |  | 0 | 0 | 0 | 0 | 0
| 12166.7027 | 0 | yes | Deficit |  |  | 0 | 0 | 0 | 0 | 0 |  | 0 | 0 | 0 | 0 | 3940 | no |  | 0 | 19700 | no | 12166.7027 | 0 | no | no | 0 | 0 | 0 | 0 | 0 |  | 0 | 0 | 0 | 0 | 0 | 12166.7027 | 12103.7068 | 15013.7111 | 0 | no | Surplus | yes |  | 0 | 0 | 0 | 2064.6479 | 0 | no | 0 | 0 | 0 | 2064.6479 | 0 |  |  | 0 | 0 | 0 | 0 | 0 |  | 0 | 0 | 0 | 0 | 0
| 13149.6354 | 0 | yes | Deficit |  |  | 0 | 0 | 0 | 0 | 0 |  | 0 | 0 | 0 | 0 | 3940 | no |  | 0 | 19700 | no | 13149.6354 | 0 | no | no | 0 | 0 | 0 | 0 | 0 |  | 0 | 0 | 0 | 0 | 0 | 13149.6354 | 12376.6294 | 16226.65 | 0 | no | Surplus | yes |  | 0 | 0 | 0 | 2637.0817 | 0 | no | 0 | 0 | 0 | 2637.0817 | 0 |  |  | 0 | 0 | 0 | 0 | 0 |  | 0 | 0 | 0 | 0 | 0
| 12510.564 | 0 | no | Surplus | yes |  | 0 | 0 | 0 | 639.0713 | 0 | no | 0 | 0 | 0 | 639.0713 | 3940 | no | 12510.564 | 0 | 19700 |  |  | 0 |  |  | 0 | 0 | 0 | 0 | 0 |  | 0 | 0 | 0 | 0 | 0 | 12510.564 | 11488.9256 | 15438.036 | 0 | no | Surplus | yes |  | 0 | 0 | 0 | 4737.7244 | 0 | no | 0 | 0 | 0 | 4737.7244 | 0 |  |  | 0 | 0 | 0 | 0 | 0 |  | 0 | 0 | 0 | 0 | 0
| 12338.9326 | 0 | no | Surplus | yes |  | 0 | 0 | 0 | 171.6314 | 0 | no | 0 | 0 | 0 | 171.6314 | 3940 | no | 12338.9326 | 0 | 19700 |  |  | 0 |  |  | 0 | 0 | 0 | 0 | 0 |  | 0 | 0 | 0 | 0 | 0 | 12338.9326 | 9519.3146 | 15226.2429 | 0 | no | Surplus | yes |  | 0 | 0 | 0 | 5918.7214 | 0 | no | 0 | 0 | 0 | 5918.7214 | 0 |  |  | 0 | 0 | 0 | 0 | 0 |  | 0 | 0 | 0 | 0 | 0
| 8883.8423 | 0 | no | Surplus | yes |  | 0 | 0 | 0 | 3455.0903 | 0 | no | 0 | 0 | 0 | 3455.0903 | 3940 | no | 8883.8423 | 0 | 19700 |  |  | 0 |  |  | 0 | 0 | 0 | 0 | 0 |  | 0 | 0 | 0 | 0 | 0 | 8883.8423 | 7153.837 | 10962.6614 | 0 | no | Surplus | yes |  | 0 | 0 | 0 | 8072.4059 | 0 | no | 0 | 0 | 0 | 8072.4059 | 0 |  |  | 0 | 0 | 0 | 0 | 0 |  | 0 | 0 | 0 | 0 | 0
| 11172.5561 | 0 | yes | Deficit |  |  | 0 | 0 | 0 | 0 | 0 |  | 0 | 0 | 0 | 0 | 3940 | no |  | 0 | 17767.6846 | no | 11172.5561 | 0 | no | no | 0 | 0 | 0 | 0 | 0 |  | 0 | 0 | 0 | 0 | 0 | 11172.5561 | 9298.7394 | 13786.9343 | 0 | no | Surplus | yes |  | 0 | 0 | 0 | 1663.922 | 0 | no | 0 | 0 | 0 | 1663.922 | 0 |  |  | 0 | 0 | 0 | 0 | 0 |  | 0 | 0 | 0 | 0 | 0
| 11176.6992 | 0 | yes | Deficit |  |  | 0 | 0 | 0 | 0 | 0 |  | 0 | 0 | 0 | 0 | 3940 | no |  | 0 | 19700 | no | 11176.6992 | 0 | no | no | 0 | 0 | 0 | 0 | 0 |  | 0 | 0 | 0 | 0 | 0 | 11176.6992 | 6592.2563 | 13792.0468 | 0 | no | Surplus | yes |  | 0 | 0 | 0 | 7194.678 | 0 | no | 0 | 0 | 0 | 7194.678 | 0 |  |  | 0 | 0 | 0 | 0 | 0 |  | 0 | 0 | 0 | 0 | 0
| 10226.227 | 0 | no | Surplus | yes |  | 0 | 0 | 0 | 950.4721 | 0 | no | 0 | 0 | 0 | 950.4721 | 3940 | no | 10226.227 | 0 | 19700 |  |  | 0 |  |  | 0 | 0 | 0 | 0 | 0 |  | 0 | 0 | 0 | 0 | 0 | 10226.227 | 7873.4776 | 12619.1642 | 0 | no | Surplus | yes |  | 0 | 0 | 0 | 5918.5692 | 0 | no | 0 | 0 | 0 | 5918.5692 | 0 |  |  | 0 | 0 | 0 | 0 | 0 |  | 0 | 0 | 0 | 0 | 0
| 9574.8368 | 0 | no | Surplus | yes |  | 0 | 0 | 0 | 651.3902 | 0 | no | 0 | 0 | 0 | 651.3902 | 3940 | no | 9574.8368 | 0 | 19700 |  |  | 0 |  |  | 0 | 0 | 0 | 0 | 0 |  | 0 | 0 | 0 | 0 | 0 | 9574.8368 | 8441.0882 | 11815.3486 | 0 | no | Surplus | yes |  | 0 | 0 | 0 | 4178.076 | 0 | no | 0 | 0 | 0 | 4178.076 | 0 |  |  | 0 | 0 | 0 | 0 | 0 |  | 0 | 0 | 0 | 0 | 0
| 9259.2622 | 0 | no | Surplus | yes |  | 0 | 0 | 0 | 315.5746 | 0 | no | 0 | 0 | 0 | 315.5746 | 3940 | no | 9259.2622 | 0 | 19149.6737 |  |  | 0 |  |  | 0 | 0 | 0 | 0 | 0 |  | 0 | 0 | 0 | 0 | 0 | 9259.2622 | 8482.1264 | 11425.9296 | 0 | no | Surplus | yes |  | 0 | 0 | 0 | 3333.2223 | 0 | no | 0 | 0 | 0 | 3333.2223 | 0 |  |  | 0 | 0 | 0 | 0 | 0 |  | 0 | 0 | 0 | 0 | 0
| 9436.4727 | 0 | yes | Deficit |  |  | 0 | 0 | 0 | 0 | 0 |  | 0 | 0 | 0 | 0 | 3940 | no |  | 0 | 18518.5244 | no | 9436.4727 | 0 | no | no | 0 | 0 | 0 | 0 | 0 |  | 0 | 0 | 0 | 0 | 0 | 9436.4727 | 7291.9453 | 11644.6073 | 0 | no | Surplus | yes |  | 0 | 0 | 0 | 4133.9843 | 0 | no | 0 | 0 | 0 | 4133.9843 | 0 |  |  | 0 | 0 | 0 | 0 | 0 |  | 0 | 0 | 0 | 0 | 0
| 12380.3636 | 0 | yes | Deficit |  |  | 0 | 0 | 0 | 0 | 0 |  | 0 | 0 | 0 | 0 | 3940 | no |  | 0 | 18872.9453 | no | 12380.3636 | 0 | no | no | 0 | 0 | 0 | 0 | 0 |  | 0 | 0 | 0 | 0 | 0 | 12380.3636 | 8292.3246 | 15277.3687 | 0 | no | Surplus | yes |  | 0 | 0 | 0 | 3352.2827 | 0 | no | 0 | 0 | 0 | 3352.2827 | 0 |  |  | 0 | 0 | 0 | 0 | 0 |  | 0 | 0 | 0 | 0 | 0
| 10081.3631 | 0 | no | Surplus | yes |  | 0 | 0 | 0 | 2299.0005 | 0 | no | 0 | 0 | 0 | 2299.0005 | 3940 | no | 10081.3631 | 0 | 19700 |  |  | 0 |  |  | 0 | 0 | 0 | 0 | 0 |  | 0 | 0 | 0 | 0 | 0 | 10081.3631 | 9661.3456 | 12440.4021 | 0 | no | Surplus | yes |  | 0 | 0 | 0 | 5616.0231 | 0 | no | 0 | 0 | 0 | 5616.0231 | 0 |  |  | 0 | 0 | 0 | 0 | 0 |  | 0 | 0 | 0 | 0 | 0
| 16355.7777 | 0 | yes | Deficit |  |  | 0 | 0 | 0 | 0 | 0 |  | 0 | 0 | 0 | 0 | 3940 | no |  | 0 | 19700 | no | 16355.7777 | 0 | no | no | 0 | 0 | 0 | 0 | 0 |  | 0 | 0 | 0 | 0 | 0 | 16355.7777 | 12091.1698 | 20183.0296 | 0 | no | Surplus | yes |  | 0 | 0 | 0 | 349.2323 | 0 | no | 0 | 0 | 0 | 349.2323 | 0 |  |  | 0 | 0 | 0 | 0 | 0 |  | 0 | 0 | 0 | 0 | 0
| 15922.0639 | 0 | no | Surplus | yes |  | 0 | 0 | 0 | 433.7138 | 0 | no | 0 | 0 | 0 | 433.7138 | 3940 | no | 15922.0639 | 0 | 19700 |  |  | 0 |  |  | 0 | 0 | 0 | 0 | 0 |  | 0 | 0 | 0 | 0 | 0 | 15922.0639 | 13926.9388 | 19647.8268 | 0 | no | Surplus | yes |  | 0 | 0 | 0 | 6256.0908 | 0 | no | 0 | 0 | 0 | 6256.0908 | 0 |  |  | 0 | 0 | 0 | 0 | 0 |  | 0 | 0 | 0 | 0 | 0
| 14024.864 | 0 | no | Surplus | yes |  | 0 | 0 | 0 | 1897.1999 | 0 | no | 0 | 0 | 0 | 1897.1999 | 3940 | no | 14024.864 | 0 | 19700 |  |  | 0 |  |  | 0 | 0 | 0 | 0 | 0 |  | 0 | 0 | 0 | 0 | 0 | 14024.864 | 15044.5272 | 17306.6822 | 0 | no | Surplus | yes |  | 0 | 0 | 0 | 4603.2996 | 0 | no | 0 | 0 | 0 | 4603.2996 | 0 |  |  | 0 | 0 | 0 | 0 | 0 |  | 0 | 0 | 0 | 0 | 0
| 14118.8859 | 0 | yes | Deficit |  |  | 0 | 0 | 0 | 0 | 0 |  | 0 | 0 | 0 | 0 | 3940 | no |  | 0 | 19700 | no | 14118.8859 | 0 | no | no | 0 | 0 | 0 | 0 | 0 |  | 0 | 0 | 0 | 0 | 0 | 14118.8859 | 12611.0416 | 17422.7052 | 0 | no | Surplus | yes |  | 0 | 0 | 0 | 4695.6406 | 0 | no | 0 | 0 | 0 | 4695.6406 | 0 |  |  | 0 | 0 | 0 | 0 | 0 |  | 0 | 0 | 0 | 0 | 0
| 14647.8613 | 0 | yes | Deficit |  |  | 0 | 0 | 0 | 0 | 0 |  | 0 | 0 | 0 | 0 | 3940 | no |  | 0 | 19700 | no | 14647.8613 | 0 | no | no | 0 | 0 | 0 | 0 | 0 |  | 0 | 0 | 0 | 0 | 0 | 14647.8613 | 11005.9934 | 18075.4609 | 0 | no | Surplus | yes |  | 0 | 0 | 0 | 6416.7118 | 0 | no | 0 | 0 | 0 | 6416.7118 | 0 |  |  | 0 | 0 | 0 | 0 | 0 |  | 0 | 0 | 0 | 0 | 0
| 13028.5574 | 0 | no | Surplus | yes |  | 0 | 0 | 0 | 1619.304 | 0 | no | 0 | 0 | 0 | 1619.304 | 3940 | no | 13028.5574 | 0 | 19700 |  |  | 0 |  |  | 0 | 0 | 0 | 0 | 0 |  | 0 | 0 | 0 | 0 | 0 | 13028.5574 | 13042.6544 | 16077.2398 | 0 | no | Surplus | yes |  | 0 | 0 | 0 | 5032.8065 | 0 | no | 0 | 0 | 0 | 5032.8065 | 0 |  |  | 0 | 0 | 0 | 0 | 0 |  | 0 | 0 | 0 | 0 | 0
| 12749.4066 | 0 | no | Surplus | yes |  | 0 | 0 | 0 | 279.1508 | 0 | no | 0 | 0 | 0 | 279.1508 | 3940 | no | 12749.4066 | 0 | 19700 |  |  | 0 |  |  | 0 | 0 | 0 | 0 | 0 |  | 0 | 0 | 0 | 0 | 0 | 12749.4066 | 14159.2014 | 15732.7678 | 0 | no | Surplus | yes |  | 0 | 0 | 0 | 1918.0384 | 0 | no | 0 | 0 | 0 | 1918.0384 | 0 |  |  | 0 | 0 | 0 | 0 | 0 |  | 0 | 0 | 0 | 0 | 0
| 13931.0595 | 0 | yes | Deficit |  |  | 0 | 0 | 0 | 0 | 0 |  | 0 | 0 | 0 | 0 | 3940 | no |  | 0 | 19700 | no | 13931.0595 | 0 | no | no | 0 | 0 | 0 | 0 | 0 |  | 0 | 0 | 0 | 0 | 0 | 13931.0595 | 14348.7304 | 17190.9274 | 0 | no | Surplus | yes |  | 0 | 0 | 0 | 1384.0374 | 0 | no | 0 | 0 | 0 | 1384.0374 | 0 |  |  | 0 | 0 | 0 | 0 | 0 |  | 0 | 0 | 0 | 0 | 0
| 13872.1171 | 0 | no | Surplus | yes |  | 0 | 0 | 0 | 58.9424 | 0 | no | 0 | 0 | 0 | 58.9424 | 3940 | no | 13872.1171 | 0 | 19700 |  |  | 0 |  |  | 0 | 0 | 0 | 0 | 0 |  | 0 | 0 | 0 | 0 | 0 | 13872.1171 | 11045.103 | 17118.1925 | 0 | no | Surplus | yes |  | 0 | 0 | 0 | 6145.8245 | 0 | no | 0 | 0 | 0 | 6145.8245 | 0 |  |  | 0 | 0 | 0 | 0 | 0 |  | 0 | 0 | 0 | 0 | 0
| 12712.3679 | 0 | no | Surplus | yes |  | 0 | 0 | 0 | 1159.7491 | 0 | no | 0 | 0 | 0 | 1159.7491 | 3940 | no | 12712.3679 | 0 | 19700 |  |  | 0 |  |  | 0 | 0 | 0 | 0 | 0 |  | 0 | 0 | 0 | 0 | 0 | 12712.3679 | 11383.9114 | 15687.062 | 0 | no | Surplus | yes |  | 0 | 0 | 0 | 5734.281 | 0 | no | 0 | 0 | 0 | 5734.281 | 0 |  |  | 0 | 0 | 0 | 0 | 0 |  | 0 | 0 | 0 | 0 | 0
| 12960.6839 | 0 | yes | Deficit |  |  | 0 | 0 | 0 | 0 | 0 |  | 0 | 0 | 0 | 0 | 3940 | no |  | 0 | 19700 | no | 12960.6839 | 0 | no | no | 0 | 0 | 0 | 0 | 0 |  | 0 | 0 | 0 | 0 | 0 | 12960.6839 | 10848.1317 | 15993.4839 | 0 | no | Surplus | yes |  | 0 | 0 | 0 | 4838.9303 | 0 | no | 0 | 0 | 0 | 4838.9303 | 0 |  |  | 0 | 0 | 0 | 0 | 0 |  | 0 | 0 | 0 | 0 | 0
| 11682.1115 | 0 | no | Surplus | yes |  | 0 | 0 | 0 | 1278.5724 | 0 | no | 0 | 0 | 0 | 1278.5724 | 3940 | no | 11682.1115 | 0 | 19700 |  |  | 0 |  |  | 0 | 0 | 0 | 0 | 0 |  | 0 | 0 | 0 | 0 | 0 | 11682.1115 | 11167.6071 | 14415.7256 | 0 | no | Surplus | yes |  | 0 | 0 | 0 | 4825.8768 | 0 | no | 0 | 0 | 0 | 4825.8768 | 0 |  |  | 0 | 0 | 0 | 0 | 0 |  | 0 | 0 | 0 | 0 | 0
| 11173.4781 | 0 | no | Surplus | yes |  | 0 | 0 | 0 | 508.6333 | 0 | no | 0 | 0 | 0 | 508.6333 | 3940 | no | 11173.4781 | 0 | 19700 |  |  | 0 |  |  | 0 | 0 | 0 | 0 | 0 |  | 0 | 0 | 0 | 0 | 0 | 11173.4781 | 12684.1273 | 13788.072 | 0 | no | Surplus | yes |  | 0 | 0 | 0 | 1731.5982 | 0 | no | 0 | 0 | 0 | 1731.5982 | 0 |  |  | 0 | 0 | 0 | 0 | 0 |  | 0 | 0 | 0 | 0 | 0
| 10861.8843 | 0 | no | Surplus | yes |  | 0 | 0 | 0 | 311.5938 | 0 | no | 0 | 0 | 0 | 311.5938 | 3940 | no | 10861.8843 | 0 | 19700 |  |  | 0 |  |  | 0 | 0 | 0 | 0 | 0 |  | 0 | 0 | 0 | 0 | 0 | 10861.8843 | 12270.3294 | 13403.5652 | 0 | no | Surplus | yes |  | 0 | 0 | 0 | 1517.7427 | 0 | no | 0 | 0 | 0 | 1517.7427 | 0 |  |  | 0 | 0 | 0 | 0 | 0 |  | 0 | 0 | 0 | 0 | 0
| 12471.497 | 0 | yes | Deficit |  |  | 0 | 0 | 0 | 0 | 0 |  | 0 | 0 | 0 | 0 | 3940 | no |  | 0 | 19700 | no | 12471.497 | 0 | no | no | 0 | 0 | 0 | 0 | 0 |  | 0 | 0 | 0 | 0 | 0 | 12471.497 | 11124.1937 | 15389.8272 | 0 | no | Surplus | yes |  | 0 | 0 | 0 | 2279.3716 | 0 | no | 0 | 0 | 0 | 2279.3716 | 0 |  |  | 0 | 0 | 0 | 0 | 0 |  | 0 | 0 | 0 | 0 | 0
| 12021.054 | 0 | no | Surplus | yes |  | 0 | 0 | 0 | 450.443 | 0 | no | 0 | 0 | 0 | 450.443 | 3940 | no | 12021.054 | 0 | 19700 |  |  | 0 |  |  | 0 | 0 | 0 | 0 | 0 |  | 0 | 0 | 0 | 0 | 0 | 12021.054 | 14618.0714 | 14833.9806 | 0 | no | Surplus | yes |  | 0 | 0 | 0 | 771.7558 | 0 | no | 0 | 0 | 0 | 771.7558 | 0 |  |  | 0 | 0 | 0 | 0 | 0 |  | 0 | 0 | 0 | 0 | 0
| 15406.4509 | 0 | yes | Deficit |  |  | 0 | 0 | 0 | 0 | 0 |  | 0 | 0 | 0 | 0 | 3940 | no |  | 0 | 19700 | no | 15406.4509 | 0 | no | no | 0 | 0 | 0 | 0 | 0 |  | 0 | 0 | 0 | 0 | 0 | 15406.4509 | 13509.063 | 19011.5605 | 0 | no | Surplus | yes |  | 0 | 0 | 0 | 1324.9176 | 0 | no | 0 | 0 | 0 | 1324.9176 | 0 |  |  | 0 | 0 | 0 | 0 | 0 |  | 0 | 0 | 0 | 0 | 0
| 14544.8877 | 0 | no | Surplus | yes |  | 0 | 0 | 0 | 861.5632 | 0 | no | 0 | 0 | 0 | 861.5632 | 3940 | no | 14544.8877 | 0 | 19700 |  |  | 0 |  |  | 0 | 0 | 0 | 0 | 0 |  | 0 | 0 | 0 | 0 | 0 | 14544.8877 | 16134.85 | 17948.3914 | 0 | no | Surplus | yes |  | 0 | 0 | 0 | 2876.7105 | 0 | no | 0 | 0 | 0 | 2876.7105 | 0 |  |  | 0 | 0 | 0 | 0 | 0 |  | 0 | 0 | 0 | 0 | 0
| 12862.5341 | 0 | no | Surplus | yes |  | 0 | 0 | 0 | 1682.3536 | 0 | no | 0 | 0 | 0 | 1682.3536 | 3940 | no | 12862.5341 | 0 | 19700 |  |  | 0 |  |  | 0 | 0 | 0 | 0 | 0 |  | 0 | 0 | 0 | 0 | 0 | 12862.5341 | 15381.1472 | 15872.3671 | 0 | no | Surplus | yes |  | 0 | 0 | 0 | 2567.2442 | 0 | no | 0 | 0 | 0 | 2567.2442 | 0 |  |  | 0 | 0 | 0 | 0 | 0 |  | 0 | 0 | 0 | 0 | 0
| 14672.7952 | 0 | yes | Deficit |  |  | 0 | 0 | 0 | 0 | 0 |  | 0 | 0 | 0 | 0 | 3940 | no |  | 0 | 19700 | no | 14672.7952 | 0 | no | no | 0 | 0 | 0 | 0 | 0 |  | 0 | 0 | 0 | 0 | 0 | 14672.7952 | 14395.6236 | 18106.2293 | 0 | no | Surplus | yes |  | 0 | 0 | 0 | 1476.7435 | 0 | no | 0 | 0 | 0 | 1476.7435 | 0 |  |  | 0 | 0 | 0 | 0 | 0 |  | 0 | 0 | 0 | 0 | 0
| 14157.3763 | 0 | no | Surplus | yes |  | 0 | 0 | 0 | 515.4188 | 0 | no | 0 | 0 | 0 | 515.4188 | 3940 | no | 14157.3763 | 0 | 19700 |  |  | 0 |  |  | 0 | 0 | 0 | 0 | 0 |  | 0 | 0 | 0 | 0 | 0 | 14157.3763 | 15632.6432 | 17470.2024 | 0 | no | Surplus | yes |  | 0 | 0 | 0 | 2473.586 | 0 | no | 0 | 0 | 0 | 2473.586 | 0 |  |  | 0 | 0 | 0 | 0 | 0 |  | 0 | 0 | 0 | 0 | 0
| 13398.3558 | 0 | no | Surplus | yes |  | 0 | 0 | 0 | 759.0205 | 0 | no | 0 | 0 | 0 | 759.0205 | 3940 | no | 13398.3558 | 0 | 19700 |  |  | 0 |  |  | 0 | 0 | 0 | 0 | 0 |  | 0 | 0 | 0 | 0 | 0 | 13398.3558 | 15407.7003 | 16533.5711 | 0 | no | Surplus | yes |  | 0 | 0 | 0 | 2062.5021 | 0 | no | 0 | 0 | 0 | 2062.5021 | 0 |  |  | 0 | 0 | 0 | 0 | 0 |  | 0 | 0 | 0 | 0 | 0
| 12920.5871 | 0 | no | Surplus | yes |  | 0 | 0 | 0 | 477.7688 | 0 | no | 0 | 0 | 0 | 477.7688 | 3940 | no | 12920.5871 | 0 | 19700 |  |  | 0 |  |  | 0 | 0 | 0 | 0 | 0 |  | 0 | 0 | 0 | 0 | 0 | 12920.5871 | 12713.6518 | 15944.0044 | 0 | no | Surplus | yes |  | 0 | 0 | 0 | 3819.9193 | 0 | no | 0 | 0 | 0 | 3819.9193 | 0 |  |  | 0 | 0 | 0 | 0 | 0 |  | 0 | 0 | 0 | 0 | 0
| 12920.9385 | 0 | yes | Deficit |  |  | 0 | 0 | 0 | 0 | 0 |  | 0 | 0 | 0 | 0 | 3940 | no |  | 0 | 19700 | no | 12920.9385 | 0 | no | no | 0 | 0 | 0 | 0 | 0 |  | 0 | 0 | 0 | 0 | 0 | 12920.9385 | 16368.3941 | 15944.4381 | 0 | yes | Deficit |  |  | 0 | 0 | 0 | 0 | 0 |  | 0 | 0 | 0 | 0 | 424.3896 | yes |  | 0 | 0 | 0 | 424.3896 | 0 | no | 0 | 0 | 0 | 424.3896 | 0
| 12539.877 | 0 | no | Surplus | yes |  | 0 | 0 | 0 | 381.0615 | 0 | no | 0 | 0 | 0 | 381.0615 | 3940 | no | 12539.877 | 0 | 19700 |  |  | 0 |  |  | 0 | 0 | 0 | 0 | 0 |  | 0 | 0 | 0 | 0 | 0 | 12539.877 | 11734.8581 | 15474.2082 | 0 | no | Surplus | yes |  | 0 | 0 | 0 | 4209.58 | 0 | no | 0 | 0 | 0 | 4209.58 | 0 |  |  | 0 | 0 | 0 | 0 | 0 |  | 0 | 0 | 0 | 0 | 0
| 11840.7259 | 0 | no | Surplus | yes |  | 0 | 0 | 0 | 699.1511 | 0 | no | 0 | 0 | 0 | 699.1511 | 3940 | no | 11840.7259 | 0 | 19700 |  |  | 0 |  |  | 0 | 0 | 0 | 0 | 0 |  | 0 | 0 | 0 | 0 | 0 | 11840.7259 | 12352.6752 | 14611.4557 | 0 | no | Surplus | yes |  | 0 | 0 | 0 | 3121.533 | 0 | no | 0 | 0 | 0 | 3121.533 | 0 |  |  | 0 | 0 | 0 | 0 | 0 |  | 0 | 0 | 0 | 0 | 0
| 11312.5582 | 0 | no | Surplus | yes |  | 0 | 0 | 0 | 528.1677 | 0 | no | 0 | 0 | 0 | 528.1677 | 3940 | no | 11312.5582 | 0 | 19700 |  |  | 0 |  |  | 0 | 0 | 0 | 0 | 0 |  | 0 | 0 | 0 | 0 | 0 | 11312.5582 | 12639.1253 | 13959.6968 | 0 | no | Surplus | yes |  | 0 | 0 | 0 | 1972.3304 | 0 | no | 0 | 0 | 0 | 1972.3304 | 0 |  |  | 0 | 0 | 0 | 0 | 0 |  | 0 | 0 | 0 | 0 | 0
| 12162.8554 | 0 | yes | Deficit |  |  | 0 | 0 | 0 | 0 | 0 |  | 0 | 0 | 0 | 0 | 3940 | no |  | 0 | 19700 | no | 12162.8554 | 0 | no | no | 0 | 0 | 0 | 0 | 0 |  | 0 | 0 | 0 | 0 | 0 | 12162.8554 | 12857.0326 | 15008.9636 | 0 | no | Surplus | yes |  | 0 | 0 | 0 | 1102.6642 | 0 | no | 0 | 0 | 0 | 1102.6642 | 0 |  |  | 0 | 0 | 0 | 0 | 0 |  | 0 | 0 | 0 | 0 | 0
| 12583.8102 | 0 | yes | Deficit |  |  | 0 | 0 | 0 | 0 | 0 |  | 0 | 0 | 0 | 0 | 3940 | no |  | 0 | 19700 | no | 12583.8102 | 0 | no | no | 0 | 0 | 0 | 0 | 0 |  | 0 | 0 | 0 | 0 | 0 | 12583.8102 | 14768.1665 | 15528.4218 | 0 | no | Surplus | yes |  | 0 | 0 | 0 | 240.7971 | 0 | no | 0 | 0 | 0 | 240.7971 | 0 |  |  | 0 | 0 | 0 | 0 | 0 |  | 0 | 0 | 0 | 0 | 0
| 12877.2249 | 0 | yes | Deficit |  |  | 0 | 0 | 0 | 0 | 0 |  | 0 | 0 | 0 | 0 | 3940 | no |  | 0 | 19700 | no | 12877.2249 | 0 | no | no | 0 | 0 | 0 | 0 | 0 |  | 0 | 0 | 0 | 0 | 0 | 12877.2249 | 18057.187 | 15890.4955 | 0 | yes | Deficit |  |  | 0 | 0 | 0 | 0 | 0 |  | 0 | 0 | 0 | 0 | 2528.7652 | yes |  | 0 | 0 | 0 | 2528.7652 | 0 | no | 0 | 0 | 0 | 2528.7652 | 0
| 13827.8987 | 0 | yes | Deficit |  |  | 0 | 0 | 0 | 0 | 0 |  | 0 | 0 | 0 | 0 | 3940 | no |  | 0 | 19700 | no | 13827.8987 | 0 | no | no | 0 | 0 | 0 | 0 | 0 |  | 0 | 0 | 0 | 0 | 0 | 13827.8987 | 16392.4006 | 17063.627 | 0 | yes | Deficit |  |  | 0 | 0 | 0 | 0 | 0 |  | 0 | 0 | 0 | 0 | 501.9051 | yes |  | 0 | 0 | 0 | 501.9051 | 0 | no | 0 | 0 | 0 | 501.9051 | 0
| 15113.7717 | 0 | yes | Deficit |  |  | 0 | 0 | 0 | 0 | 0 |  | 0 | 0 | 0 | 0 | 3940 | no |  | 0 | 19700 | no | 15113.7717 | 0 | no | no | 0 | 0 | 0 | 0 | 0 |  | 0 | 0 | 0 | 0 | 0 | 15113.7717 | 15584.2947 | 18650.3943 | 0 | no | Surplus | yes |  | 0 | 0 | 0 | 1479.3323 | 0 | no | 0 | 0 | 0 | 1479.3323 | 0 |  |  | 0 | 0 | 0 | 0 | 0 |  | 0 | 0 | 0 | 0 | 0
| 12339.4819 | 0 | no | Surplus | yes |  | 0 | 0 | 0 | 2774.2898 | 0 | no | 0 | 0 | 0 | 2774.2898 | 3940 | no | 12339.4819 | 0 | 19700 |  |  | 0 |  |  | 0 | 0 | 0 | 0 | 0 |  | 0 | 0 | 0 | 0 | 0 | 12339.4819 | 15896.5946 | 15226.9207 | 0 | no | Surplus | yes |  | 0 | 0 | 0 | 2753.7997 | 0 | no | 0 | 0 | 0 | 2753.7997 | 0 |  |  | 0 | 0 | 0 | 0 | 0 |  | 0 | 0 | 0 | 0 | 0
| 13143.757 | 0 | yes | Deficit |  |  | 0 | 0 | 0 | 0 | 0 |  | 0 | 0 | 0 | 0 | 3940 | no |  | 0 | 19700 | no | 13143.757 | 0 | no | no | 0 | 0 | 0 | 0 | 0 |  | 0 | 0 | 0 | 0 | 0 | 13143.757 | 18816.6396 | 16219.3961 | 0 | yes | Deficit |  |  | 0 | 0 | 0 | 0 | 0 |  | 0 | 0 | 0 | 0 | 3589.7189 | yes |  | 0 | 0 | 0 | 3589.7189 | 0 | no | 0 | 0 | 0 | 3589.7189 | 0
| 12875.541 | 0 | no | Surplus | yes |  | 0 | 0 | 0 | 268.216 | 0 | no | 0 | 0 | 0 | 268.216 | 3940 | no | 12875.541 | 0 | 19700 |  |  | 0 |  |  | 0 | 0 | 0 | 0 | 0 |  | 0 | 0 | 0 | 0 | 0 | 12875.541 | 15686.2553 | 15888.4175 | 0 | no | Surplus | yes |  | 0 | 0 | 0 | 533.1408 | 0 | no | 0 | 0 | 0 | 533.1408 | 0 |  |  | 0 | 0 | 0 | 0 | 0 |  | 0 | 0 | 0 | 0 | 0
| 12841.6857 | 0 | no | Surplus | yes |  | 0 | 0 | 0 | 33.8553 | 0 | no | 0 | 0 | 0 | 33.8553 | 3940 | no | 12841.6857 | 0 | 19700 |  |  | 0 |  |  | 0 | 0 | 0 | 0 | 0 |  | 0 | 0 | 0 | 0 | 0 | 12841.6857 | 14995.5615 | 15846.6401 | 0 | no | Surplus | yes |  | 0 | 0 | 0 | 892.856 | 0 | no | 0 | 0 | 0 | 892.856 | 0 |  |  | 0 | 0 | 0 | 0 | 0 |  | 0 | 0 | 0 | 0 | 0
| 11835.4743 | 0 | no | Surplus | yes |  | 0 | 0 | 0 | 1006.2113 | 0 | no | 0 | 0 | 0 | 1006.2113 | 3940 | no | 11835.4743 | 0 | 19700 |  |  | 0 |  |  | 0 | 0 | 0 | 0 | 0 |  | 0 | 0 | 0 | 0 | 0 | 11835.4743 | 15132.9796 | 14604.9753 | 0 | no | Surplus | yes |  | 0 | 0 | 0 | 713.6605 | 0 | no | 0 | 0 | 0 | 713.6605 | 0 |  |  | 0 | 0 | 0 | 0 | 0 |  | 0 | 0 | 0 | 0 | 0
| 13358.5441 | 0 | yes | Deficit |  |  | 0 | 0 | 0 | 0 | 0 |  | 0 | 0 | 0 | 0 | 3940 | no |  | 0 | 19700 | no | 13358.5441 | 0 | no | no | 0 | 0 | 0 | 0 | 0 |  | 0 | 0 | 0 | 0 | 0 | 13358.5441 | 15161.3295 | 16484.4434 | 0 | yes | Deficit |  |  | 0 | 0 | 0 | 0 | 0 |  | 0 | 0 | 0 | 0 | 556.3541 | yes |  | 0 | 0 | 0 | 556.3541 | 0 | no | 0 | 0 | 0 | 556.3541 | 0
| 13737.5125 | 0 | yes | Deficit |  |  | 0 | 0 | 0 | 0 | 0 |  | 0 | 0 | 0 | 0 | 3940 | no |  | 0 | 19700 | no | 13737.5125 | 0 | no | no | 0 | 0 | 0 | 0 | 0 |  | 0 | 0 | 0 | 0 | 0 | 13737.5125 | 15775.7386 | 16952.0904 | 0 | no | Surplus | yes |  | 0 | 0 | 0 | 708.7049 | 0 | no | 0 | 0 | 0 | 708.7049 | 0 |  |  | 0 | 0 | 0 | 0 | 0 |  | 0 | 0 | 0 | 0 | 0
| 12023.691 | 0 | no | Surplus | yes |  | 0 | 0 | 0 | 1713.8215 | 0 | no | 0 | 0 | 0 | 1713.8215 | 3940 | no | 12023.691 | 0 | 19700 |  |  | 0 |  |  | 0 | 0 | 0 | 0 | 0 |  | 0 | 0 | 0 | 0 | 0 | 12023.691 | 16521.2424 | 14837.2347 | 0 | no | Surplus | yes |  | 0 | 0 | 0 | 430.8481 | 0 | no | 0 | 0 | 0 | 430.8481 | 0 |  |  | 0 | 0 | 0 | 0 | 0 |  | 0 | 0 | 0 | 0 | 0
| 11821.1008 | 0 | no | Surplus | yes |  | 0 | 0 | 0 | 202.5902 | 0 | no | 0 | 0 | 0 | 202.5902 | 3940 | no | 11821.1008 | 0 | 19700 |  |  | 0 |  |  | 0 | 0 | 0 | 0 | 0 |  | 0 | 0 | 0 | 0 | 0 | 11821.1008 | 17933.4058 | 14587.2384 | 0 | yes | Deficit |  |  | 0 | 0 | 0 | 0 | 0 |  | 0 | 0 | 0 | 0 | 3096.1711 | yes |  | 0 | 0 | 0 | 3096.1711 | 0 | no | 0 | 0 | 0 | 3096.1711 | 0
| 12135.7514 | 0 | yes | Deficit |  |  | 0 | 0 | 0 | 0 | 0 |  | 0 | 0 | 0 | 0 | 3940 | no |  | 0 | 19700 | no | 12135.7514 | 0 | no | no | 0 | 0 | 0 | 0 | 0 |  | 0 | 0 | 0 | 0 | 0 | 12135.7514 | 15349.5563 | 14975.5172 | 0 | yes | Deficit |  |  | 0 | 0 | 0 | 0 | 0 |  | 0 | 0 | 0 | 0 | 762.3179 | yes |  | 0 | 0 | 0 | 762.3179 | 0 | no | 0 | 0 | 0 | 762.3179 | 0
| 12089.5483 | 0 | no | Surplus | yes |  | 0 | 0 | 0 | 46.2031 | 0 | no | 0 | 0 | 0 | 46.2031 | 3940 | no | 12089.5483 | 0 | 19700 |  |  | 0 |  |  | 0 | 0 | 0 | 0 | 0 |  | 0 | 0 | 0 | 0 | 0 | 12089.5483 | 15430.6196 | 14918.5026 | 0 | yes | Deficit |  |  | 0 | 0 | 0 | 0 | 0 |  | 0 | 0 | 0 | 0 | 455.1025 | yes |  | 0 | 0 | 0 | 455.1025 | 0 | no | 0 | 0 | 0 | 455.1025 | 0
| 12052.502 | 0 | no | Surplus | yes |  | 0 | 0 | 0 | 37.0462 | 0 | no | 0 | 0 | 0 | 37.0462 | 3940 | no | 12052.502 | 0 | 19700 |  |  | 0 |  |  | 0 | 0 | 0 | 0 | 0 |  | 0 | 0 | 0 | 0 | 0 | 12052.502 | 16213.7519 | 14872.7875 | 0 | yes | Deficit |  |  | 0 | 0 | 0 | 0 | 0 |  | 0 | 0 | 0 | 0 | 1295.2493 | yes |  | 0 | 0 | 0 | 1295.2493 | 0 | no | 0 | 0 | 0 | 1295.2493 | 0
| 12035.7199 | 0 | no | Surplus | yes |  | 0 | 0 | 0 | 16.7821 | 0 | no | 0 | 0 | 0 | 16.7821 | 3940 | no | 12035.7199 | 0 | 19700 |  |  | 0 |  |  | 0 | 0 | 0 | 0 | 0 |  | 0 | 0 | 0 | 0 | 0 | 12035.7199 | 16361.2829 | 14852.0784 | 0 | yes | Deficit |  |  | 0 | 0 | 0 | 0 | 0 |  | 0 | 0 | 0 | 0 | 1488.4954 | yes |  | 0 | 0 | 0 | 1488.4954 | 0 | no | 0 | 0 | 0 | 1488.4954 | 0
| 12170.8362 | 0 | yes | Deficit |  |  | 0 | 0 | 0 | 0 | 0 |  | 0 | 0 | 0 | 0 | 3940 | no |  | 0 | 19700 | no | 12170.8362 | 0 | no | no | 0 | 0 | 0 | 0 | 0 |  | 0 | 0 | 0 | 0 | 0 | 12170.8362 | 18276.2288 | 15018.8119 | 0 | yes | Deficit |  |  | 0 | 0 | 0 | 0 | 0 |  | 0 | 0 | 0 | 0 | 3424.1504 | yes |  | 0 | 0 | 0 | 3424.1504 | 0 | no | 0 | 0 | 0 | 3424.1504 | 0
| 12016.4255 | 0 | no | Surplus | yes |  | 0 | 0 | 0 | 154.4107 | 0 | no | 0 | 0 | 0 | 154.4107 | 3940 | no | 12016.4255 | 0 | 19700 |  |  | 0 |  |  | 0 | 0 | 0 | 0 | 0 |  | 0 | 0 | 0 | 0 | 0 | 12016.4255 | 20127.8796 | 14828.269 | 0 | yes | Deficit |  |  | 0 | 0 | 0 | 0 | 0 |  | 0 | 0 | 0 | 0 | 5109.0678 | yes |  | 0 | 0 | 0 | 5109.0678 | 0 | no | 0 | 0 | 0 | 5109.0678 | 0
| 12059.378 | 0 | yes | Deficit |  |  | 0 | 0 | 0 | 0 | 0 |  | 0 | 0 | 0 | 0 | 3940 | no |  | 0 | 19700 | no | 12059.378 | 0 | no | no | 0 | 0 | 0 | 0 | 0 |  | 0 | 0 | 0 | 0 | 0 | 12059.378 | 18546.3873 | 14881.2724 | 0 | yes | Deficit |  |  | 0 | 0 | 0 | 0 | 0 |  | 0 | 0 | 0 | 0 | 3718.1183 | yes |  | 0 | 0 | 0 | 3718.1183 | 0 | no | 0 | 0 | 0 | 3718.1183 | 0
| 11916.7907 | 0 | no | Surplus | yes |  | 0 | 0 | 0 | 142.5872 | 0 | no | 0 | 0 | 0 | 142.5872 | 3940 | no | 11916.7907 | 0 | 19700 |  |  | 0 |  |  | 0 | 0 | 0 | 0 | 0 |  | 0 | 0 | 0 | 0 | 0 | 11916.7907 | 18739.6302 | 14705.3198 | 0 | yes | Deficit |  |  | 0 | 0 | 0 | 0 | 0 |  | 0 | 0 | 0 | 0 | 3858.3578 | yes |  | 0 | 0 | 0 | 3858.3578 | 0 | no | 0 | 0 | 0 | 3858.3578 | 0
| 11883.9759 | 0 | no | Surplus | yes |  | 0 | 0 | 0 | 32.8149 | 0 | no | 0 | 0 | 0 | 32.8149 | 3940 | no | 11883.9759 | 0 | 19700 |  |  | 0 |  |  | 0 | 0 | 0 | 0 | 0 |  | 0 | 0 | 0 | 0 | 0 | 11883.9759 | 20238.0759 | 14664.8262 | 0 | yes | Deficit |  |  | 0 | 0 | 0 | 0 | 0 |  | 0 | 0 | 0 | 0 | 5532.7561 | yes |  | 0 | 0 | 0 | 5532.7561 | 0 | no | 0 | 0 | 0 | 5532.7561 | 0
| 11498.2741 | 0 | no | Surplus | yes |  | 0 | 0 | 0 | 385.7017 | 0 | no | 0 | 0 | 0 | 385.7017 | 3940 | no | 11498.2741 | 0 | 19700 |  |  | 0 |  |  | 0 | 0 | 0 | 0 | 0 |  | 0 | 0 | 0 | 0 | 0 | 11498.2741 | 18981.4034 | 14188.8703 | 0 | yes | Deficit |  |  | 0 | 0 | 0 | 0 | 0 |  | 0 | 0 | 0 | 0 | 4316.5772 | yes |  | 0 | 0 | 0 | 4316.5772 | 0 | no | 0 | 0 | 0 | 4316.5772 | 0
| 11036.487 | 0 | no | Surplus | yes |  | 0 | 0 | 0 | 461.7872 | 0 | no | 0 | 0 | 0 | 461.7872 | 3940 | no | 11036.487 | 0 | 19700 |  |  | 0 |  |  | 0 | 0 | 0 | 0 | 0 |  | 0 | 0 | 0 | 0 | 0 | 11036.487 | 19259.4723 | 13619.0249 | 0 | yes | Deficit |  |  | 0 | 0 | 0 | 0 | 0 |  | 0 | 0 | 0 | 0 | 5070.602 | yes |  | 0 | 0 | 0 | 5070.602 | 0 | no | 0 | 0 | 0 | 5070.602 | 0
| 14328.9444 | 0 | yes | Deficit |  |  | 0 | 0 | 0 | 0 | 0 |  | 0 | 0 | 0 | 0 | 3940 | no |  | 0 | 19700 | no | 14328.9444 | 0 | no | no | 0 | 0 | 0 | 0 | 0 |  | 0 | 0 | 0 | 0 | 0 | 14328.9444 | 20083.203 | 17681.9174 | 0 | yes | Deficit |  |  | 0 | 0 | 0 | 0 | 0 |  | 0 | 0 | 0 | 0 | 6464.178 | yes |  | 0 | 0 | 0 | 6464.178 | 0 | no | 0 | 0 | 0 | 6464.178 | 0
| 16488.0057 | 0 | yes | Deficit |  |  | 0 | 0 | 0 | 0 | 0 |  | 0 | 0 | 0 | 0 | 3940 | no |  | 0 | 19700 | no | 16488.0057 | 0 | no | no | 0 | 0 | 0 | 0 | 0 |  | 0 | 0 | 0 | 0 | 0 | 16488.0057 | 21707.4972 | 20346.1991 | 0 | yes | Deficit |  |  | 0 | 0 | 0 | 0 | 0 |  | 0 | 0 | 0 | 0 | 4025.5798 | yes |  | 0 | 0 | 0 | 4025.5798 | 0 | no | 0 | 0 | 0 | 4025.5798 | 0
| 12241.1596 | 0 | no | Surplus | yes |  | 0 | 0 | 0 | 4246.8461 | 0 | no | 0 | 0 | 0 | 4246.8461 | 3940 | no | 12241.1596 | 0 | 19700 |  |  | 0 |  |  | 0 | 0 | 0 | 0 | 0 |  | 0 | 0 | 0 | 0 | 0 | 12241.1596 | 21356.532 | 15105.5909 | 0 | yes | Deficit |  |  | 0 | 0 | 0 | 0 | 0 |  | 0 | 0 | 0 | 0 | 1010.3329 | yes |  | 0 | 0 | 0 | 1010.3329 | 0 | no | 0 | 0 | 0 | 1010.3329 | 0
| 12289.2475 | 0 | yes | Deficit |  |  | 0 | 0 | 0 | 0 | 0 |  | 0 | 0 | 0 | 0 | 3940 | no |  | 0 | 19700 | no | 12289.2475 | 0 | no | no | 0 | 0 | 0 | 0 | 0 |  | 0 | 0 | 0 | 0 | 0 | 12289.2475 | 18132.0813 | 15164.9314 | 0 | yes | Deficit |  |  | 0 | 0 | 0 | 0 | 0 |  | 0 | 0 | 0 | 0 | 3026.4904 | yes |  | 0 | 0 | 0 | 3026.4904 | 0 | no | 0 | 0 | 0 | 3026.4904 | 0
| 11743.912 | 0 | no | Surplus | yes |  | 0 | 0 | 0 | 545.3355 | 0 | no | 0 | 0 | 0 | 545.3355 | 3940 | no | 11743.912 | 0 | 19700 |  |  | 0 |  |  | 0 | 0 | 0 | 0 | 0 |  | 0 | 0 | 0 | 0 | 0 | 11743.912 | 18447.6534 | 14491.9874 | 0 | yes | Deficit |  |  | 0 | 0 | 0 | 0 | 0 |  | 0 | 0 | 0 | 0 | 3282.722 | yes |  | 0 | 0 | 0 | 3282.722 | 0 | no | 0 | 0 | 0 | 3282.722 | 0
| 11762.7988 | 0 | yes | Deficit |  |  | 0 | 0 | 0 | 0 | 0 |  | 0 | 0 | 0 | 0 | 3940 | no |  | 0 | 19700 | no | 11762.7988 | 0 | no | no | 0 | 0 | 0 | 0 | 0 |  | 0 | 0 | 0 | 0 | 0 | 11762.7988 | 19131.7928 | 14515.2937 | 0 | yes | Deficit |  |  | 0 | 0 | 0 | 0 | 0 |  | 0 | 0 | 0 | 0 | 4639.8054 | yes |  | 0 | 0 | 0 | 4639.8054 | 0 | no | 0 | 0 | 0 | 4639.8054 | 0
| 12118.2714 | 0 | yes | Deficit |  |  | 0 | 0 | 0 | 0 | 0 |  | 0 | 0 | 0 | 0 | 3940 | no |  | 0 | 19700 | no | 12118.2714 | 0 | no | no | 0 | 0 | 0 | 0 | 0 |  | 0 | 0 | 0 | 0 | 0 | 12118.2714 | 18496.9479 | 14953.947 | 0 | yes | Deficit |  |  | 0 | 0 | 0 | 0 | 0 |  | 0 | 0 | 0 | 0 | 3981.6542 | yes |  | 0 | 0 | 0 | 3981.6542 | 0 | no | 0 | 0 | 0 | 3981.6542 | 0
| 12357.048 | 0 | yes | Deficit |  |  | 0 | 0 | 0 | 0 | 0 |  | 0 | 0 | 0 | 0 | 3940 | no |  | 0 | 19700 | no | 12357.048 | 0 | no | no | 0 | 0 | 0 | 0 | 0 |  | 0 | 0 | 0 | 0 | 0 | 12357.048 | 18324.8428 | 15248.5973 | 0 | yes | Deficit |  |  | 0 | 0 | 0 | 0 | 0 |  | 0 | 0 | 0 | 0 | 3370.8958 | yes |  | 0 | 0 | 0 | 3370.8958 | 0 | no | 0 | 0 | 0 | 3370.8958 | 0
| 12229.8277 | 0 | no | Surplus | yes |  | 0 | 0 | 0 | 127.2203 | 0 | no | 0 | 0 | 0 | 127.2203 | 3940 | no | 12229.8277 | 0 | 19700 |  |  | 0 |  |  | 0 | 0 | 0 | 0 | 0 |  | 0 | 0 | 0 | 0 | 0 | 12229.8277 | 21400.781 | 15091.6074 | 0 | yes | Deficit |  |  | 0 | 0 | 0 | 0 | 0 |  | 0 | 0 | 0 | 0 | 6152.1837 | yes |  | 0 | 0 | 0 | 6152.1837 | 0 | no | 0 | 0 | 0 | 6152.1837 | 0
| 11652.9323 | 0 | no | Surplus | yes |  | 0 | 0 | 0 | 576.8954 | 0 | no | 0 | 0 | 0 | 576.8954 | 3940 | no | 11652.9323 | 0 | 19700 |  |  | 0 |  |  | 0 | 0 | 0 | 0 | 0 |  | 0 | 0 | 0 | 0 | 0 | 11652.9323 | 17878.2884 | 14379.7185 | 0 | yes | Deficit |  |  | 0 | 0 | 0 | 0 | 0 |  | 0 | 0 | 0 | 0 | 2786.681 | yes |  | 0 | 0 | 0 | 2786.681 | 0 | no | 0 | 0 | 0 | 2786.681 | 0
| 12999.1136 | 0 | yes | Deficit |  |  | 0 | 0 | 0 | 0 | 0 |  | 0 | 0 | 0 | 0 | 3940 | no |  | 0 | 19700 | no | 12999.1136 | 0 | no | no | 0 | 0 | 0 | 0 | 0 |  | 0 | 0 | 0 | 0 | 0 | 12999.1136 | 17491.3335 | 16040.9062 | 0 | yes | Deficit |  |  | 0 | 0 | 0 | 0 | 0 |  | 0 | 0 | 0 | 0 | 3111.6151 | yes |  | 0 | 0 | 0 | 3111.6151 | 0 | no | 0 | 0 | 0 | 3111.6151 | 0
| 12616.7904 | 0 | no | Surplus | yes |  | 0 | 0 | 0 | 382.3233 | 0 | no | 0 | 0 | 0 | 382.3233 | 3940 | no | 12616.7904 | 0 | 19700 |  |  | 0 |  |  | 0 | 0 | 0 | 0 | 0 |  | 0 | 0 | 0 | 0 | 0 | 12616.7904 | 18463.916 | 15569.1193 | 0 | yes | Deficit |  |  | 0 | 0 | 0 | 0 | 0 |  | 0 | 0 | 0 | 0 | 2423.0098 | yes |  | 0 | 0 | 0 | 2423.0098 | 0 | no | 0 | 0 | 0 | 2423.0098 | 0
| 11768.121 | 0 | no | Surplus | yes |  | 0 | 0 | 0 | 848.6694 | 0 | no | 0 | 0 | 0 | 848.6694 | 3940 | no | 11768.121 | 0 | 19700 |  |  | 0 |  |  | 0 | 0 | 0 | 0 | 0 |  | 0 | 0 | 0 | 0 | 0 | 11768.121 | 20756.0459 | 14521.8613 | 0 | yes | Deficit |  |  | 0 | 0 | 0 | 0 | 0 |  | 0 | 0 | 0 | 0 | 5186.9266 | yes |  | 0 | 0 | 0 | 5186.9266 | 0 | no | 0 | 0 | 0 | 5186.9266 | 0
| 12294.0347 | 0 | yes | Deficit |  |  | 0 | 0 | 0 | 0 | 0 |  | 0 | 0 | 0 | 0 | 3940 | no |  | 0 | 19700 | no | 12294.0347 | 0 | no | no | 0 | 0 | 0 | 0 | 0 |  | 0 | 0 | 0 | 0 | 0 | 12294.0347 | 20010.6631 | 15170.8389 | 0 | yes | Deficit |  |  | 0 | 0 | 0 | 0 | 0 |  | 0 | 0 | 0 | 0 | 5488.8018 | yes |  | 0 | 0 | 0 | 5488.8018 | 0 | no | 0 | 0 | 0 | 5488.8018 | 0
| 10800.6459 | 0 | no | Surplus | yes |  | 0 | 0 | 0 | 1493.3888 | 0 | no | 0 | 0 | 0 | 1493.3888 | 3940 | no | 10800.6459 | 0 | 19700 |  |  | 0 |  |  | 0 | 0 | 0 | 0 | 0 |  | 0 | 0 | 0 | 0 | 0 | 10800.6459 | 20579.5339 | 13327.997 | 0 | yes | Deficit |  |  | 0 | 0 | 0 | 0 | 0 |  | 0 | 0 | 0 | 0 | 5408.695 | yes |  | 0 | 0 | 0 | 5408.695 | 0 | no | 0 | 0 | 0 | 5408.695 | 0
| 11412.702 | 0 | yes | Deficit |  |  | 0 | 0 | 0 | 0 | 0 |  | 0 | 0 | 0 | 0 | 3940 | no |  | 0 | 19700 | no | 11412.702 | 0 | no | no | 0 | 0 | 0 | 0 | 0 |  | 0 | 0 | 0 | 0 | 0 | 11412.702 | 19841.2061 | 14083.2742 | 0 | yes | Deficit |  |  | 0 | 0 | 0 | 0 | 0 |  | 0 | 0 | 0 | 0 | 6513.2091 | yes |  | 0 | 0 | 0 | 6513.2091 | 0 | no | 0 | 0 | 0 | 6513.2091 | 0
| 11263.8537 | 0 | no | Surplus | yes |  | 0 | 0 | 0 | 148.8482 | 0 | no | 0 | 0 | 0 | 148.8482 | 3940 | no | 11263.8537 | 0 | 19700 |  |  | 0 |  |  | 0 | 0 | 0 | 0 | 0 |  | 0 | 0 | 0 | 0 | 0 | 11263.8537 | 18683.9802 | 13899.5955 | 0 | yes | Deficit |  |  | 0 | 0 | 0 | 0 | 0 |  | 0 | 0 | 0 | 0 | 4600.706 | yes |  | 0 | 0 | 0 | 4600.706 | 0 | no | 0 | 0 | 0 | 4600.706 | 0
| 10859.7722 | 0 | no | Surplus | yes |  | 0 | 0 | 0 | 404.0816 | 0 | no | 0 | 0 | 0 | 404.0816 | 3940 | no | 10859.7722 | 0 | 19700 |  |  | 0 |  |  | 0 | 0 | 0 | 0 | 0 |  | 0 | 0 | 0 | 0 | 0 | 10859.7722 | 17522.9181 | 13400.9588 | 0 | yes | Deficit |  |  | 0 | 0 | 0 | 0 | 0 |  | 0 | 0 | 0 | 0 | 3623.3226 | yes |  | 0 | 0 | 0 | 3623.3226 | 0 | no | 0 | 0 | 0 | 3623.3226 | 0
| 14792.12 | 0 | yes | Deficit |  |  | 0 | 0 | 0 | 0 | 0 |  | 0 | 0 | 0 | 0 | 3940 | no |  | 0 | 19700 | no | 14792.12 | 0 | no | no | 0 | 0 | 0 | 0 | 0 |  | 0 | 0 | 0 | 0 | 0 | 14792.12 | 17612.5359 | 18253.4761 | 0 | yes | Deficit |  |  | 0 | 0 | 0 | 0 | 0 |  | 0 | 0 | 0 | 0 | 4211.577 | yes |  | 0 | 0 | 0 | 4211.577 | 0 | no | 0 | 0 | 0 | 4211.577 | 0
| 13809.1142 | 0 | no | Surplus | yes |  | 0 | 0 | 0 | 983.0058 | 0 | no | 0 | 0 | 0 | 983.0058 | 3940 | no | 13809.1142 | 0 | 19700 |  |  | 0 |  |  | 0 | 0 | 0 | 0 | 0 |  | 0 | 0 | 0 | 0 | 0 | 13809.1142 | 17412.4544 | 17040.447 | 0 | no | Surplus | yes |  | 0 | 0 | 0 | 841.0217 | 0 | no | 0 | 0 | 0 | 841.0217 | 0 |  |  | 0 | 0 | 0 | 0 | 0 |  | 0 | 0 | 0 | 0 | 0
| 13434.5082 | 0 | no | Surplus | yes |  | 0 | 0 | 0 | 374.6061 | 0 | no | 0 | 0 | 0 | 374.6061 | 3940 | no | 13434.5082 | 0 | 19700 |  |  | 0 |  |  | 0 | 0 | 0 | 0 | 0 |  | 0 | 0 | 0 | 0 | 0 | 13434.5082 | 17757.1819 | 16578.1831 | 0 | yes | Deficit |  |  | 0 | 0 | 0 | 0 | 0 |  | 0 | 0 | 0 | 0 | 716.7349 | yes |  | 0 | 0 | 0 | 716.7349 | 0 | no | 0 | 0 | 0 | 716.7349 | 0
| 13176.5992 | 0 | no | Surplus | yes |  | 0 | 0 | 0 | 257.909 | 0 | no | 0 | 0 | 0 | 257.909 | 3940 | no | 13176.5992 | 0 | 19700 |  |  | 0 |  |  | 0 | 0 | 0 | 0 | 0 |  | 0 | 0 | 0 | 0 | 0 | 13176.5992 | 19364.4854 | 16259.9234 | 0 | yes | Deficit |  |  | 0 | 0 | 0 | 0 | 0 |  | 0 | 0 | 0 | 0 | 2786.3023 | yes |  | 0 | 0 | 0 | 2786.3023 | 0 | no | 0 | 0 | 0 | 2786.3023 | 0
| 13692.6499 | 0 | yes | Deficit |  |  | 0 | 0 | 0 | 0 | 0 |  | 0 | 0 | 0 | 0 | 3940 | no |  | 0 | 19700 | no | 13692.6499 | 0 | no | no | 0 | 0 | 0 | 0 | 0 |  | 0 | 0 | 0 | 0 | 0 | 13692.6499 | 15664.7975 | 16896.73 | 0 | no | Surplus | yes |  | 0 | 0 | 0 | 595.1259 | 0 | no | 0 | 0 | 0 | 595.1259 | 0 |  |  | 0 | 0 | 0 | 0 | 0 |  | 0 | 0 | 0 | 0 | 0
| 14213.6123 | 0 | yes | Deficit |  |  | 0 | 0 | 0 | 0 | 0 |  | 0 | 0 | 0 | 0 | 3940 | no |  | 0 | 19700 | no | 14213.6123 | 0 | no | no | 0 | 0 | 0 | 0 | 0 |  | 0 | 0 | 0 | 0 | 0 | 14213.6123 | 15634.6989 | 17539.5976 | 0 | no | Surplus | yes |  | 0 | 0 | 0 | 1262.031 | 0 | no | 0 | 0 | 0 | 1262.031 | 0 |  |  | 0 | 0 | 0 | 0 | 0 |  | 0 | 0 | 0 | 0 | 0
| 16300.0119 | 0 | yes | Deficit |  |  | 0 | 0 | 0 | 0 | 0 |  | 0 | 0 | 0 | 0 | 3940 | no |  | 0 | 19700 | no | 16300.0119 | 0 | no | no | 0 | 0 | 0 | 0 | 0 |  | 0 | 0 | 0 | 0 | 0 | 16300.0119 | 14103.4945 | 20114.2147 | 0 | no | Surplus | yes |  | 0 | 0 | 0 | 3436.103 | 0 | no | 0 | 0 | 0 | 3436.103 | 0 |  |  | 0 | 0 | 0 | 0 | 0 |  | 0 | 0 | 0 | 0 | 0
| 15419.4959 | 0 | no | Surplus | yes |  | 0 | 0 | 0 | 880.516 | 0 | no | 0 | 0 | 0 | 880.516 | 3940 | no | 15419.4959 | 0 | 19700 |  |  | 0 |  |  | 0 | 0 | 0 | 0 | 0 |  | 0 | 0 | 0 | 0 | 0 | 15419.4959 | 15772.5507 | 19027.6579 | 0 | no | Surplus | yes |  | 0 | 0 | 0 | 4341.664 | 0 | no | 0 | 0 | 0 | 4341.664 | 0 |  |  | 0 | 0 | 0 | 0 | 0 |  | 0 | 0 | 0 | 0 | 0
| 15122.5729 | 0 | no | Surplus | yes |  | 0 | 0 | 0 | 296.9229 | 0 | no | 0 | 0 | 0 | 296.9229 | 3940 | no | 15122.5729 | 0 | 19700 |  |  | 0 |  |  | 0 | 0 | 0 | 0 | 0 |  | 0 | 0 | 0 | 0 | 0 | 15122.5729 | 16796.885 | 18661.255 | 0 | no | Surplus | yes |  | 0 | 0 | 0 | 2230.7729 | 0 | no | 0 | 0 | 0 | 2230.7729 | 0 |  |  | 0 | 0 | 0 | 0 | 0 |  | 0 | 0 | 0 | 0 | 0
| 13335.4226 | 0 | no | Surplus | yes |  | 0 | 0 | 0 | 1787.1504 | 0 | no | 0 | 0 | 0 | 1787.1504 | 3940 | no | 13335.4226 | 0 | 19700 |  |  | 0 |  |  | 0 | 0 | 0 | 0 | 0 |  | 0 | 0 | 0 | 0 | 0 | 13335.4226 | 18066.9608 | 16455.9115 | 0 | no | Surplus | yes |  | 0 | 0 | 0 | 594.2942 | 0 | no | 0 | 0 | 0 | 594.2942 | 0 |  |  | 0 | 0 | 0 | 0 | 0 |  | 0 | 0 | 0 | 0 | 0
| 15003.9633 | 0 | yes | Deficit |  |  | 0 | 0 | 0 | 0 | 0 |  | 0 | 0 | 0 | 0 | 3940 | no |  | 0 | 19700 | no | 15003.9633 | 0 | no | no | 0 | 0 | 0 | 0 | 0 |  | 0 | 0 | 0 | 0 | 0 | 15003.9633 | 18200.6326 | 18514.8908 | 0 | yes | Deficit |  |  | 0 | 0 | 0 | 0 | 0 |  | 0 | 0 | 0 | 0 | 1744.7212 | yes |  | 0 | 0 | 0 | 1744.7212 | 0 | no | 0 | 0 | 0 | 1744.7212 | 0
| 16278.8906 | 0 | yes | Deficit |  |  | 0 | 0 | 0 | 0 | 0 |  | 0 | 0 | 0 | 0 | 3940 | no |  | 0 | 19700 | no | 16278.8906 | 0 | no | no | 0 | 0 | 0 | 0 | 0 |  | 0 | 0 | 0 | 0 | 0 | 16278.8906 | 16886.3656 | 20088.151 | 0 | no | Surplus | yes |  | 0 | 0 | 0 | 1628.5251 | 0 | no | 0 | 0 | 0 | 1628.5251 | 0 |  |  | 0 | 0 | 0 | 0 | 0 |  | 0 | 0 | 0 | 0 | 0
| 16389.9545 | 0 | yes | Deficit |  |  | 0 | 0 | 0 | 0 | 0 |  | 0 | 0 | 0 | 0 | 3940 | no |  | 0 | 19700 | no | 16389.9545 | 0 | no | no | 0 | 0 | 0 | 0 | 0 |  | 0 | 0 | 0 | 0 | 0 | 16389.9545 | 15991.7233 | 20225.2039 | 0 | no | Surplus | yes |  | 0 | 0 | 0 | 4096.4277 | 0 | no | 0 | 0 | 0 | 4096.4277 | 0 |  |  | 0 | 0 | 0 | 0 | 0 |  | 0 | 0 | 0 | 0 | 0
| 16335.8 | 0 | no | Surplus | yes |  | 0 | 0 | 0 | 54.1545 | 0 | no | 0 | 0 | 0 | 54.1545 | 3940 | no | 16335.8 | 0 | 19700 |  |  | 0 |  |  | 0 | 0 | 0 | 0 | 0 |  | 0 | 0 | 0 | 0 | 0 | 16335.8 | 17630.5531 | 20158.3772 | 0 | no | Surplus | yes |  | 0 | 0 | 0 | 2594.6508 | 0 | no | 0 | 0 | 0 | 2594.6508 | 0 |  |  | 0 | 0 | 0 | 0 | 0 |  | 0 | 0 | 0 | 0 | 0
| 15787.2227 | 0 | no | Surplus | yes |  | 0 | 0 | 0 | 548.5773 | 0 | no | 0 | 0 | 0 | 548.5773 | 3940 | no | 15787.2227 | 0 | 19700 |  |  | 0 |  |  | 0 | 0 | 0 | 0 | 0 |  | 0 | 0 | 0 | 0 | 0 | 15787.2227 | 19747.6172 | 19481.4328 | 0 | no | Surplus | yes |  | 0 | 0 | 0 | 410.76 | 0 | no | 0 | 0 | 0 | 410.76 | 0 |  |  | 0 | 0 | 0 | 0 | 0 |  | 0 | 0 | 0 | 0 | 0
| 15787.854 | 0 | yes | Deficit |  |  | 0 | 0 | 0 | 0 | 0 |  | 0 | 0 | 0 | 0 | 3940 | no |  | 0 | 19700 | no | 15787.854 | 0 | no | no | 0 | 0 | 0 | 0 | 0 |  | 0 | 0 | 0 | 0 | 0 | 15787.854 | 20831.9804 | 19482.2119 | 0 | yes | Deficit |  |  | 0 | 0 | 0 | 0 | 0 |  | 0 | 0 | 0 | 0 | 1350.5476 | yes |  | 0 | 0 | 0 | 1350.5476 | 0 | no | 0 | 0 | 0 | 1350.5476 | 0
| 16066.6665 | 0 | yes | Deficit |  |  | 0 | 0 | 0 | 0 | 0 |  | 0 | 0 | 0 | 0 | 3940 | no |  | 0 | 19700 | no | 16066.6665 | 0 | no | no | 0 | 0 | 0 | 0 | 0 |  | 0 | 0 | 0 | 0 | 0 | 16066.6665 | 20573.5587 | 19826.2665 | 0 | yes | Deficit |  |  | 0 | 0 | 0 | 0 | 0 |  | 0 | 0 | 0 | 0 | 1091.3468 | yes |  | 0 | 0 | 0 | 1091.3468 | 0 | no | 0 | 0 | 0 | 1091.3468 | 0
| 16456.7189 | 0 | yes | Deficit |  |  | 0 | 0 | 0 | 0 | 0 |  | 0 | 0 | 0 | 0 | 3940 | no |  | 0 | 19700 | no | 16456.7189 | 0 | no | no | 0 | 0 | 0 | 0 | 0 |  | 0 | 0 | 0 | 0 | 0 | 16456.7189 | 19879.1295 | 20307.5911 | 0 | yes | Deficit |  |  | 0 | 0 | 0 | 0 | 0 |  | 0 | 0 | 0 | 0 | 52.8631 | yes |  | 0 | 0 | 0 | 52.8631 | 0 | no | 0 | 0 | 0 | 52.8631 | 0
| 16562.1721 | 0 | yes | Deficit |  |  | 0 | 0 | 0 | 0 | 0 |  | 0 | 0 | 0 | 0 | 3940 | no |  | 0 | 19700 | no | 16562.1721 | 0 | no | no | 0 | 0 | 0 | 0 | 0 |  | 0 | 0 | 0 | 0 | 0 | 16562.1721 | 19272.5567 | 20437.7204 | 0 | no | Surplus | yes |  | 0 | 0 | 0 | 1035.0344 | 0 | no | 0 | 0 | 0 | 1035.0344 | 0 |  |  | 0 | 0 | 0 | 0 | 0 |  | 0 | 0 | 0 | 0 | 0
| 16732.4988 | 0 | yes | Deficit |  |  | 0 | 0 | 0 | 0 | 0 |  | 0 | 0 | 0 | 0 | 3940 | no |  | 0 | 19700 | no | 16732.4988 | 0 | no | no | 0 | 0 | 0 | 0 | 0 |  | 0 | 0 | 0 | 0 | 0 | 16732.4988 | 19452.8801 | 20647.9036 | 0 | no | Surplus | yes |  | 0 | 0 | 0 | 984.8403 | 0 | no | 0 | 0 | 0 | 984.8403 | 0 |  |  | 0 | 0 | 0 | 0 | 0 |  | 0 | 0 | 0 | 0 | 0
| 16638.7769 | 0 | no | Surplus | yes |  | 0 | 0 | 0 | 93.7219 | 0 | no | 0 | 0 | 0 | 93.7219 | 3940 | no | 16638.7769 | 0 | 19700 |  |  | 0 |  |  | 0 | 0 | 0 | 0 | 0 |  | 0 | 0 | 0 | 0 | 0 | 16638.7769 | 19647.6224 | 20532.2507 | 0 | no | Surplus | yes |  | 0 | 0 | 0 | 1000.2812 | 0 | no | 0 | 0 | 0 | 1000.2812 | 0 |  |  | 0 | 0 | 0 | 0 | 0 |  | 0 | 0 | 0 | 0 | 0
| 15974.4364 | 0 | no | Surplus | yes |  | 0 | 0 | 0 | 664.3405 | 0 | no | 0 | 0 | 0 | 664.3405 | 3940 | no | 15974.4364 | 0 | 19700 |  |  | 0 |  |  | 0 | 0 | 0 | 0 | 0 |  | 0 | 0 | 0 | 0 | 0 | 15974.4364 | 22740.2828 | 19712.4546 | 0 | yes | Deficit |  |  | 0 | 0 | 0 | 0 | 0 |  | 0 | 0 | 0 | 0 | 2208.0321 | yes |  | 0 | 0 | 0 | 2208.0321 | 0 | no | 0 | 0 | 0 | 2208.0321 | 0
| 15908.0518 | 0 | no | Surplus | yes |  | 0 | 0 | 0 | 66.3846 | 0 | no | 0 | 0 | 0 | 66.3846 | 3940 | no | 15908.0518 | 0 | 19700 |  |  | 0 |  |  | 0 | 0 | 0 | 0 | 0 |  | 0 | 0 | 0 | 0 | 0 | 15908.0518 | 19159.0538 | 19630.536 | 0 | no | Surplus | yes |  | 0 | 0 | 0 | 553.4008 | 0 | no | 0 | 0 | 0 | 553.4008 | 0 |  |  | 0 | 0 | 0 | 0 | 0 |  | 0 | 0 | 0 | 0 | 0
| 15272.4406 | 0 | no | Surplus | yes |  | 0 | 0 | 0 | 635.6113 | 0 | no | 0 | 0 | 0 | 635.6113 | 3940 | no | 15272.4406 | 0 | 19700 |  |  | 0 |  |  | 0 | 0 | 0 | 0 | 0 |  | 0 | 0 | 0 | 0 | 0 | 15272.4406 | 19859.3063 | 18846.1917 | 0 | yes | Deficit |  |  | 0 | 0 | 0 | 0 | 0 |  | 0 | 0 | 0 | 0 | 228.7704 | yes |  | 0 | 0 | 0 | 228.7704 | 0 | no | 0 | 0 | 0 | 228.7704 | 0
| 13629.1648 | 0 | no | Surplus | yes |  | 0 | 0 | 0 | 1643.2758 | 0 | no | 0 | 0 | 0 | 1643.2758 | 3940 | no | 13629.1648 | 0 | 19700 |  |  | 0 |  |  | 0 | 0 | 0 | 0 | 0 |  | 0 | 0 | 0 | 0 | 0 | 13629.1648 | 20706.9339 | 16818.3894 | 0 | yes | Deficit |  |  | 0 | 0 | 0 | 0 | 0 |  | 0 | 0 | 0 | 0 | 1860.7423 | yes |  | 0 | 0 | 0 | 1860.7423 | 0 | no | 0 | 0 | 0 | 1860.7423 | 0
| 12965.8239 | 0 | no | Surplus | yes |  | 0 | 0 | 0 | 663.3409 | 0 | no | 0 | 0 | 0 | 663.3409 | 3940 | no | 12965.8239 | 0 | 19700 |  |  | 0 |  |  | 0 | 0 | 0 | 0 | 0 |  | 0 | 0 | 0 | 0 | 0 | 12965.8239 | 21095.5163 | 15999.8267 | 0 | yes | Deficit |  |  | 0 | 0 | 0 | 0 | 0 |  | 0 | 0 | 0 | 0 | 4277.127 | yes |  | 0 | 0 | 0 | 4277.127 | 0 | no | 0 | 0 | 0 | 4277.127 | 0
| 12800.065 | 0 | no | Surplus | yes |  | 0 | 0 | 0 | 165.7588 | 0 | no | 0 | 0 | 0 | 165.7588 | 3940 | no | 12800.065 | 0 | 19700 |  |  | 0 |  |  | 0 | 0 | 0 | 0 | 0 |  | 0 | 0 | 0 | 0 | 0 | 12800.065 | 20636.055 | 15795.2803 | 0 | yes | Deficit |  |  | 0 | 0 | 0 | 0 | 0 |  | 0 | 0 | 0 | 0 | 4636.2284 | yes |  | 0 | 0 | 0 | 4636.2284 | 0 | no | 0 | 0 | 0 | 4636.2284 | 0
| 14049.1249 | 0 | yes | Deficit |  |  | 0 | 0 | 0 | 0 | 0 |  | 0 | 0 | 0 | 0 | 3940 | no |  | 0 | 19700 | no | 14049.1249 | 0 | no | no | 0 | 0 | 0 | 0 | 0 |  | 0 | 0 | 0 | 0 | 0 | 14049.1249 | 24729.3162 | 17336.6201 | 0 | yes | Deficit |  |  | 0 | 0 | 0 | 0 | 0 |  | 0 | 0 | 0 | 0 | 8934.036 | yes |  | 0 | 0 | 0 | 8934.036 | 0 | no | 0 | 0 | 0 | 8934.036 | 0
| 10746.0219 | 0 | no | Surplus | yes |  | 0 | 0 | 0 | 3303.103 | 0 | no | 0 | 0 | 0 | 3303.103 | 3940 | no | 10746.0219 | 0 | 19700 |  |  | 0 |  |  | 0 | 0 | 0 | 0 | 0 |  | 0 | 0 | 0 | 0 | 0 | 10746.0219 | 23507.1412 | 13260.5911 | 0 | yes | Deficit |  |  | 0 | 0 | 0 | 0 | 0 |  | 0 | 0 | 0 | 0 | 6170.5211 | yes |  | 0 | 0 | 0 | 6170.5211 | 0 | no | 0 | 0 | 0 | 6170.5211 | 0
| 11491.0044 | 0 | yes | Deficit |  |  | 0 | 0 | 0 | 0 | 0 |  | 0 | 0 | 0 | 0 | 3940 | no |  | 0 | 19700 | no | 11491.0044 | 0 | no | no | 0 | 0 | 0 | 0 | 0 |  | 0 | 0 | 0 | 0 | 0 | 11491.0044 | 20780.5125 | 14179.8995 | 0 | yes | Deficit |  |  | 0 | 0 | 0 | 0 | 0 |  | 0 | 0 | 0 | 0 | 7519.9214 | yes |  | 0 | 0 | 0 | 7519.9214 | 0 | no | 0 | 0 | 0 | 7519.9214 | 0
| 11786.6882 | 0 | yes | Deficit |  |  | 0 | 0 | 0 | 0 | 0 |  | 0 | 0 | 0 | 0 | 3940 | no |  | 0 | 19700 | no | 11786.6882 | 0 | no | no | 0 | 0 | 0 | 0 | 0 |  | 0 | 0 | 0 | 0 | 0 | 11786.6882 | 20575.9308 | 14544.7732 | 0 | yes | Deficit |  |  | 0 | 0 | 0 | 0 | 0 |  | 0 | 0 | 0 | 0 | 6396.0313 | yes |  | 0 | 0 | 0 | 6396.0313 | 0 | no | 0 | 0 | 0 | 6396.0313 | 0
| 12899.5455 | 0 | yes | Deficit |  |  | 0 | 0 | 0 | 0 | 0 |  | 0 | 0 | 0 | 0 | 3940 | no |  | 0 | 19700 | no | 12899.5455 | 0 | no | no | 0 | 0 | 0 | 0 | 0 |  | 0 | 0 | 0 | 0 | 0 | 12899.5455 | 20034.0354 | 15918.0391 | 0 | yes | Deficit |  |  | 0 | 0 | 0 | 0 | 0 |  | 0 | 0 | 0 | 0 | 5489.2622 | yes |  | 0 | 0 | 0 | 5489.2622 | 0 | no | 0 | 0 | 0 | 5489.2622 | 0
| 12957.8939 | 0 | yes | Deficit |  |  | 0 | 0 | 0 | 0 | 0 |  | 0 | 0 | 0 | 0 | 3940 | no |  | 0 | 19700 | no | 12957.8939 | 0 | no | no | 0 | 0 | 0 | 0 | 0 |  | 0 | 0 | 0 | 0 | 0 | 12957.8939 | 20938.4047 | 15990.0411 | 0 | yes | Deficit |  |  | 0 | 0 | 0 | 0 | 0 |  | 0 | 0 | 0 | 0 | 5020.3656 | yes |  | 0 | 0 | 0 | 5020.3656 | 0 | no | 0 | 0 | 0 | 5020.3656 | 0
| 12500.7154 | 0 | no | Surplus | yes |  | 0 | 0 | 0 | 457.1785 | 0 | no | 0 | 0 | 0 | 457.1785 | 3940 | no | 12500.7154 | 0 | 19700 |  |  | 0 |  |  | 0 | 0 | 0 | 0 | 0 |  | 0 | 0 | 0 | 0 | 0 | 12500.7154 | 23330.5888 | 15425.8828 | 0 | yes | Deficit |  |  | 0 | 0 | 0 | 0 | 0 |  | 0 | 0 | 0 | 0 | 7340.5477 | yes |  | 0 | 0 | 0 | 7340.5477 | 0 | no | 0 | 0 | 0 | 7340.5477 | 0
| 10582.9502 | 0 | no | Surplus | yes |  | 0 | 0 | 0 | 1917.7652 | 0 | no | 0 | 0 | 0 | 1917.7652 | 3940 | no | 10582.9502 | 0 | 19700 |  |  | 0 |  |  | 0 | 0 | 0 | 0 | 0 |  | 0 | 0 | 0 | 0 | 0 | 10582.9502 | 23904.1493 | 13059.3606 | 0 | yes | Deficit |  |  | 0 | 0 | 0 | 0 | 0 |  | 0 | 0 | 0 | 0 | 8478.2665 | yes |  | 0 | 0 | 0 | 8478.2665 | 0 | no | 0 | 0 | 0 | 8478.2665 | 0
| 11140.4287 | 0 | yes | Deficit |  |  | 0 | 0 | 0 | 0 | 0 |  | 0 | 0 | 0 | 0 | 3940 | no |  | 0 | 19700 | no | 11140.4287 | 0 | no | no | 0 | 0 | 0 | 0 | 0 |  | 0 | 0 | 0 | 0 | 0 | 11140.4287 | 21388.4218 | 13747.2891 | 0 | yes | Deficit |  |  | 0 | 0 | 0 | 0 | 0 |  | 0 | 0 | 0 | 0 | 8329.0613 | yes |  | 0 | 0 | 0 | 8329.0613 | 0 | no | 0 | 0 | 0 | 8329.0613 | 0
| 13569.7235 | 0 | yes | Deficit |  |  | 0 | 0 | 0 | 0 | 0 |  | 0 | 0 | 0 | 0 | 3940 | no |  | 0 | 19700 | no | 13569.7235 | 0 | no | no | 0 | 0 | 0 | 0 | 0 |  | 0 | 0 | 0 | 0 | 0 | 13569.7235 | 22475.2666 | 16745.0388 | 0 | yes | Deficit |  |  | 0 | 0 | 0 | 0 | 0 |  | 0 | 0 | 0 | 0 | 8727.9775 | yes |  | 0 | 0 | 0 | 8727.9775 | 0 | no | 0 | 0 | 0 | 8727.9775 | 0
| 14346.073 | 0 | yes | Deficit |  |  | 0 | 0 | 0 | 0 | 0 |  | 0 | 0 | 0 | 0 | 3940 | no |  | 0 | 19700 | no | 14346.073 | 0 | no | no | 0 | 0 | 0 | 0 | 0 |  | 0 | 0 | 0 | 0 | 0 | 14346.073 | 22341.7261 | 17703.0541 | 0 | yes | Deficit |  |  | 0 | 0 | 0 | 0 | 0 |  | 0 | 0 | 0 | 0 | 5596.6873 | yes |  | 0 | 0 | 0 | 5596.6873 | 0 | no | 0 | 0 | 0 | 5596.6873 | 0
| 12043.2323 | 0 | no | Surplus | yes |  | 0 | 0 | 0 | 2302.8408 | 0 | no | 0 | 0 | 0 | 2302.8408 | 3940 | no | 12043.2323 | 0 | 19700 |  |  | 0 |  |  | 0 | 0 | 0 | 0 | 0 |  | 0 | 0 | 0 | 0 | 0 | 12043.2323 | 21615.0392 | 14861.3486 | 0 | yes | Deficit |  |  | 0 | 0 | 0 | 0 | 0 |  | 0 | 0 | 0 | 0 | 3911.9851 | yes |  | 0 | 0 | 0 | 3911.9851 | 0 | no | 0 | 0 | 0 | 3911.9851 | 0
| 12376.2544 | 0 | yes | Deficit |  |  | 0 | 0 | 0 | 0 | 0 |  | 0 | 0 | 0 | 0 | 3940 | no |  | 0 | 19700 | no | 12376.2544 | 0 | no | no | 0 | 0 | 0 | 0 | 0 |  | 0 | 0 | 0 | 0 | 0 | 12376.2544 | 21385.4833 | 15272.2979 | 0 | yes | Deficit |  |  | 0 | 0 | 0 | 0 | 0 |  | 0 | 0 | 0 | 0 | 6524.1347 | yes |  | 0 | 0 | 0 | 6524.1347 | 0 | no | 0 | 0 | 0 | 6524.1347 | 0
| 13234.4711 | 0 | yes | Deficit |  |  | 0 | 0 | 0 | 0 | 0 |  | 0 | 0 | 0 | 0 | 3940 | no |  | 0 | 19700 | no | 13234.4711 | 0 | no | no | 0 | 0 | 0 | 0 | 0 |  | 0 | 0 | 0 | 0 | 0 | 13234.4711 | 23136.5078 | 16331.3373 | 0 | yes | Deficit |  |  | 0 | 0 | 0 | 0 | 0 |  | 0 | 0 | 0 | 0 | 7864.21 | yes |  | 0 | 0 | 0 | 7864.21 | 0 | no | 0 | 0 | 0 | 7864.21 | 0
| 11784.4805 | 0 | no | Surplus | yes |  | 0 | 0 | 0 | 1449.9905 | 0 | no | 0 | 0 | 0 | 1449.9905 | 3940 | no | 11784.4805 | 0 | 19700 |  |  | 0 |  |  | 0 | 0 | 0 | 0 | 0 |  | 0 | 0 | 0 | 0 | 0 | 11784.4805 | 21655.2998 | 14542.049 | 0 | yes | Deficit |  |  | 0 | 0 | 0 | 0 | 0 |  | 0 | 0 | 0 | 0 | 5323.9625 | yes |  | 0 | 0 | 0 | 5323.9625 | 0 | no | 0 | 0 | 0 | 5323.9625 | 0
| 10927.0043 | 0 | no | Surplus | yes |  | 0 | 0 | 0 | 857.4763 | 0 | no | 0 | 0 | 0 | 857.4763 | 3940 | no | 10927.0043 | 0 | 19700 |  |  | 0 |  |  | 0 | 0 | 0 | 0 | 0 |  | 0 | 0 | 0 | 0 | 0 | 10927.0043 | 20765.6401 | 13483.9233 | 0 | yes | Deficit |  |  | 0 | 0 | 0 | 0 | 0 |  | 0 | 0 | 0 | 0 | 6223.5912 | yes |  | 0 | 0 | 0 | 6223.5912 | 0 | no | 0 | 0 | 0 | 6223.5912 | 0
| 11523.0069 | 0 | yes | Deficit |  |  | 0 | 0 | 0 | 0 | 0 |  | 0 | 0 | 0 | 0 | 3940 | no |  | 0 | 19700 | no | 11523.0069 | 0 | no | no | 0 | 0 | 0 | 0 | 0 |  | 0 | 0 | 0 | 0 | 0 | 11523.0069 | 20857.0256 | 14219.3905 | 0 | yes | Deficit |  |  | 0 | 0 | 0 | 0 | 0 |  | 0 | 0 | 0 | 0 | 7373.1024 | yes |  | 0 | 0 | 0 | 7373.1024 | 0 | no | 0 | 0 | 0 | 7373.1024 | 0
| 13864.8651 | 0 | yes | Deficit |  |  | 0 | 0 | 0 | 0 | 0 |  | 0 | 0 | 0 | 0 | 3940 | no |  | 0 | 19700 | no | 13864.8651 | 0 | no | no | 0 | 0 | 0 | 0 | 0 |  | 0 | 0 | 0 | 0 | 0 | 13864.8651 | 20519.2718 | 17109.2436 | 0 | yes | Deficit |  |  | 0 | 0 | 0 | 0 | 0 |  | 0 | 0 | 0 | 0 | 6299.8812 | yes |  | 0 | 0 | 0 | 6299.8812 | 0 | no | 0 | 0 | 0 | 6299.8812 | 0
| 12025.422 | 0 | no | Surplus | yes |  | 0 | 0 | 0 | 1839.4432 | 0 | no | 0 | 0 | 0 | 1839.4432 | 3940 | no | 12025.422 | 0 | 19700 |  |  | 0 |  |  | 0 | 0 | 0 | 0 | 0 |  | 0 | 0 | 0 | 0 | 0 | 12025.422 | 19987.7551 | 14839.3707 | 0 | yes | Deficit |  |  | 0 | 0 | 0 | 0 | 0 |  | 0 | 0 | 0 | 0 | 2878.5115 | yes |  | 0 | 0 | 0 | 2878.5115 | 0 | no | 0 | 0 | 0 | 2878.5115 | 0
| 9006.6657 | 0 | no | Surplus | yes |  | 0 | 0 | 0 | 3018.7562 | 0 | no | 0 | 0 | 0 | 3018.7562 | 3940 | no | 9006.6657 | 0 | 19700 |  |  | 0 |  |  | 0 | 0 | 0 | 0 | 0 |  | 0 | 0 | 0 | 0 | 0 | 9006.6657 | 21786.4387 | 11114.2255 | 0 | yes | Deficit |  |  | 0 | 0 | 0 | 0 | 0 |  | 0 | 0 | 0 | 0 | 6947.068 | yes |  | 0 | 0 | 0 | 6947.068 | 0 | no | 0 | 0 | 0 | 6947.068 | 0
| 10835.582 | 0 | yes | Deficit |  |  | 0 | 0 | 0 | 0 | 0 |  | 0 | 0 | 0 | 0 | 3940 | no |  | 0 | 18013.3315 | no | 10835.582 | 0 | no | no | 0 | 0 | 0 | 0 | 0 |  | 0 | 0 | 0 | 0 | 0 | 10835.582 | 22615.6267 | 13371.1082 | 0 | yes | Deficit |  |  | 0 | 0 | 0 | 0 | 0 |  | 0 | 0 | 0 | 0 | 11501.4012 | yes |  | 0 | 0 | 0 | 11501.4012 | 0 | no | 0 | 0 | 0 | 11501.4012 | 0
| 11107.3494 | 0 | yes | Deficit |  |  | 0 | 0 | 0 | 0 | 0 |  | 0 | 0 | 0 | 0 | 3940 | no |  | 0 | 19700 | no | 11107.3494 | 0 | no | no | 0 | 0 | 0 | 0 | 0 |  | 0 | 0 | 0 | 0 | 0 | 11107.3494 | 21025.8911 | 13706.4691 | 0 | yes | Deficit |  |  | 0 | 0 | 0 | 0 | 0 |  | 0 | 0 | 0 | 0 | 7654.7829 | yes |  | 0 | 0 | 0 | 7654.7829 | 0 | no | 0 | 0 | 0 | 7654.7829 | 0
| 12334.9712 | 0 | yes | Deficit |  |  | 0 | 0 | 0 | 0 | 0 |  | 0 | 0 | 0 | 0 | 3940 | no |  | 0 | 19700 | no | 12334.9712 | 0 | no | no | 0 | 0 | 0 | 0 | 0 |  | 0 | 0 | 0 | 0 | 0 | 12334.9712 | 22000.4212 | 15221.3544 | 0 | yes | Deficit |  |  | 0 | 0 | 0 | 0 | 0 |  | 0 | 0 | 0 | 0 | 8293.9521 | yes |  | 0 | 0 | 0 | 8293.9521 | 0 | no | 0 | 0 | 0 | 8293.9521 | 0
| 11716.1108 | 0 | no | Surplus | yes |  | 0 | 0 | 0 | 618.8604 | 0 | no | 0 | 0 | 0 | 618.8604 | 3940 | no | 11716.1108 | 0 | 19700 |  |  | 0 |  |  | 0 | 0 | 0 | 0 | 0 |  | 0 | 0 | 0 | 0 | 0 | 11716.1108 | 22504.9305 | 14457.6807 | 0 | yes | Deficit |  |  | 0 | 0 | 0 | 0 | 0 |  | 0 | 0 | 0 | 0 | 7283.576 | yes |  | 0 | 0 | 0 | 7283.576 | 0 | no | 0 | 0 | 0 | 7283.576 | 0
| 12290.3981 | 0 | yes | Deficit |  |  | 0 | 0 | 0 | 0 | 0 |  | 0 | 0 | 0 | 0 | 3940 | no |  | 0 | 19700 | no | 12290.3981 | 0 | no | no | 0 | 0 | 0 | 0 | 0 |  | 0 | 0 | 0 | 0 | 0 | 12290.3981 | 20721.4154 | 15166.3512 | 0 | yes | Deficit |  |  | 0 | 0 | 0 | 0 | 0 |  | 0 | 0 | 0 | 0 | 6263.7346 | yes |  | 0 | 0 | 0 | 6263.7346 | 0 | no | 0 | 0 | 0 | 6263.7346 | 0
| 11222.9682 | 0 | no | Surplus | yes |  | 0 | 0 | 0 | 1067.4298 | 0 | no | 0 | 0 | 0 | 1067.4298 | 3940 | no | 11222.9682 | 0 | 19700 |  |  | 0 |  |  | 0 | 0 | 0 | 0 | 0 |  | 0 | 0 | 0 | 0 | 0 | 11222.9682 | 20768.1609 | 13849.1428 | 0 | yes | Deficit |  |  | 0 | 0 | 0 | 0 | 0 |  | 0 | 0 | 0 | 0 | 5601.8097 | yes |  | 0 | 0 | 0 | 5601.8097 | 0 | no | 0 | 0 | 0 | 5601.8097 | 0
| 11463.8835 | 0 | yes | Deficit |  |  | 0 | 0 | 0 | 0 | 0 |  | 0 | 0 | 0 | 0 | 3940 | no |  | 0 | 19700 | no | 11463.8835 | 0 | no | no | 0 | 0 | 0 | 0 | 0 |  | 0 | 0 | 0 | 0 | 0 | 11463.8835 | 21681.6761 | 14146.4323 | 0 | yes | Deficit |  |  | 0 | 0 | 0 | 0 | 0 |  | 0 | 0 | 0 | 0 | 7832.5332 | yes |  | 0 | 0 | 0 | 7832.5332 | 0 | no | 0 | 0 | 0 | 7832.5332 | 0
| 15393.9031 | 0 | yes | Deficit |  |  | 0 | 0 | 0 | 0 | 0 |  | 0 | 0 | 0 | 0 | 3940 | no |  | 0 | 19700 | no | 15393.9031 | 0 | no | no | 0 | 0 | 0 | 0 | 0 |  | 0 | 0 | 0 | 0 | 0 | 15393.9031 | 21591.583 | 18996.0764 | 0 | yes | Deficit |  |  | 0 | 0 | 0 | 0 | 0 |  | 0 | 0 | 0 | 0 | 7445.1507 | yes |  | 0 | 0 | 0 | 7445.1507 | 0 | no | 0 | 0 | 0 | 7445.1507 | 0
| 13966.8235 | 0 | no | Surplus | yes |  | 0 | 0 | 0 | 1427.0796 | 0 | no | 0 | 0 | 0 | 1427.0796 | 3940 | no | 13966.8235 | 0 | 19700 |  |  | 0 |  |  | 0 | 0 | 0 | 0 | 0 |  | 0 | 0 | 0 | 0 | 0 | 13966.8235 | 23978.0355 | 17235.0602 | 0 | yes | Deficit |  |  | 0 | 0 | 0 | 0 | 0 |  | 0 | 0 | 0 | 0 | 4981.959 | yes |  | 0 | 0 | 0 | 4981.959 | 0 | no | 0 | 0 | 0 | 4981.959 | 0
| 13951.8417 | 0 | no | Surplus | yes |  | 0 | 0 | 0 | 14.9818 | 0 | no | 0 | 0 | 0 | 14.9818 | 3940 | no | 13951.8417 | 0 | 19700 |  |  | 0 |  |  | 0 | 0 | 0 | 0 | 0 |  | 0 | 0 | 0 | 0 | 0 | 13951.8417 | 22568.3509 | 17216.5727 | 0 | yes | Deficit |  |  | 0 | 0 | 0 | 0 | 0 |  | 0 | 0 | 0 | 0 | 5333.2907 | yes |  | 0 | 0 | 0 | 5333.2907 | 0 | no | 0 | 0 | 0 | 5333.2907 | 0
| 13585.332 | 0 | no | Surplus | yes |  | 0 | 0 | 0 | 366.5097 | 0 | no | 0 | 0 | 0 | 366.5097 | 3940 | no | 13585.332 | 0 | 19700 |  |  | 0 |  |  | 0 | 0 | 0 | 0 | 0 |  | 0 | 0 | 0 | 0 | 0 | 13585.332 | 21461.6706 | 16764.2997 | 0 | yes | Deficit |  |  | 0 | 0 | 0 | 0 | 0 |  | 0 | 0 | 0 | 0 | 4245.0979 | yes |  | 0 | 0 | 0 | 4245.0979 | 0 | no | 0 | 0 | 0 | 4245.0979 | 0
| 11820.1885 | 0 | no | Surplus | yes |  | 0 | 0 | 0 | 1765.1435 | 0 | no | 0 | 0 | 0 | 1765.1435 | 3940 | no | 11820.1885 | 0 | 19700 |  |  | 0 |  |  | 0 | 0 | 0 | 0 | 0 |  | 0 | 0 | 0 | 0 | 0 | 11820.1885 | 26173.5551 | 14586.1126 | 0 | yes | Deficit |  |  | 0 | 0 | 0 | 0 | 0 |  | 0 | 0 | 0 | 0 | 9409.2554 | yes |  | 0 | 0 | 0 | 9409.2554 | 0 | no | 0 | 0 | 0 | 9409.2554 | 0
| 11472.0592 | 0 | no | Surplus | yes |  | 0 | 0 | 0 | 348.1293 | 0 | no | 0 | 0 | 0 | 348.1293 | 3940 | no | 11472.0592 | 0 | 19700 |  |  | 0 |  |  | 0 | 0 | 0 | 0 | 0 |  | 0 | 0 | 0 | 0 | 0 | 11472.0592 | 24060.7267 | 14156.5211 | 0 | yes | Deficit |  |  | 0 | 0 | 0 | 0 | 0 |  | 0 | 0 | 0 | 0 | 9474.6141 | yes |  | 0 | 0 | 0 | 9474.6141 | 0 | no | 0 | 0 | 0 | 9474.6141 | 0
| 11046.7747 | 0 | no | Surplus | yes |  | 0 | 0 | 0 | 425.2846 | 0 | no | 0 | 0 | 0 | 425.2846 | 3940 | no | 11046.7747 | 0 | 19700 |  |  | 0 |  |  | 0 | 0 | 0 | 0 | 0 |  | 0 | 0 | 0 | 0 | 0 | 11046.7747 | 23262.54 | 13631.7199 | 0 | yes | Deficit |  |  | 0 | 0 | 0 | 0 | 0 |  | 0 | 0 | 0 | 0 | 9106.0189 | yes |  | 0 | 0 | 0 | 9106.0189 | 0 | no | 0 | 0 | 0 | 9106.0189 | 0
| 11135.0566 | 0 | yes | Deficit |  |  | 0 | 0 | 0 | 0 | 0 |  | 0 | 0 | 0 | 0 | 3940 | no |  | 0 | 19700 | no | 11135.0566 | 0 | no | no | 0 | 0 | 0 | 0 | 0 |  | 0 | 0 | 0 | 0 | 0 | 11135.0566 | 23208.2111 | 13740.6598 | 0 | yes | Deficit |  |  | 0 | 0 | 0 | 0 | 0 |  | 0 | 0 | 0 | 0 | 9576.4911 | yes |  | 0 | 0 | 0 | 9576.4911 | 0 | no | 0 | 0 | 0 | 9576.4911 | 0
| 11394.9811 | 0 | yes | Deficit |  |  | 0 | 0 | 0 | 0 | 0 |  | 0 | 0 | 0 | 0 | 3940 | no |  | 0 | 19700 | no | 11394.9811 | 0 | no | no | 0 | 0 | 0 | 0 | 0 |  | 0 | 0 | 0 | 0 | 0 | 11394.9811 | 23743.0886 | 14061.4066 | 0 | yes | Deficit |  |  | 0 | 0 | 0 | 0 | 0 |  | 0 | 0 | 0 | 0 | 10002.4287 | yes |  | 0 | 0 | 0 | 10002.4287 | 0 | no | 0 | 0 | 0 | 10002.4287 | 0
| 13492.2795 | 0 | yes | Deficit |  |  | 0 | 0 | 0 | 0 | 0 |  | 0 | 0 | 0 | 0 | 3940 | no |  | 0 | 19700 | no | 13492.2795 | 0 | no | no | 0 | 0 | 0 | 0 | 0 |  | 0 | 0 | 0 | 0 | 0 | 13492.2795 | 23526.3625 | 16649.473 | 0 | yes | Deficit |  |  | 0 | 0 | 0 | 0 | 0 |  | 0 | 0 | 0 | 0 | 9464.9558 | yes |  | 0 | 0 | 0 | 9464.9558 | 0 | no | 0 | 0 | 0 | 9464.9558 | 0
| 14923.1403 | 0 | yes | Deficit |  |  | 0 | 0 | 0 | 0 | 0 |  | 0 | 0 | 0 | 0 | 3940 | no |  | 0 | 19700 | no | 14923.1403 | 0 | no | no | 0 | 0 | 0 | 0 | 0 |  | 0 | 0 | 0 | 0 | 0 | 14923.1403 | 23382.7027 | 18415.1551 | 0 | yes | Deficit |  |  | 0 | 0 | 0 | 0 | 0 |  | 0 | 0 | 0 | 0 | 6733.2297 | yes |  | 0 | 0 | 0 | 6733.2297 | 0 | no | 0 | 0 | 0 | 6733.2297 | 0
| 13697.9055 | 0 | no | Surplus | yes |  | 0 | 0 | 0 | 1225.2348 | 0 | no | 0 | 0 | 0 | 1225.2348 | 3940 | no | 13697.9055 | 0 | 19700 |  |  | 0 |  |  | 0 | 0 | 0 | 0 | 0 |  | 0 | 0 | 0 | 0 | 0 | 13697.9055 | 23982.5491 | 16903.2154 | 0 | yes | Deficit |  |  | 0 | 0 | 0 | 0 | 0 |  | 0 | 0 | 0 | 0 | 5567.394 | yes |  | 0 | 0 | 0 | 5567.394 | 0 | no | 0 | 0 | 0 | 5567.394 | 0
| 13099.5305 | 0 | no | Surplus | yes |  | 0 | 0 | 0 | 598.375 | 0 | no | 0 | 0 | 0 | 598.375 | 3940 | no | 13099.5305 | 0 | 19700 |  |  | 0 |  |  | 0 | 0 | 0 | 0 | 0 |  | 0 | 0 | 0 | 0 | 0 | 13099.5305 | 22067.194 | 16164.8207 | 0 | yes | Deficit |  |  | 0 | 0 | 0 | 0 | 0 |  | 0 | 0 | 0 | 0 | 5163.9786 | yes |  | 0 | 0 | 0 | 5163.9786 | 0 | no | 0 | 0 | 0 | 5163.9786 | 0
| 14073.4552 | 0 | yes | Deficit |  |  | 0 | 0 | 0 | 0 | 0 |  | 0 | 0 | 0 | 0 | 3940 | no |  | 0 | 19700 | no | 14073.4552 | 0 | no | no | 0 | 0 | 0 | 0 | 0 |  | 0 | 0 | 0 | 0 | 0 | 14073.4552 | 21681.0979 | 17366.6438 | 0 | yes | Deficit |  |  | 0 | 0 | 0 | 0 | 0 |  | 0 | 0 | 0 | 0 | 5516.2772 | yes |  | 0 | 0 | 0 | 5516.2772 | 0 | no | 0 | 0 | 0 | 5516.2772 | 0
| 14839.9945 | 0 | yes | Deficit |  |  | 0 | 0 | 0 | 0 | 0 |  | 0 | 0 | 0 | 0 | 3940 | no |  | 0 | 19700 | no | 14839.9945 | 0 | no | no | 0 | 0 | 0 | 0 | 0 |  | 0 | 0 | 0 | 0 | 0 | 14839.9945 | 21478.1726 | 18312.5532 | 0 | yes | Deficit |  |  | 0 | 0 | 0 | 0 | 0 |  | 0 | 0 | 0 | 0 | 4111.5289 | yes |  | 0 | 0 | 0 | 4111.5289 | 0 | no | 0 | 0 | 0 | 4111.5289 | 0
| 15035.3714 | 0 | yes | Deficit |  |  | 0 | 0 | 0 | 0 | 0 |  | 0 | 0 | 0 | 0 | 3940 | no |  | 0 | 19700 | no | 15035.3714 | 0 | no | no | 0 | 0 | 0 | 0 | 0 |  | 0 | 0 | 0 | 0 | 0 | 15035.3714 | 23230.463 | 18553.6483 | 0 | yes | Deficit |  |  | 0 | 0 | 0 | 0 | 0 |  | 0 | 0 | 0 | 0 | 4917.9098 | yes |  | 0 | 0 | 0 | 4917.9098 | 0 | no | 0 | 0 | 0 | 4917.9098 | 0
| 15019.1809 | 0 | no | Surplus | yes |  | 0 | 0 | 0 | 16.1905 | 0 | no | 0 | 0 | 0 | 16.1905 | 3940 | no | 15019.1809 | 0 | 19700 |  |  | 0 |  |  | 0 | 0 | 0 | 0 | 0 |  | 0 | 0 | 0 | 0 | 0 | 15019.1809 | 19754.5059 | 18533.6692 | 0 | yes | Deficit |  |  | 0 | 0 | 0 | 0 | 0 |  | 0 | 0 | 0 | 0 | 1200.8575 | yes |  | 0 | 0 | 0 | 1200.8575 | 0 | no | 0 | 0 | 0 | 1200.8575 | 0
| 15468.7894 | 0 | yes | Deficit |  |  | 0 | 0 | 0 | 0 | 0 |  | 0 | 0 | 0 | 0 | 3940 | no |  | 0 | 19700 | no | 15468.7894 | 0 | no | no | 0 | 0 | 0 | 0 | 0 |  | 0 | 0 | 0 | 0 | 0 | 15468.7894 | 18781.9374 | 19088.4862 | 0 | yes | Deficit |  |  | 0 | 0 | 0 | 0 | 0 |  | 0 | 0 | 0 | 0 | 248.2682 | yes |  | 0 | 0 | 0 | 248.2682 | 0 | no | 0 | 0 | 0 | 248.2682 | 0
| 15387.1603 | 0 | no | Surplus | yes |  | 0 | 0 | 0 | 81.6292 | 0 | no | 0 | 0 | 0 | 81.6292 | 3940 | no | 15387.1603 | 0 | 19700 |  |  | 0 |  |  | 0 | 0 | 0 | 0 | 0 |  | 0 | 0 | 0 | 0 | 0 | 15387.1603 | 19187.6316 | 18987.7558 | 0 | yes | Deficit |  |  | 0 | 0 | 0 | 0 | 0 |  | 0 | 0 | 0 | 0 | 99.1454 | yes |  | 0 | 0 | 0 | 99.1454 | 0 | no | 0 | 0 | 0 | 99.1454 | 0
| 14447.9876 | 0 | no | Surplus | yes |  | 0 | 0 | 0 | 939.1727 | 0 | no | 0 | 0 | 0 | 939.1727 | 3940 | no | 14447.9876 | 0 | 19700 |  |  | 0 |  |  | 0 | 0 | 0 | 0 | 0 |  | 0 | 0 | 0 | 0 | 0 | 14447.9876 | 17384.0336 | 17828.8167 | 0 | no | Surplus | yes |  | 0 | 0 | 0 | 1603.7222 | 0 | no | 0 | 0 | 0 | 1603.7222 | 0 |  |  | 0 | 0 | 0 | 0 | 0 |  | 0 | 0 | 0 | 0 | 0
| 14178.6059 | 0 | no | Surplus | yes |  | 0 | 0 | 0 | 269.3817 | 0 | no | 0 | 0 | 0 | 269.3817 | 3940 | no | 14178.6059 | 0 | 19700 |  |  | 0 |  |  | 0 | 0 | 0 | 0 | 0 |  | 0 | 0 | 0 | 0 | 0 | 14178.6059 | 20346.6759 | 17496.3996 | 0 | yes | Deficit |  |  | 0 | 0 | 0 | 0 | 0 |  | 0 | 0 | 0 | 0 | 2517.8592 | yes |  | 0 | 0 | 0 | 2517.8592 | 0 | no | 0 | 0 | 0 | 2517.8592 | 0
| 12411.4739 | 0 | no | Surplus | yes |  | 0 | 0 | 0 | 1767.1319 | 0 | no | 0 | 0 | 0 | 1767.1319 | 3940 | no | 12411.4739 | 0 | 19700 |  |  | 0 |  |  | 0 | 0 | 0 | 0 | 0 |  | 0 | 0 | 0 | 0 | 0 | 12411.4739 | 20008.9008 | 15315.7588 | 0 | yes | Deficit |  |  | 0 | 0 | 0 | 0 | 0 |  | 0 | 0 | 0 | 0 | 2512.5011 | yes |  | 0 | 0 | 0 | 2512.5011 | 0 | no | 0 | 0 | 0 | 2512.5011 | 0
| 14017.767 | 0 | yes | Deficit |  |  | 0 | 0 | 0 | 0 | 0 |  | 0 | 0 | 0 | 0 | 3940 | no |  | 0 | 19700 | no | 14017.767 | 0 | no | no | 0 | 0 | 0 | 0 | 0 |  | 0 | 0 | 0 | 0 | 0 | 14017.767 | 17300.2513 | 17297.9245 | 0 | yes | Deficit |  |  | 0 | 0 | 0 | 0 | 0 |  | 0 | 0 | 0 | 0 | 1984.4925 | yes |  | 0 | 0 | 0 | 1984.4925 | 0 | no | 0 | 0 | 0 | 1984.4925 | 0
| 13536.5085 | 0 | no | Surplus | yes |  | 0 | 0 | 0 | 481.2585 | 0 | no | 0 | 0 | 0 | 481.2585 | 3940 | no | 13536.5085 | 0 | 19700 |  |  | 0 |  |  | 0 | 0 | 0 | 0 | 0 |  | 0 | 0 | 0 | 0 | 0 | 13536.5085 | 17654.8048 | 16704.0515 | 0 | yes | Deficit |  |  | 0 | 0 | 0 | 0 | 0 |  | 0 | 0 | 0 | 0 | 356.8803 | yes |  | 0 | 0 | 0 | 356.8803 | 0 | no | 0 | 0 | 0 | 356.8803 | 0
| 14921.729 | 0 | yes | Deficit |  |  | 0 | 0 | 0 | 0 | 0 |  | 0 | 0 | 0 | 0 | 3940 | no |  | 0 | 19700 | no | 14921.729 | 0 | no | no | 0 | 0 | 0 | 0 | 0 |  | 0 | 0 | 0 | 0 | 0 | 14921.729 | 19210.8764 | 18413.4136 | 0 | yes | Deficit |  |  | 0 | 0 | 0 | 0 | 0 |  | 0 | 0 | 0 | 0 | 2506.8249 | yes |  | 0 | 0 | 0 | 2506.8249 | 0 | no | 0 | 0 | 0 | 2506.8249 | 0
| 14585.8824 | 0 | no | Surplus | yes |  | 0 | 0 | 0 | 335.8467 | 0 | no | 0 | 0 | 0 | 335.8467 | 3940 | no | 14585.8824 | 0 | 19700 |  |  | 0 |  |  | 0 | 0 | 0 | 0 | 0 |  | 0 | 0 | 0 | 0 | 0 | 14585.8824 | 19381.6914 | 17998.9789 | 0 | yes | Deficit |  |  | 0 | 0 | 0 | 0 | 0 |  | 0 | 0 | 0 | 0 | 968.2778 | yes |  | 0 | 0 | 0 | 968.2778 | 0 | no | 0 | 0 | 0 | 968.2778 | 0
| 13880.5553 | 0 | no | Surplus | yes |  | 0 | 0 | 0 | 705.3271 | 0 | no | 0 | 0 | 0 | 705.3271 | 3940 | no | 13880.5553 | 0 | 19700 |  |  | 0 |  |  | 0 | 0 | 0 | 0 | 0 |  | 0 | 0 | 0 | 0 | 0 | 13880.5553 | 19103.1769 | 17128.6052 | 0 | yes | Deficit |  |  | 0 | 0 | 0 | 0 | 0 |  | 0 | 0 | 0 | 0 | 1104.1981 | yes |  | 0 | 0 | 0 | 1104.1981 | 0 | no | 0 | 0 | 0 | 1104.1981 | 0
| 14537.5026 | 0 | yes | Deficit |  |  | 0 | 0 | 0 | 0 | 0 |  | 0 | 0 | 0 | 0 | 3940 | no |  | 0 | 19700 | no | 14537.5026 | 0 | no | no | 0 | 0 | 0 | 0 | 0 |  | 0 | 0 | 0 | 0 | 0 | 14537.5026 | 19933.6198 | 17939.2783 | 0 | yes | Deficit |  |  | 0 | 0 | 0 | 0 | 0 |  | 0 | 0 | 0 | 0 | 2805.0146 | yes |  | 0 | 0 | 0 | 2805.0146 | 0 | no | 0 | 0 | 0 | 2805.0146 | 0
| 14309.0447 | 0 | no | Surplus | yes |  | 0 | 0 | 0 | 228.458 | 0 | no | 0 | 0 | 0 | 228.458 | 3940 | no | 14309.0447 | 0 | 19700 |  |  | 0 |  |  | 0 | 0 | 0 | 0 | 0 |  | 0 | 0 | 0 | 0 | 0 | 14309.0447 | 21955.6563 | 17657.3611 | 0 | yes | Deficit |  |  | 0 | 0 | 0 | 0 | 0 |  | 0 | 0 | 0 | 0 | 4016.378 | yes |  | 0 | 0 | 0 | 4016.378 | 0 | no | 0 | 0 | 0 | 4016.378 | 0
| 14241.2952 | 0 | no | Surplus | yes |  | 0 | 0 | 0 | 67.7495 | 0 | no | 0 | 0 | 0 | 67.7495 | 3940 | no | 14241.2952 | 0 | 19700 |  |  | 0 |  |  | 0 | 0 | 0 | 0 | 0 |  | 0 | 0 | 0 | 0 | 0 | 14241.2952 | 22195.9799 | 17573.7582 | 0 | yes | Deficit |  |  | 0 | 0 | 0 | 0 | 0 |  | 0 | 0 | 0 | 0 | 4538.6187 | yes |  | 0 | 0 | 0 | 4538.6187 | 0 | no | 0 | 0 | 0 | 4538.6187 | 0
| 14601.6503 | 0 | yes | Deficit |  |  | 0 | 0 | 0 | 0 | 0 |  | 0 | 0 | 0 | 0 | 3940 | no |  | 0 | 19700 | no | 14601.6503 | 0 | no | no | 0 | 0 | 0 | 0 | 0 |  | 0 | 0 | 0 | 0 | 0 | 14601.6503 | 21121.0808 | 18018.4365 | 0 | yes | Deficit |  |  | 0 | 0 | 0 | 0 | 0 |  | 0 | 0 | 0 | 0 | 3547.3226 | yes |  | 0 | 0 | 0 | 3547.3226 | 0 | no | 0 | 0 | 0 | 3547.3226 | 0
| 15667.3915 | 0 | yes | Deficit |  |  | 0 | 0 | 0 | 0 | 0 |  | 0 | 0 | 0 | 0 | 3940 | no |  | 0 | 19700 | no | 15667.3915 | 0 | no | no | 0 | 0 | 0 | 0 | 0 |  | 0 | 0 | 0 | 0 | 0 | 15667.3915 | 20671.4881 | 19333.5611 | 0 | yes | Deficit |  |  | 0 | 0 | 0 | 0 | 0 |  | 0 | 0 | 0 | 0 | 2653.0516 | yes |  | 0 | 0 | 0 | 2653.0516 | 0 | no | 0 | 0 | 0 | 2653.0516 | 0
| 14533.462 | 0 | no | Surplus | yes |  | 0 | 0 | 0 | 1133.9295 | 0 | no | 0 | 0 | 0 | 1133.9295 | 3940 | no | 14533.462 | 0 | 19700 |  |  | 0 |  |  | 0 | 0 | 0 | 0 | 0 |  | 0 | 0 | 0 | 0 | 0 | 14533.462 | 22131.9657 | 17934.2921 | 0 | yes | Deficit |  |  | 0 | 0 | 0 | 0 | 0 |  | 0 | 0 | 0 | 0 | 2798.4046 | yes |  | 0 | 0 | 0 | 2798.4046 | 0 | no | 0 | 0 | 0 | 2798.4046 | 0
| 14426.4225 | 0 | no | Surplus | yes |  | 0 | 0 | 0 | 107.0395 | 0 | no | 0 | 0 | 0 | 107.0395 | 3940 | no | 14426.4225 | 0 | 19700 |  |  | 0 |  |  | 0 | 0 | 0 | 0 | 0 |  | 0 | 0 | 0 | 0 | 0 | 14426.4225 | 21329.5994 | 17802.2053 | 0 | yes | Deficit |  |  | 0 | 0 | 0 | 0 | 0 |  | 0 | 0 | 0 | 0 | 3395.3074 | yes |  | 0 | 0 | 0 | 3395.3074 | 0 | no | 0 | 0 | 0 | 3395.3074 | 0
| 15554.5852 | 0 | yes | Deficit |  |  | 0 | 0 | 0 | 0 | 0 |  | 0 | 0 | 0 | 0 | 3940 | no |  | 0 | 19700 | no | 15554.5852 | 0 | no | no | 0 | 0 | 0 | 0 | 0 |  | 0 | 0 | 0 | 0 | 0 | 15554.5852 | 21104.8268 | 19194.3581 | 0 | yes | Deficit |  |  | 0 | 0 | 0 | 0 | 0 |  | 0 | 0 | 0 | 0 | 3302.6215 | yes |  | 0 | 0 | 0 | 3302.6215 | 0 | no | 0 | 0 | 0 | 3302.6215 | 0
| 15486.0165 | 0 | no | Surplus | yes |  | 0 | 0 | 0 | 68.5687 | 0 | no | 0 | 0 | 0 | 68.5687 | 3940 | no | 15486.0165 | 0 | 19700 |  |  | 0 |  |  | 0 | 0 | 0 | 0 | 0 |  | 0 | 0 | 0 | 0 | 0 | 15486.0165 | 22042.681 | 19109.7444 | 0 | yes | Deficit |  |  | 0 | 0 | 0 | 0 | 0 |  | 0 | 0 | 0 | 0 | 2848.3228 | yes |  | 0 | 0 | 0 | 2848.3228 | 0 | no | 0 | 0 | 0 | 2848.3228 | 0
| 15133.6982 | 0 | no | Surplus | yes |  | 0 | 0 | 0 | 352.3183 | 0 | no | 0 | 0 | 0 | 352.3183 | 3940 | no | 15133.6982 | 0 | 19700 |  |  | 0 |  |  | 0 | 0 | 0 | 0 | 0 |  | 0 | 0 | 0 | 0 | 0 | 15133.6982 | 23800.6091 | 18674.9836 | 0 | yes | Deficit |  |  | 0 | 0 | 0 | 0 | 0 |  | 0 | 0 | 0 | 0 | 4690.8647 | yes |  | 0 | 0 | 0 | 4690.8647 | 0 | no | 0 | 0 | 0 | 4690.8647 | 0
| 15184.1748 | 0 | yes | Deficit |  |  | 0 | 0 | 0 | 0 | 0 |  | 0 | 0 | 0 | 0 | 3940 | no |  | 0 | 19700 | no | 15184.1748 | 0 | no | no | 0 | 0 | 0 | 0 | 0 |  | 0 | 0 | 0 | 0 | 0 | 15184.1748 | 24882.2782 | 18737.2717 | 0 | yes | Deficit |  |  | 0 | 0 | 0 | 0 | 0 |  | 0 | 0 | 0 | 0 | 6207.2946 | yes |  | 0 | 0 | 0 | 6207.2946 | 0 | no | 0 | 0 | 0 | 6207.2946 | 0
| 15234.1121 | 0 | yes | Deficit |  |  | 0 | 0 | 0 | 0 | 0 |  | 0 | 0 | 0 | 0 | 3940 | no |  | 0 | 19700 | no | 15234.1121 | 0 | no | no | 0 | 0 | 0 | 0 | 0 |  | 0 | 0 | 0 | 0 | 0 | 15234.1121 | 22640.9092 | 18798.8943 | 0 | yes | Deficit |  |  | 0 | 0 | 0 | 0 | 0 |  | 0 | 0 | 0 | 0 | 3903.6375 | yes |  | 0 | 0 | 0 | 3903.6375 | 0 | no | 0 | 0 | 0 | 3903.6375 | 0
| 15240.673 | 0 | yes | Deficit |  |  | 0 | 0 | 0 | 0 | 0 |  | 0 | 0 | 0 | 0 | 3940 | no |  | 0 | 19700 | no | 15240.673 | 0 | no | no | 0 | 0 | 0 | 0 | 0 |  | 0 | 0 | 0 | 0 | 0 | 15240.673 | 23235.521 | 18806.9904 | 0 | yes | Deficit |  |  | 0 | 0 | 0 | 0 | 0 |  | 0 | 0 | 0 | 0 | 4436.6267 | yes |  | 0 | 0 | 0 | 4436.6267 | 0 | no | 0 | 0 | 0 | 4436.6267 | 0
| 17597.0092 | 0 | yes | Deficit |  |  | 0 | 0 | 0 | 0 | 0 |  | 0 | 0 | 0 | 0 | 3940 | no |  | 0 | 19700 | no | 17597.0092 | 0 | no | no | 0 | 0 | 0 | 0 | 0 |  | 0 | 0 | 0 | 0 | 0 | 17597.0092 | 23476.7618 | 21714.7094 | 0 | yes | Deficit |  |  | 0 | 0 | 0 | 0 | 0 |  | 0 | 0 | 0 | 0 | 4669.7714 | yes |  | 0 | 0 | 0 | 4669.7714 | 0 | no | 0 | 0 | 0 | 4669.7714 | 0
| 16169.8259 | 0 | no | Surplus | yes |  | 0 | 0 | 0 | 1427.1834 | 0 | no | 0 | 0 | 0 | 1427.1834 | 3940 | no | 16169.8259 | 0 | 19700 |  |  | 0 |  |  | 0 | 0 | 0 | 0 | 0 |  | 0 | 0 | 0 | 0 | 0 | 16169.8259 | 22199.0278 | 19953.5651 | 0 | yes | Deficit |  |  | 0 | 0 | 0 | 0 | 0 |  | 0 | 0 | 0 | 0 | 484.3184 | yes |  | 0 | 0 | 0 | 484.3184 | 0 | no | 0 | 0 | 0 | 484.3184 | 0
| 16485.5232 | 0 | yes | Deficit |  |  | 0 | 0 | 0 | 0 | 0 |  | 0 | 0 | 0 | 0 | 3940 | no |  | 0 | 19700 | no | 16485.5232 | 0 | no | no | 0 | 0 | 0 | 0 | 0 |  | 0 | 0 | 0 | 0 | 0 | 16485.5232 | 21307.6765 | 20343.1356 | 0 | yes | Deficit |  |  | 0 | 0 | 0 | 0 | 0 |  | 0 | 0 | 0 | 0 | 1354.1114 | yes |  | 0 | 0 | 0 | 1354.1114 | 0 | no | 0 | 0 | 0 | 1354.1114 | 0
| 15805.9488 | 0 | no | Surplus | yes |  | 0 | 0 | 0 | 679.5744 | 0 | no | 0 | 0 | 0 | 679.5744 | 3940 | no | 15805.9488 | 0 | 19700 |  |  | 0 |  |  | 0 | 0 | 0 | 0 | 0 |  | 0 | 0 | 0 | 0 | 0 | 15805.9488 | 24109.4358 | 19504.5408 | 0 | yes | Deficit |  |  | 0 | 0 | 0 | 0 | 0 |  | 0 | 0 | 0 | 0 | 3766.3002 | yes |  | 0 | 0 | 0 | 3766.3002 | 0 | no | 0 | 0 | 0 | 3766.3002 | 0
| 16105.1158 | 0 | yes | Deficit |  |  | 0 | 0 | 0 | 0 | 0 |  | 0 | 0 | 0 | 0 | 3940 | no |  | 0 | 19700 | no | 16105.1158 | 0 | no | no | 0 | 0 | 0 | 0 | 0 |  | 0 | 0 | 0 | 0 | 0 | 16105.1158 | 24097.1041 | 19873.7129 | 0 | yes | Deficit |  |  | 0 | 0 | 0 | 0 | 0 |  | 0 | 0 | 0 | 0 | 4592.5633 | yes |  | 0 | 0 | 0 | 4592.5633 | 0 | no | 0 | 0 | 0 | 4592.5633 | 0
| 15432.6097 | 0 | no | Surplus | yes |  | 0 | 0 | 0 | 672.5061 | 0 | no | 0 | 0 | 0 | 672.5061 | 3940 | no | 15432.6097 | 0 | 19700 |  |  | 0 |  |  | 0 | 0 | 0 | 0 | 0 |  | 0 | 0 | 0 | 0 | 0 | 15432.6097 | 23117.8822 | 19043.8403 | 0 | yes | Deficit |  |  | 0 | 0 | 0 | 0 | 0 |  | 0 | 0 | 0 | 0 | 3244.1693 | yes |  | 0 | 0 | 0 | 3244.1693 | 0 | no | 0 | 0 | 0 | 3244.1693 | 0
| 15369.9282 | 0 | no | Surplus | yes |  | 0 | 0 | 0 | 62.6815 | 0 | no | 0 | 0 | 0 | 62.6815 | 3940 | no | 15369.9282 | 0 | 19700 |  |  | 0 |  |  | 0 | 0 | 0 | 0 | 0 |  | 0 | 0 | 0 | 0 | 0 | 15369.9282 | 23063.5624 | 18966.4914 | 0 | yes | Deficit |  |  | 0 | 0 | 0 | 0 | 0 |  | 0 | 0 | 0 | 0 | 4019.722 | yes |  | 0 | 0 | 0 | 4019.722 | 0 | no | 0 | 0 | 0 | 4019.722 | 0
| 15497.396 | 0 | yes | Deficit |  |  | 0 | 0 | 0 | 0 | 0 |  | 0 | 0 | 0 | 0 | 3940 | no |  | 0 | 19700 | no | 15497.396 | 0 | no | no | 0 | 0 | 0 | 0 | 0 |  | 0 | 0 | 0 | 0 | 0 | 15497.396 | 21833.7681 | 19123.7867 | 0 | yes | Deficit |  |  | 0 | 0 | 0 | 0 | 0 |  | 0 | 0 | 0 | 0 | 2867.2767 | yes |  | 0 | 0 | 0 | 2867.2767 | 0 | no | 0 | 0 | 0 | 2867.2767 | 0
| 16835.2365 | 0 | yes | Deficit |  |  | 0 | 0 | 0 | 0 | 0 |  | 0 | 0 | 0 | 0 | 3940 | no |  | 0 | 19700 | no | 16835.2365 | 0 | no | no | 0 | 0 | 0 | 0 | 0 |  | 0 | 0 | 0 | 0 | 0 | 16835.2365 | 18841.1936 | 20774.6818 | 0 | no | Surplus | yes |  | 0 | 0 | 0 | 282.5931 | 0 | no | 0 | 0 | 0 | 282.5931 | 0 |  |  | 0 | 0 | 0 | 0 | 0 |  | 0 | 0 | 0 | 0 | 0
| 16350.991 | 0 | no | Surplus | yes |  | 0 | 0 | 0 | 484.2456 | 0 | no | 0 | 0 | 0 | 484.2456 | 3940 | no | 16350.991 | 0 | 19700 |  |  | 0 |  |  | 0 | 0 | 0 | 0 | 0 |  | 0 | 0 | 0 | 0 | 0 | 16350.991 | 18206.6263 | 20177.1228 | 0 | no | Surplus | yes |  | 0 | 0 | 0 | 2568.0556 | 0 | no | 0 | 0 | 0 | 2568.0556 | 0 |  |  | 0 | 0 | 0 | 0 | 0 |  | 0 | 0 | 0 | 0 | 0
| 16567.0976 | 0 | yes | Deficit |  |  | 0 | 0 | 0 | 0 | 0 |  | 0 | 0 | 0 | 0 | 3940 | no |  | 0 | 19700 | no | 16567.0976 | 0 | no | no | 0 | 0 | 0 | 0 | 0 |  | 0 | 0 | 0 | 0 | 0 | 16567.0976 | 22032.6648 | 20443.7985 | 0 | yes | Deficit |  |  | 0 | 0 | 0 | 0 | 0 |  | 0 | 0 | 0 | 0 | 1855.542 | yes |  | 0 | 0 | 0 | 1855.542 | 0 | no | 0 | 0 | 0 | 1855.542 | 0
| 16673.493 | 0 | yes | Deficit |  |  | 0 | 0 | 0 | 0 | 0 |  | 0 | 0 | 0 | 0 | 3940 | no |  | 0 | 19700 | no | 16673.493 | 0 | no | no | 0 | 0 | 0 | 0 | 0 |  | 0 | 0 | 0 | 0 | 0 | 16673.493 | 18796.9136 | 20575.0904 | 0 | no | Surplus | yes |  | 0 | 0 | 0 | 1646.8848 | 0 | no | 0 | 0 | 0 | 1646.8848 | 0 |  |  | 0 | 0 | 0 | 0 | 0 |  | 0 | 0 | 0 | 0 | 0
| 16289.1816 | 0 | no | Surplus | yes |  | 0 | 0 | 0 | 384.3114 | 0 | no | 0 | 0 | 0 | 384.3114 | 3940 | no | 16289.1816 | 0 | 19700 |  |  | 0 |  |  | 0 | 0 | 0 | 0 | 0 |  | 0 | 0 | 0 | 0 | 0 | 16289.1816 | 19392.17 | 20100.8501 | 0 | no | Surplus | yes |  | 0 | 0 | 0 | 1182.9203 | 0 | no | 0 | 0 | 0 | 1182.9203 | 0 |  |  | 0 | 0 | 0 | 0 | 0 |  | 0 | 0 | 0 | 0 | 0
| 16828.8311 | 0 | yes | Deficit |  |  | 0 | 0 | 0 | 0 | 0 |  | 0 | 0 | 0 | 0 | 3940 | no |  | 0 | 19700 | no | 16828.8311 | 0 | no | no | 0 | 0 | 0 | 0 | 0 |  | 0 | 0 | 0 | 0 | 0 | 16828.8311 | 18667.4498 | 20766.7776 | 0 | no | Surplus | yes |  | 0 | 0 | 0 | 1433.4004 | 0 | no | 0 | 0 | 0 | 1433.4004 | 0 |  |  | 0 | 0 | 0 | 0 | 0 |  | 0 | 0 | 0 | 0 | 0
| 16888.0173 | 0 | yes | Deficit |  |  | 0 | 0 | 0 | 0 | 0 |  | 0 | 0 | 0 | 0 | 3940 | no |  | 0 | 19700 | no | 16888.0173 | 0 | no | no | 0 | 0 | 0 | 0 | 0 |  | 0 | 0 | 0 | 0 | 0 | 16888.0173 | 16963.6709 | 20839.8133 | 0 | no | Surplus | yes |  | 0 | 0 | 0 | 3803.1067 | 0 | no | 0 | 0 | 0 | 3803.1067 | 0 |  |  | 0 | 0 | 0 | 0 | 0 |  | 0 | 0 | 0 | 0 | 0
| 16922.4091 | 0 | yes | Deficit |  |  | 0 | 0 | 0 | 0 | 0 |  | 0 | 0 | 0 | 0 | 3940 | no |  | 0 | 19700 | no | 16922.4091 | 0 | no | no | 0 | 0 | 0 | 0 | 0 |  | 0 | 0 | 0 | 0 | 0 | 16922.4091 | 17447.6012 | 20882.2528 | 0 | no | Surplus | yes |  | 0 | 0 | 0 | 3392.2121 | 0 | no | 0 | 0 | 0 | 3392.2121 | 0 |  |  | 0 | 0 | 0 | 0 | 0 |  | 0 | 0 | 0 | 0 | 0
| 16584.2621 | 0 | no | Surplus | yes |  | 0 | 0 | 0 | 338.147 | 0 | no | 0 | 0 | 0 | 338.147 | 3940 | no | 16584.2621 | 0 | 19700 |  |  | 0 |  |  | 0 | 0 | 0 | 0 | 0 |  | 0 | 0 | 0 | 0 | 0 | 16584.2621 | 17342.9005 | 20464.9795 | 0 | no | Surplus | yes |  | 0 | 0 | 0 | 3539.3523 | 0 | no | 0 | 0 | 0 | 3539.3523 | 0 |  |  | 0 | 0 | 0 | 0 | 0 |  | 0 | 0 | 0 | 0 | 0
| 15894.9862 | 0 | no | Surplus | yes |  | 0 | 0 | 0 | 689.2759 | 0 | no | 0 | 0 | 0 | 689.2759 | 3940 | no | 15894.9862 | 0 | 19700 |  |  | 0 |  |  | 0 | 0 | 0 | 0 | 0 |  | 0 | 0 | 0 | 0 | 0 | 15894.9862 | 17425.6936 | 19614.413 | 0 | no | Surplus | yes |  | 0 | 0 | 0 | 3039.2858 | 0 | no | 0 | 0 | 0 | 3039.2858 | 0 |  |  | 0 | 0 | 0 | 0 | 0 |  | 0 | 0 | 0 | 0 | 0
| 15527.4626 | 0 | no | Surplus | yes |  | 0 | 0 | 0 | 367.5236 | 0 | no | 0 | 0 | 0 | 367.5236 | 3940 | no | 15527.4626 | 0 | 19700 |  |  | 0 |  |  | 0 | 0 | 0 | 0 | 0 |  | 0 | 0 | 0 | 0 | 0 | 15527.4626 | 15872.3476 | 19160.8889 | 0 | no | Surplus | yes |  | 0 | 0 | 0 | 3742.0654 | 0 | no | 0 | 0 | 0 | 3742.0654 | 0 |  |  | 0 | 0 | 0 | 0 | 0 |  | 0 | 0 | 0 | 0 | 0
| 15879.0799 | 0 | yes | Deficit |  |  | 0 | 0 | 0 | 0 | 0 |  | 0 | 0 | 0 | 0 | 3940 | no |  | 0 | 19700 | no | 15879.0799 | 0 | no | no | 0 | 0 | 0 | 0 | 0 |  | 0 | 0 | 0 | 0 | 0 | 15879.0799 | 15966.4818 | 19594.7846 | 0 | no | Surplus | yes |  | 0 | 0 | 0 | 3194.4071 | 0 | no | 0 | 0 | 0 | 3194.4071 | 0 |  |  | 0 | 0 | 0 | 0 | 0 |  | 0 | 0 | 0 | 0 | 0
| 16410.3897 | 0 | yes | Deficit |  |  | 0 | 0 | 0 | 0 | 0 |  | 0 | 0 | 0 | 0 | 3940 | no |  | 0 | 19700 | no | 16410.3897 | 0 | no | no | 0 | 0 | 0 | 0 | 0 |  | 0 | 0 | 0 | 0 | 0 | 16410.3897 | 15794.6215 | 20250.4209 | 0 | no | Surplus | yes |  | 0 | 0 | 0 | 3800.1631 | 0 | no | 0 | 0 | 0 | 3800.1631 | 0 |  |  | 0 | 0 | 0 | 0 | 0 |  | 0 | 0 | 0 | 0 | 0
| 16318.4295 | 0 | no | Surplus | yes |  | 0 | 0 | 0 | 91.9602 | 0 | no | 0 | 0 | 0 | 91.9602 | 3940 | no | 16318.4295 | 0 | 19700 |  |  | 0 |  |  | 0 | 0 | 0 | 0 | 0 |  | 0 | 0 | 0 | 0 | 0 | 16318.4295 | 16663.5088 | 20136.942 | 0 | no | Surplus | yes |  | 0 | 0 | 0 | 3586.9121 | 0 | no | 0 | 0 | 0 | 3586.9121 | 0 |  |  | 0 | 0 | 0 | 0 | 0 |  | 0 | 0 | 0 | 0 | 0
| 16485.4461 | 0 | yes | Deficit |  |  | 0 | 0 | 0 | 0 | 0 |  | 0 | 0 | 0 | 0 | 3940 | no |  | 0 | 19700 | no | 16485.4461 | 0 | no | no | 0 | 0 | 0 | 0 | 0 |  | 0 | 0 | 0 | 0 | 0 | 16485.4461 | 16717.7106 | 20343.0404 | 0 | no | Surplus | yes |  | 0 | 0 | 0 | 3419.2314 | 0 | no | 0 | 0 | 0 | 3419.2314 | 0 |  |  | 0 | 0 | 0 | 0 | 0 |  | 0 | 0 | 0 | 0 | 0
| 16954.74 | 0 | yes | Deficit |  |  | 0 | 0 | 0 | 0 | 0 |  | 0 | 0 | 0 | 0 | 3940 | no |  | 0 | 19700 | no | 16954.74 | 0 | no | no | 0 | 0 | 0 | 0 | 0 |  | 0 | 0 | 0 | 0 | 0 | 16954.74 | 18604.2572 | 20922.1492 | 0 | no | Surplus | yes |  | 0 | 0 | 0 | 1738.7832 | 0 | no | 0 | 0 | 0 | 1738.7832 | 0 |  |  | 0 | 0 | 0 | 0 | 0 |  | 0 | 0 | 0 | 0 | 0
| 16896.3044 | 0 | no | Surplus | yes |  | 0 | 0 | 0 | 58.4356 | 0 | no | 0 | 0 | 0 | 58.4356 | 3940 | no | 16896.3044 | 0 | 19700 |  |  | 0 |  |  | 0 | 0 | 0 | 0 | 0 |  | 0 | 0 | 0 | 0 | 0 | 16896.3044 | 18554.302 | 20850.0396 | 0 | no | Surplus | yes |  | 0 | 0 | 0 | 2367.8472 | 0 | no | 0 | 0 | 0 | 2367.8472 | 0 |  |  | 0 | 0 | 0 | 0 | 0 |  | 0 | 0 | 0 | 0 | 0
| 17079.3865 | 0 | yes | Deficit |  |  | 0 | 0 | 0 | 0 | 0 |  | 0 | 0 | 0 | 0 | 3940 | no |  | 0 | 19700 | no | 17079.3865 | 0 | no | no | 0 | 0 | 0 | 0 | 0 |  | 0 | 0 | 0 | 0 | 0 | 17079.3865 | 16374.9474 | 21075.963 | 0 | no | Surplus | yes |  | 0 | 0 | 0 | 4475.0922 | 0 | no | 0 | 0 | 0 | 4475.0922 | 0 |  |  | 0 | 0 | 0 | 0 | 0 |  | 0 | 0 | 0 | 0 | 0
| 16850.4487 | 0 | no | Surplus | yes |  | 0 | 0 | 0 | 228.9378 | 0 | no | 0 | 0 | 0 | 228.9378 | 3940 | no | 16850.4487 | 0 | 19700 |  |  | 0 |  |  | 0 | 0 | 0 | 0 | 0 |  | 0 | 0 | 0 | 0 | 0 | 16850.4487 | 18736.9159 | 20793.4538 | 0 | no | Surplus | yes |  | 0 | 0 | 0 | 2339.0471 | 0 | no | 0 | 0 | 0 | 2339.0471 | 0 |  |  | 0 | 0 | 0 | 0 | 0 |  | 0 | 0 | 0 | 0 | 0
| 17363.509 | 0 | yes | Deficit |  |  | 0 | 0 | 0 | 0 | 0 |  | 0 | 0 | 0 | 0 | 3940 | no |  | 0 | 19700 | no | 17363.509 | 0 | no | no | 0 | 0 | 0 | 0 | 0 |  | 0 | 0 | 0 | 0 | 0 | 17363.509 | 20491.0451 | 21426.5701 | 0 | no | Surplus | yes |  | 0 | 0 | 0 | 302.4086 | 0 | no | 0 | 0 | 0 | 302.4086 | 0 |  |  | 0 | 0 | 0 | 0 | 0 |  | 0 | 0 | 0 | 0 | 0
| 17399.4588 | 0 | yes | Deficit |  |  | 0 | 0 | 0 | 0 | 0 |  | 0 | 0 | 0 | 0 | 3940 | no |  | 0 | 19700 | no | 17399.4588 | 0 | no | no | 0 | 0 | 0 | 0 | 0 |  | 0 | 0 | 0 | 0 | 0 | 17399.4588 | 17162.0554 | 21470.9322 | 0 | no | Surplus | yes |  | 0 | 0 | 0 | 4264.5147 | 0 | no | 0 | 0 | 0 | 4264.5147 | 0 |  |  | 0 | 0 | 0 | 0 | 0 |  | 0 | 0 | 0 | 0 | 0
| 17477.7935 | 0 | yes | Deficit |  |  | 0 | 0 | 0 | 0 | 0 |  | 0 | 0 | 0 | 0 | 3940 | no |  | 0 | 19700 | no | 17477.7935 | 0 | no | no | 0 | 0 | 0 | 0 | 0 |  | 0 | 0 | 0 | 0 | 0 | 17477.7935 | 15687.4144 | 21567.5972 | 0 | no | Surplus | yes |  | 0 | 0 | 0 | 5783.5178 | 0 | no | 0 | 0 | 0 | 5783.5178 | 0 |  |  | 0 | 0 | 0 | 0 | 0 |  | 0 | 0 | 0 | 0 | 0
| 17188.4319 | 0 | no | Surplus | yes |  | 0 | 0 | 0 | 289.3617 | 0 | no | 0 | 0 | 0 | 289.3617 | 3940 | no | 17188.4319 | 0 | 19700 |  |  | 0 |  |  | 0 | 0 | 0 | 0 | 0 |  | 0 | 0 | 0 | 0 | 0 | 17188.4319 | 15982.5934 | 21210.5249 | 0 | no | Surplus | yes |  | 0 | 0 | 0 | 5585.0038 | 0 | no | 0 | 0 | 0 | 5585.0038 | 0 |  |  | 0 | 0 | 0 | 0 | 0 |  | 0 | 0 | 0 | 0 | 0
| 16286.0774 | 0 | no | Surplus | yes |  | 0 | 0 | 0 | 902.3544 | 0 | no | 0 | 0 | 0 | 902.3544 | 3940 | no | 16286.0774 | 0 | 19700 |  |  | 0 |  |  | 0 | 0 | 0 | 0 | 0 |  | 0 | 0 | 0 | 0 | 0 | 16286.0774 | 16594.8913 | 20097.0195 | 0 | no | Surplus | yes |  | 0 | 0 | 0 | 4615.6336 | 0 | no | 0 | 0 | 0 | 4615.6336 | 0 |  |  | 0 | 0 | 0 | 0 | 0 |  | 0 | 0 | 0 | 0 | 0
| 17031.0129 | 0 | yes | Deficit |  |  | 0 | 0 | 0 | 0 | 0 |  | 0 | 0 | 0 | 0 | 3940 | no |  | 0 | 19700 | no | 17031.0129 | 0 | no | no | 0 | 0 | 0 | 0 | 0 |  | 0 | 0 | 0 | 0 | 0 | 17031.0129 | 19961.2026 | 21016.27 | 0 | no | Surplus | yes |  | 0 | 0 | 0 | 135.8169 | 0 | no | 0 | 0 | 0 | 135.8169 | 0 |  |  | 0 | 0 | 0 | 0 | 0 |  | 0 | 0 | 0 | 0 | 0
| 17473.9699 | 0 | yes | Deficit |  |  | 0 | 0 | 0 | 0 | 0 |  | 0 | 0 | 0 | 0 | 3940 | no |  | 0 | 19700 | no | 17473.9699 | 0 | no | no | 0 | 0 | 0 | 0 | 0 |  | 0 | 0 | 0 | 0 | 0 | 17473.9699 | 21579.7333 | 21562.8789 | 0 | yes | Deficit |  |  | 0 | 0 | 0 | 0 | 0 |  | 0 | 0 | 0 | 0 | 563.4634 | yes |  | 0 | 0 | 0 | 563.4634 | 0 | no | 0 | 0 | 0 | 563.4634 | 0
| 17461.2208 | 0 | no | Surplus | yes |  | 0 | 0 | 0 | 12.7491 | 0 | no | 0 | 0 | 0 | 12.7491 | 3940 | no | 17461.2208 | 0 | 19700 |  |  | 0 |  |  | 0 | 0 | 0 | 0 | 0 |  | 0 | 0 | 0 | 0 | 0 | 17461.2208 | 18151.8168 | 21547.1465 | 0 | no | Surplus | yes |  | 0 | 0 | 0 | 3411.0621 | 0 | no | 0 | 0 | 0 | 3411.0621 | 0 |  |  | 0 | 0 | 0 | 0 | 0 |  | 0 | 0 | 0 | 0 | 0
| 17555.6655 | 0 | yes | Deficit |  |  | 0 | 0 | 0 | 0 | 0 |  | 0 | 0 | 0 | 0 | 3940 | no |  | 0 | 19700 | no | 17555.6655 | 0 | no | no | 0 | 0 | 0 | 0 | 0 |  | 0 | 0 | 0 | 0 | 0 | 17555.6655 | 17276.9925 | 21663.6913 | 0 | no | Surplus | yes |  | 0 | 0 | 0 | 4270.1539 | 0 | no | 0 | 0 | 0 | 4270.1539 | 0 |  |  | 0 | 0 | 0 | 0 | 0 |  | 0 | 0 | 0 | 0 | 0
| 16923.0588 | 0 | no | Surplus | yes |  | 0 | 0 | 0 | 632.6068 | 0 | no | 0 | 0 | 0 | 632.6068 | 3940 | no | 16923.0588 | 0 | 19700 |  |  | 0 |  |  | 0 | 0 | 0 | 0 | 0 |  | 0 | 0 | 0 | 0 | 0 | 16923.0588 | 17209.2193 | 20883.0545 | 0 | no | Surplus | yes |  | 0 | 0 | 0 | 4454.472 | 0 | no | 0 | 0 | 0 | 4454.472 | 0 |  |  | 0 | 0 | 0 | 0 | 0 |  | 0 | 0 | 0 | 0 | 0
| 17112.367 | 0 | yes | Deficit |  |  | 0 | 0 | 0 | 0 | 0 |  | 0 | 0 | 0 | 0 | 3940 | no |  | 0 | 19700 | no | 17112.367 | 0 | no | no | 0 | 0 | 0 | 0 | 0 |  | 0 | 0 | 0 | 0 | 0 | 17112.367 | 15287.8935 | 21116.6608 | 0 | no | Surplus | yes |  | 0 | 0 | 0 | 5595.161 | 0 | no | 0 | 0 | 0 | 5595.161 | 0 |  |  | 0 | 0 | 0 | 0 | 0 |  | 0 | 0 | 0 | 0 | 0
| 17943.9788 | 0 | yes | Deficit |  |  | 0 | 0 | 0 | 0 | 0 |  | 0 | 0 | 0 | 0 | 3940 | no |  | 0 | 19700 | no | 17943.9788 | 0 | no | no | 0 | 0 | 0 | 0 | 0 |  | 0 | 0 | 0 | 0 | 0 | 17943.9788 | 18316.6769 | 22142.8698 | 0 | no | Surplus | yes |  | 0 | 0 | 0 | 2799.9839 | 0 | no | 0 | 0 | 0 | 2799.9839 | 0 |  |  | 0 | 0 | 0 | 0 | 0 |  | 0 | 0 | 0 | 0 | 0
| 18384.1699 | 0 | yes | Deficit |  |  | 0 | 0 | 0 | 0 | 0 |  | 0 | 0 | 0 | 0 | 3940 | no |  | 0 | 19700 | no | 18384.1699 | 0 | no | no | 0 | 0 | 0 | 0 | 0 |  | 0 | 0 | 0 | 0 | 0 | 18384.1699 | 20413.6633 | 22686.0657 | 0 | no | Surplus | yes |  | 0 | 0 | 0 | 1729.2065 | 0 | no | 0 | 0 | 0 | 1729.2065 | 0 |  |  | 0 | 0 | 0 | 0 | 0 |  | 0 | 0 | 0 | 0 | 0
| 18145.1157 | 0 | no | Surplus | yes |  | 0 | 0 | 0 | 239.0543 | 0 | no | 0 | 0 | 0 | 239.0543 | 3940 | no | 18145.1157 | 0 | 19700 |  |  | 0 |  |  | 0 | 0 | 0 | 0 | 0 |  | 0 | 0 | 0 | 0 | 0 | 18145.1157 | 19232.2495 | 22391.0727 | 0 | no | Surplus | yes |  | 0 | 0 | 0 | 3453.8162 | 0 | no | 0 | 0 | 0 | 3453.8162 | 0 |  |  | 0 | 0 | 0 | 0 | 0 |  | 0 | 0 | 0 | 0 | 0
| 17095.211 | 0 | no | Surplus | yes |  | 0 | 0 | 0 | 1049.9047 | 0 | no | 0 | 0 | 0 | 1049.9047 | 3940 | no | 17095.211 | 0 | 19700 |  |  | 0 |  |  | 0 | 0 | 0 | 0 | 0 |  | 0 | 0 | 0 | 0 | 0 | 17095.211 | 18011.6999 | 21095.4904 | 0 | no | Surplus | yes |  | 0 | 0 | 0 | 4379.3728 | 0 | no | 0 | 0 | 0 | 4379.3728 | 0 |  |  | 0 | 0 | 0 | 0 | 0 |  | 0 | 0 | 0 | 0 | 0
| 18189.795 | 0 | yes | Deficit |  |  | 0 | 0 | 0 | 0 | 0 |  | 0 | 0 | 0 | 0 | 3940 | no |  | 0 | 19700 | no | 18189.795 | 0 | no | no | 0 | 0 | 0 | 0 | 0 |  | 0 | 0 | 0 | 0 | 0 | 18189.795 | 18027.3161 | 22446.207 | 0 | no | Surplus | yes |  | 0 | 0 | 0 | 3068.1743 | 0 | no | 0 | 0 | 0 | 3068.1743 | 0 |  |  | 0 | 0 | 0 | 0 | 0 |  | 0 | 0 | 0 | 0 | 0
| 17614.5315 | 0 | no | Surplus | yes |  | 0 | 0 | 0 | 575.2635 | 0 | no | 0 | 0 | 0 | 575.2635 | 3940 | no | 17614.5315 | 0 | 19700 |  |  | 0 |  |  | 0 | 0 | 0 | 0 | 0 |  | 0 | 0 | 0 | 0 | 0 | 17614.5315 | 19218.1021 | 21736.3318 | 0 | no | Surplus | yes |  | 0 | 0 | 0 | 3228.1049 | 0 | no | 0 | 0 | 0 | 3228.1049 | 0 |  |  | 0 | 0 | 0 | 0 | 0 |  | 0 | 0 | 0 | 0 | 0
| 17101.941 | 0 | no | Surplus | yes |  | 0 | 0 | 0 | 512.5904 | 0 | no | 0 | 0 | 0 | 512.5904 | 3940 | no | 17101.941 | 0 | 19700 |  |  | 0 |  |  | 0 | 0 | 0 | 0 | 0 |  | 0 | 0 | 0 | 0 | 0 | 17101.941 | 17383.6556 | 21103.7952 | 0 | no | Surplus | yes |  | 0 | 0 | 0 | 4352.6762 | 0 | no | 0 | 0 | 0 | 4352.6762 | 0 |  |  | 0 | 0 | 0 | 0 | 0 |  | 0 | 0 | 0 | 0 | 0
| 16997.2346 | 0 | no | Surplus | yes |  | 0 | 0 | 0 | 104.7064 | 0 | no | 0 | 0 | 0 | 104.7064 | 3940 | no | 16997.2346 | 0 | 19700 |  |  | 0 |  |  | 0 | 0 | 0 | 0 | 0 |  | 0 | 0 | 0 | 0 | 0 | 16997.2346 | 15781.4959 | 20974.5875 | 0 | no | Surplus | yes |  | 0 | 0 | 0 | 5322.2993 | 0 | no | 0 | 0 | 0 | 5322.2993 | 0 |  |  | 0 | 0 | 0 | 0 | 0 |  | 0 | 0 | 0 | 0 | 0
| 15000.285 | 0 | no | Surplus | yes |  | 0 | 0 | 0 | 1996.9496 | 0 | no | 0 | 0 | 0 | 1996.9496 | 3940 | no | 15000.285 | 0 | 19700 |  |  | 0 |  |  | 0 | 0 | 0 | 0 | 0 |  | 0 | 0 | 0 | 0 | 0 | 15000.285 | 13104.4192 | 18510.3516 | 0 | no | Surplus | yes |  | 0 | 0 | 0 | 7870.1683 | 0 | no | 0 | 0 | 0 | 7870.1683 | 0 |  |  | 0 | 0 | 0 | 0 | 0 |  | 0 | 0 | 0 | 0 | 0
| 13036.0595 | 0 | no | Surplus | yes |  | 0 | 0 | 0 | 1964.2255 | 0 | no | 0 | 0 | 0 | 1964.2255 | 3940 | no | 13036.0595 | 0 | 19700 |  |  | 0 |  |  | 0 | 0 | 0 | 0 | 0 |  | 0 | 0 | 0 | 0 | 0 | 13036.0595 | 13539.5452 | 16086.4974 | 0 | no | Surplus | yes |  | 0 | 0 | 0 | 4970.8064 | 0 | no | 0 | 0 | 0 | 4970.8064 | 0 |  |  | 0 | 0 | 0 | 0 | 0 |  | 0 | 0 | 0 | 0 | 0
| 11749.2536 | 0 | no | Surplus | yes |  | 0 | 0 | 0 | 1286.8058 | 0 | no | 0 | 0 | 0 | 1286.8058 | 3940 | no | 11749.2536 | 0 | 19700 |  |  | 0 |  |  | 0 | 0 | 0 | 0 | 0 |  | 0 | 0 | 0 | 0 | 0 | 11749.2536 | 12625.4826 | 14498.579 | 0 | no | Surplus | yes |  | 0 | 0 | 0 | 3461.0147 | 0 | no | 0 | 0 | 0 | 3461.0147 | 0 |  |  | 0 | 0 | 0 | 0 | 0 |  | 0 | 0 | 0 | 0 | 0
| 11958.816 | 0 | yes | Deficit |  |  | 0 | 0 | 0 | 0 | 0 |  | 0 | 0 | 0 | 0 | 3940 | no |  | 0 | 19700 | no | 11958.816 | 0 | no | no | 0 | 0 | 0 | 0 | 0 |  | 0 | 0 | 0 | 0 | 0 | 11958.816 | 12572.707 | 14757.1789 | 0 | no | Surplus | yes |  | 0 | 0 | 0 | 1925.872 | 0 | no | 0 | 0 | 0 | 1925.872 | 0 |  |  | 0 | 0 | 0 | 0 | 0 |  | 0 | 0 | 0 | 0 | 0
| 13648.6963 | 0 | yes | Deficit |  |  | 0 | 0 | 0 | 0 | 0 |  | 0 | 0 | 0 | 0 | 3940 | no |  | 0 | 19700 | no | 13648.6963 | 0 | no | no | 0 | 0 | 0 | 0 | 0 |  | 0 | 0 | 0 | 0 | 0 | 13648.6963 | 13712.0753 | 16842.4912 | 0 | no | Surplus | yes |  | 0 | 0 | 0 | 1045.1036 | 0 | no | 0 | 0 | 0 | 1045.1036 | 0 |  |  | 0 | 0 | 0 | 0 | 0 |  | 0 | 0 | 0 | 0 | 0
| 13677.8089 | 0 | yes | Deficit |  |  | 0 | 0 | 0 | 0 | 0 |  | 0 | 0 | 0 | 0 | 3940 | no |  | 0 | 19700 | no | 13677.8089 | 0 | no | no | 0 | 0 | 0 | 0 | 0 |  | 0 | 0 | 0 | 0 | 0 | 13677.8089 | 13949.2256 | 16878.4162 | 0 | no | Surplus | yes |  | 0 | 0 | 0 | 2893.2657 | 0 | no | 0 | 0 | 0 | 2893.2657 | 0 |  |  | 0 | 0 | 0 | 0 | 0 |  | 0 | 0 | 0 | 0 | 0
| 13982.4319 | 0 | yes | Deficit |  |  | 0 | 0 | 0 | 0 | 0 |  | 0 | 0 | 0 | 0 | 3940 | no |  | 0 | 19700 | no | 13982.4319 | 0 | no | no | 0 | 0 | 0 | 0 | 0 |  | 0 | 0 | 0 | 0 | 0 | 13982.4319 | 14513.9737 | 17254.3209 | 0 | no | Surplus | yes |  | 0 | 0 | 0 | 2364.4425 | 0 | no | 0 | 0 | 0 | 2364.4425 | 0 |  |  | 0 | 0 | 0 | 0 | 0 |  | 0 | 0 | 0 | 0 | 0
| 13856.6236 | 0 | no | Surplus | yes |  | 0 | 0 | 0 | 125.8083 | 0 | no | 0 | 0 | 0 | 125.8083 | 3940 | no | 13856.6236 | 0 | 19700 |  |  | 0 |  |  | 0 | 0 | 0 | 0 | 0 |  | 0 | 0 | 0 | 0 | 0 | 13856.6236 | 16223.7278 | 17099.0735 | 0 | no | Surplus | yes |  | 0 | 0 | 0 | 1030.5931 | 0 | no | 0 | 0 | 0 | 1030.5931 | 0 |  |  | 0 | 0 | 0 | 0 | 0 |  | 0 | 0 | 0 | 0 | 0
| 14223.3427 | 0 | yes | Deficit |  |  | 0 | 0 | 0 | 0 | 0 |  | 0 | 0 | 0 | 0 | 3940 | no |  | 0 | 19700 | no | 14223.3427 | 0 | no | no | 0 | 0 | 0 | 0 | 0 |  | 0 | 0 | 0 | 0 | 0 | 14223.3427 | 20017.0388 | 17551.6049 | 0 | yes | Deficit |  |  | 0 | 0 | 0 | 0 | 0 |  | 0 | 0 | 0 | 0 | 2917.9653 | yes |  | 0 | 0 | 0 | 2917.9653 | 0 | no | 0 | 0 | 0 | 2917.9653 | 0
| 14094.1547 | 0 | no | Surplus | yes |  | 0 | 0 | 0 | 129.188 | 0 | no | 0 | 0 | 0 | 129.188 | 3940 | no | 14094.1547 | 0 | 19700 |  |  | 0 |  |  | 0 | 0 | 0 | 0 | 0 |  | 0 | 0 | 0 | 0 | 0 | 14094.1547 | 21171.4807 | 17392.1869 | 0 | yes | Deficit |  |  | 0 | 0 | 0 | 0 | 0 |  | 0 | 0 | 0 | 0 | 3619.8759 | yes |  | 0 | 0 | 0 | 3619.8759 | 0 | no | 0 | 0 | 0 | 3619.8759 | 0
| 10796.5949 | 0 | no | Surplus | yes |  | 0 | 0 | 0 | 3297.5598 | 0 | no | 0 | 0 | 0 | 3297.5598 | 3940 | no | 10796.5949 | 0 | 19700 |  |  | 0 |  |  | 0 | 0 | 0 | 0 | 0 |  | 0 | 0 | 0 | 0 | 0 | 10796.5949 | 21889.0185 | 13322.9981 | 0 | yes | Deficit |  |  | 0 | 0 | 0 | 0 | 0 |  | 0 | 0 | 0 | 0 | 4496.8316 | yes |  | 0 | 0 | 0 | 4496.8316 | 0 | no | 0 | 0 | 0 | 4496.8316 | 0
| 14636.2757 | 0 | yes | Deficit |  |  | 0 | 0 | 0 | 0 | 0 |  | 0 | 0 | 0 | 0 | 3940 | no |  | 0 | 19700 | no | 14636.2757 | 0 | no | no | 0 | 0 | 0 | 0 | 0 |  | 0 | 0 | 0 | 0 | 0 | 14636.2757 | 21808.8617 | 18061.1642 | 0 | yes | Deficit |  |  | 0 | 0 | 0 | 0 | 0 |  | 0 | 0 | 0 | 0 | 8485.8636 | yes |  | 0 | 0 | 0 | 8485.8636 | 0 | no | 0 | 0 | 0 | 8485.8636 | 0
| 13702.9985 | 0 | no | Surplus | yes |  | 0 | 0 | 0 | 933.2772 | 0 | no | 0 | 0 | 0 | 933.2772 | 3940 | no | 13702.9985 | 0 | 19700 |  |  | 0 |  |  | 0 | 0 | 0 | 0 | 0 |  | 0 | 0 | 0 | 0 | 0 | 13702.9985 | 19303.0458 | 16909.5002 | 0 | yes | Deficit |  |  | 0 | 0 | 0 | 0 | 0 |  | 0 | 0 | 0 | 0 | 1241.8815 | yes |  | 0 | 0 | 0 | 1241.8815 | 0 | no | 0 | 0 | 0 | 1241.8815 | 0
| 14032.1392 | 0 | yes | Deficit |  |  | 0 | 0 | 0 | 0 | 0 |  | 0 | 0 | 0 | 0 | 3940 | no |  | 0 | 19700 | no | 14032.1392 | 0 | no | no | 0 | 0 | 0 | 0 | 0 |  | 0 | 0 | 0 | 0 | 0 | 14032.1392 | 20987.4428 | 17315.6598 | 0 | yes | Deficit |  |  | 0 | 0 | 0 | 0 | 0 |  | 0 | 0 | 0 | 0 | 4077.9426 | yes |  | 0 | 0 | 0 | 4077.9426 | 0 | no | 0 | 0 | 0 | 4077.9426 | 0
| 14202.355 | 0 | yes | Deficit |  |  | 0 | 0 | 0 | 0 | 0 |  | 0 | 0 | 0 | 0 | 3940 | no |  | 0 | 19700 | no | 14202.355 | 0 | no | no | 0 | 0 | 0 | 0 | 0 |  | 0 | 0 | 0 | 0 | 0 | 14202.355 | 20623.4925 | 17525.706 | 0 | yes | Deficit |  |  | 0 | 0 | 0 | 0 | 0 |  | 0 | 0 | 0 | 0 | 3307.8328 | yes |  | 0 | 0 | 0 | 3307.8328 | 0 | no | 0 | 0 | 0 | 3307.8328 | 0
| 13834.5226 | 0 | no | Surplus | yes |  | 0 | 0 | 0 | 367.8324 | 0 | no | 0 | 0 | 0 | 367.8324 | 3940 | no | 13834.5226 | 0 | 19700 |  |  | 0 |  |  | 0 | 0 | 0 | 0 | 0 |  | 0 | 0 | 0 | 0 | 0 | 13834.5226 | 22695.5143 | 17071.8009 | 0 | yes | Deficit |  |  | 0 | 0 | 0 | 0 | 0 |  | 0 | 0 | 0 | 0 | 5169.8083 | yes |  | 0 | 0 | 0 | 5169.8083 | 0 | no | 0 | 0 | 0 | 5169.8083 | 0
| 14026.9408 | 0 | yes | Deficit |  |  | 0 | 0 | 0 | 0 | 0 |  | 0 | 0 | 0 | 0 | 3940 | no |  | 0 | 19700 | no | 14026.9408 | 0 | no | no | 0 | 0 | 0 | 0 | 0 |  | 0 | 0 | 0 | 0 | 0 | 14026.9408 | 24300.996 | 17309.245 | 0 | yes | Deficit |  |  | 0 | 0 | 0 | 0 | 0 |  | 0 | 0 | 0 | 0 | 7229.1951 | yes |  | 0 | 0 | 0 | 7229.1951 | 0 | no | 0 | 0 | 0 | 7229.1951 | 0
| 15443.0847 | 0 | yes | Deficit |  |  | 0 | 0 | 0 | 0 | 0 |  | 0 | 0 | 0 | 0 | 3940 | no |  | 0 | 19700 | no | 15443.0847 | 0 | no | no | 0 | 0 | 0 | 0 | 0 |  | 0 | 0 | 0 | 0 | 0 | 15443.0847 | 19779.8142 | 19056.7665 | 0 | yes | Deficit |  |  | 0 | 0 | 0 | 0 | 0 |  | 0 | 0 | 0 | 0 | 2470.5692 | yes |  | 0 | 0 | 0 | 2470.5692 | 0 | no | 0 | 0 | 0 | 2470.5692 | 0
| 15536.2888 | 0 | yes | Deficit |  |  | 0 | 0 | 0 | 0 | 0 |  | 0 | 0 | 0 | 0 | 3940 | no |  | 0 | 19700 | no | 15536.2888 | 0 | no | no | 0 | 0 | 0 | 0 | 0 |  | 0 | 0 | 0 | 0 | 0 | 15536.2888 | 19634.249 | 19171.7804 | 0 | yes | Deficit |  |  | 0 | 0 | 0 | 0 | 0 |  | 0 | 0 | 0 | 0 | 577.4825 | yes |  | 0 | 0 | 0 | 577.4825 | 0 | no | 0 | 0 | 0 | 577.4825 | 0
| 17207.46 | 0 | yes | Deficit |  |  | 0 | 0 | 0 | 0 | 0 |  | 0 | 0 | 0 | 0 | 3940 | no |  | 0 | 19700 | no | 17207.46 | 0 | no | no | 0 | 0 | 0 | 0 | 0 |  | 0 | 0 | 0 | 0 | 0 | 17207.46 | 18780.067 | 21234.0056 | 0 | no | Surplus | yes |  | 0 | 0 | 0 | 391.7134 | 0 | no | 0 | 0 | 0 | 391.7134 | 0 |  |  | 0 | 0 | 0 | 0 | 0 |  | 0 | 0 | 0 | 0 | 0
| 17338.278 | 0 | yes | Deficit |  |  | 0 | 0 | 0 | 0 | 0 |  | 0 | 0 | 0 | 0 | 3940 | no |  | 0 | 19700 | no | 17338.278 | 0 | no | no | 0 | 0 | 0 | 0 | 0 |  | 0 | 0 | 0 | 0 | 0 | 17338.278 | 16755.4894 | 21395.4351 | 0 | no | Surplus | yes |  | 0 | 0 | 0 | 4478.5162 | 0 | no | 0 | 0 | 0 | 4478.5162 | 0 |  |  | 0 | 0 | 0 | 0 | 0 |  | 0 | 0 | 0 | 0 | 0
| 18758.3903 | 0 | yes | Deficit |  |  | 0 | 0 | 0 | 0 | 0 |  | 0 | 0 | 0 | 0 | 3940 | no |  | 0 | 19700 | no | 18758.3903 | 0 | no | no | 0 | 0 | 0 | 0 | 0 |  | 0 | 0 | 0 | 0 | 0 | 18758.3903 | 15533.0257 | 23147.8537 | 0 | no | Surplus | yes |  | 0 | 0 | 0 | 5862.4094 | 0 | no | 0 | 0 | 0 | 5862.4094 | 0 |  |  | 0 | 0 | 0 | 0 | 0 |  | 0 | 0 | 0 | 0 | 0
| 18057.0886 | 0 | no | Surplus | yes |  | 0 | 0 | 0 | 701.3017 | 0 | no | 0 | 0 | 0 | 701.3017 | 3940 | no | 18057.0886 | 0 | 19700 |  |  | 0 |  |  | 0 | 0 | 0 | 0 | 0 |  | 0 | 0 | 0 | 0 | 0 | 18057.0886 | 13910.5228 | 22282.4474 | 0 | no | Surplus | yes |  | 0 | 0 | 0 | 9237.3309 | 0 | no | 0 | 0 | 0 | 9237.3309 | 0 |  |  | 0 | 0 | 0 | 0 | 0 |  | 0 | 0 | 0 | 0 | 0
| 17930.3055 | 0 | no | Surplus | yes |  | 0 | 0 | 0 | 126.7831 | 0 | no | 0 | 0 | 0 | 126.7831 | 3940 | no | 17930.3055 | 0 | 19700 |  |  | 0 |  |  | 0 | 0 | 0 | 0 | 0 |  | 0 | 0 | 0 | 0 | 0 | 17930.3055 | 12562.1539 | 22125.997 | 0 | no | Surplus | yes |  | 0 | 0 | 0 | 9720.2935 | 0 | no | 0 | 0 | 0 | 9720.2935 | 0 |  |  | 0 | 0 | 0 | 0 | 0 |  | 0 | 0 | 0 | 0 | 0
| 17286.0982 | 0 | no | Surplus | yes |  | 0 | 0 | 0 | 644.2074 | 0 | no | 0 | 0 | 0 | 644.2074 | 3940 | no | 17286.0982 | 0 | 19700 |  |  | 0 |  |  | 0 | 0 | 0 | 0 | 0 |  | 0 | 0 | 0 | 0 | 0 | 17286.0982 | 12215.6092 | 21331.0451 | 0 | no | Surplus | yes |  | 0 | 0 | 0 | 9910.3879 | 0 | no | 0 | 0 | 0 | 9910.3879 | 0 |  |  | 0 | 0 | 0 | 0 | 0 |  | 0 | 0 | 0 | 0 | 0
| 13711.4872 | 0 | no | Surplus | yes |  | 0 | 0 | 0 | 3574.611 | 0 | no | 0 | 0 | 0 | 3574.611 | 3940 | no | 13711.4872 | 0 | 19700 |  |  | 0 |  |  | 0 | 0 | 0 | 0 | 0 |  | 0 | 0 | 0 | 0 | 0 | 13711.4872 | 15396.4191 | 16919.9752 | 0 | no | Surplus | yes |  | 0 | 0 | 0 | 5934.626 | 0 | no | 0 | 0 | 0 | 5934.626 | 0 |  |  | 0 | 0 | 0 | 0 | 0 |  | 0 | 0 | 0 | 0 | 0
| 14903.8851 | 0 | yes | Deficit |  |  | 0 | 0 | 0 | 0 | 0 |  | 0 | 0 | 0 | 0 | 3940 | no |  | 0 | 19700 | no | 14903.8851 | 0 | no | no | 0 | 0 | 0 | 0 | 0 |  | 0 | 0 | 0 | 0 | 0 | 14903.8851 | 18482.7246 | 18391.3942 | 0 | yes | Deficit |  |  | 0 | 0 | 0 | 0 | 0 |  | 0 | 0 | 0 | 0 | 1562.7495 | yes |  | 0 | 0 | 0 | 1562.7495 | 0 | no | 0 | 0 | 0 | 1562.7495 | 0
| 14107.3336 | 0 | no | Surplus | yes |  | 0 | 0 | 0 | 796.5515 | 0 | no | 0 | 0 | 0 | 796.5515 | 3940 | no | 14107.3336 | 0 | 19700 |  |  | 0 |  |  | 0 | 0 | 0 | 0 | 0 |  | 0 | 0 | 0 | 0 | 0 | 14107.3336 | 17179.4306 | 17408.4496 | 0 | no | Surplus | yes |  | 0 | 0 | 0 | 1211.9636 | 0 | no | 0 | 0 | 0 | 1211.9636 | 0 |  |  | 0 | 0 | 0 | 0 | 0 |  | 0 | 0 | 0 | 0 | 0
| 14174.3173 | 0 | yes | Deficit |  |  | 0 | 0 | 0 | 0 | 0 |  | 0 | 0 | 0 | 0 | 3940 | no |  | 0 | 19700 | no | 14174.3173 | 0 | no | no | 0 | 0 | 0 | 0 | 0 |  | 0 | 0 | 0 | 0 | 0 | 14174.3173 | 17489.595 | 17491.1076 | 0 | yes | Deficit |  |  | 0 | 0 | 0 | 0 | 0 |  | 0 | 0 | 0 | 0 | 81.1454 | yes |  | 0 | 0 | 0 | 81.1454 | 0 | no | 0 | 0 | 0 | 81.1454 | 0
| 13227.4387 | 0 | no | Surplus | yes |  | 0 | 0 | 0 | 946.8786 | 0 | no | 0 | 0 | 0 | 946.8786 | 3940 | no | 13227.4387 | 0 | 19700 |  |  | 0 |  |  | 0 | 0 | 0 | 0 | 0 |  | 0 | 0 | 0 | 0 | 0 | 13227.4387 | 17125.5386 | 16322.6593 | 0 | no | Surplus | yes |  | 0 | 0 | 0 | 365.569 | 0 | no | 0 | 0 | 0 | 365.569 | 0 |  |  | 0 | 0 | 0 | 0 | 0 |  | 0 | 0 | 0 | 0 | 0
| 13115.1339 | 0 | no | Surplus | yes |  | 0 | 0 | 0 | 112.3048 | 0 | no | 0 | 0 | 0 | 112.3048 | 3940 | no | 13115.1339 | 0 | 19700 |  |  | 0 |  |  | 0 | 0 | 0 | 0 | 0 |  | 0 | 0 | 0 | 0 | 0 | 13115.1339 | 16933.5241 | 16184.0752 | 0 | yes | Deficit |  |  | 0 | 0 | 0 | 0 | 0 |  | 0 | 0 | 0 | 0 | 610.8648 | yes |  | 0 | 0 | 0 | 610.8648 | 0 | no | 0 | 0 | 0 | 610.8648 | 0
| 13775.5577 | 0 | yes | Deficit |  |  | 0 | 0 | 0 | 0 | 0 |  | 0 | 0 | 0 | 0 | 3940 | no |  | 0 | 19700 | no | 13775.5577 | 0 | no | no | 0 | 0 | 0 | 0 | 0 |  | 0 | 0 | 0 | 0 | 0 | 13775.5577 | 20817.0691 | 16999.0382 | 0 | yes | Deficit |  |  | 0 | 0 | 0 | 0 | 0 |  | 0 | 0 | 0 | 0 | 4632.9939 | yes |  | 0 | 0 | 0 | 4632.9939 | 0 | no | 0 | 0 | 0 | 4632.9939 | 0
| 15318.2661 | 0 | yes | Deficit |  |  | 0 | 0 | 0 | 0 | 0 |  | 0 | 0 | 0 | 0 | 3940 | no |  | 0 | 19700 | no | 15318.2661 | 0 | no | no | 0 | 0 | 0 | 0 | 0 |  | 0 | 0 | 0 | 0 | 0 | 15318.2661 | 18993.9016 | 18902.7403 | 0 | yes | Deficit |  |  | 0 | 0 | 0 | 0 | 0 |  | 0 | 0 | 0 | 0 | 1994.8634 | yes |  | 0 | 0 | 0 | 1994.8634 | 0 | no | 0 | 0 | 0 | 1994.8634 | 0
| 15181.9012 | 0 | no | Surplus | yes |  | 0 | 0 | 0 | 136.3649 | 0 | no | 0 | 0 | 0 | 136.3649 | 3940 | no | 15181.9012 | 0 | 19700 |  |  | 0 |  |  | 0 | 0 | 0 | 0 | 0 |  | 0 | 0 | 0 | 0 | 0 | 15181.9012 | 15317.1163 | 18734.466 | 0 | no | Surplus | yes |  | 0 | 0 | 0 | 3585.624 | 0 | no | 0 | 0 | 0 | 3585.624 | 0 |  |  | 0 | 0 | 0 | 0 | 0 |  | 0 | 0 | 0 | 0 | 0
| 15211.9607 | 0 | yes | Deficit |  |  | 0 | 0 | 0 | 0 | 0 |  | 0 | 0 | 0 | 0 | 3940 | no |  | 0 | 19700 | no | 15211.9607 | 0 | no | no | 0 | 0 | 0 | 0 | 0 |  | 0 | 0 | 0 | 0 | 0 | 15211.9607 | 13663.6218 | 18771.5595 | 0 | no | Surplus | yes |  | 0 | 0 | 0 | 5070.8442 | 0 | no | 0 | 0 | 0 | 5070.8442 | 0 |  |  | 0 | 0 | 0 | 0 | 0 |  | 0 | 0 | 0 | 0 | 0
| 14414.1242 | 0 | no | Surplus | yes |  | 0 | 0 | 0 | 797.8365 | 0 | no | 0 | 0 | 0 | 797.8365 | 3940 | no | 14414.1242 | 0 | 19700 |  |  | 0 |  |  | 0 | 0 | 0 | 0 | 0 |  | 0 | 0 | 0 | 0 | 0 | 14414.1242 | 13350.7295 | 17787.0292 | 0 | no | Surplus | yes |  | 0 | 0 | 0 | 5420.8299 | 0 | no | 0 | 0 | 0 | 5420.8299 | 0 |  |  | 0 | 0 | 0 | 0 | 0 |  | 0 | 0 | 0 | 0 | 0
| 15291.9071 | 0 | yes | Deficit |  |  | 0 | 0 | 0 | 0 | 0 |  | 0 | 0 | 0 | 0 | 3940 | no |  | 0 | 19700 | no | 15291.9071 | 0 | no | no | 0 | 0 | 0 | 0 | 0 |  | 0 | 0 | 0 | 0 | 0 | 15291.9071 | 14202.7033 | 18870.2133 | 0 | no | Surplus | yes |  | 0 | 0 | 0 | 3584.3259 | 0 | no | 0 | 0 | 0 | 3584.3259 | 0 |  |  | 0 | 0 | 0 | 0 | 0 |  | 0 | 0 | 0 | 0 | 0
| 15680.9639 | 0 | yes | Deficit |  |  | 0 | 0 | 0 | 0 | 0 |  | 0 | 0 | 0 | 0 | 3940 | no |  | 0 | 19700 | no | 15680.9639 | 0 | no | no | 0 | 0 | 0 | 0 | 0 |  | 0 | 0 | 0 | 0 | 0 | 15680.9639 | 14665.882 | 19350.3095 | 0 | no | Surplus | yes |  | 0 | 0 | 0 | 4204.3313 | 0 | no | 0 | 0 | 0 | 4204.3313 | 0 |  |  | 0 | 0 | 0 | 0 | 0 |  | 0 | 0 | 0 | 0 | 0
| 16414.3986 | 0 | yes | Deficit |  |  | 0 | 0 | 0 | 0 | 0 |  | 0 | 0 | 0 | 0 | 3940 | no |  | 0 | 19700 | no | 16414.3986 | 0 | no | no | 0 | 0 | 0 | 0 | 0 |  | 0 | 0 | 0 | 0 | 0 | 16414.3986 | 15255.8258 | 20255.3678 | 0 | no | Surplus | yes |  | 0 | 0 | 0 | 4094.4837 | 0 | no | 0 | 0 | 0 | 4094.4837 | 0 |  |  | 0 | 0 | 0 | 0 | 0 |  | 0 | 0 | 0 | 0 | 0
| 17045.8207 | 0 | yes | Deficit |  |  | 0 | 0 | 0 | 0 | 0 |  | 0 | 0 | 0 | 0 | 3940 | no |  | 0 | 19700 | no | 17045.8207 | 0 | no | no | 0 | 0 | 0 | 0 | 0 |  | 0 | 0 | 0 | 0 | 0 | 17045.8207 | 13409.8191 | 21034.5428 | 0 | no | Surplus | yes |  | 0 | 0 | 0 | 6845.5487 | 0 | no | 0 | 0 | 0 | 6845.5487 | 0 |  |  | 0 | 0 | 0 | 0 | 0 |  | 0 | 0 | 0 | 0 | 0
| 17941.8537 | 0 | yes | Deficit |  |  | 0 | 0 | 0 | 0 | 0 |  | 0 | 0 | 0 | 0 | 3940 | no |  | 0 | 19700 | no | 17941.8537 | 0 | no | no | 0 | 0 | 0 | 0 | 0 |  | 0 | 0 | 0 | 0 | 0 | 17941.8537 | 12261.3035 | 22140.2474 | 0 | no | Surplus | yes |  | 0 | 0 | 0 | 8773.2392 | 0 | no | 0 | 0 | 0 | 8773.2392 | 0 |  |  | 0 | 0 | 0 | 0 | 0 |  | 0 | 0 | 0 | 0 | 0
| 18476.7265 | 0 | yes | Deficit |  |  | 0 | 0 | 0 | 0 | 0 |  | 0 | 0 | 0 | 0 | 3940 | no |  | 0 | 19700 | no | 18476.7265 | 0 | no | no | 0 | 0 | 0 | 0 | 0 |  | 0 | 0 | 0 | 0 | 0 | 18476.7265 | 13811.4554 | 22800.2805 | 0 | no | Surplus | yes |  | 0 | 0 | 0 | 8328.792 | 0 | no | 0 | 0 | 0 | 8328.792 | 0 |  |  | 0 | 0 | 0 | 0 | 0 |  | 0 | 0 | 0 | 0 | 0
| 17073.1924 | 0 | no | Surplus | yes |  | 0 | 0 | 0 | 1403.5341 | 0 | no | 0 | 0 | 0 | 1403.5341 | 3940 | no | 17073.1924 | 0 | 19700 |  |  | 0 |  |  | 0 | 0 | 0 | 0 | 0 |  | 0 | 0 | 0 | 0 | 0 | 17073.1924 | 12775.8251 | 21068.3194 | 0 | no | Surplus | yes |  | 0 | 0 | 0 | 10024.4554 | 0 | no | 0 | 0 | 0 | 10024.4554 | 0 |  |  | 0 | 0 | 0 | 0 | 0 |  | 0 | 0 | 0 | 0 | 0
| 17015.0481 | 0 | no | Surplus | yes |  | 0 | 0 | 0 | 58.1443 | 0 | no | 0 | 0 | 0 | 58.1443 | 3940 | no | 17015.0481 | 0 | 19700 |  |  | 0 |  |  | 0 | 0 | 0 | 0 | 0 |  | 0 | 0 | 0 | 0 | 0 | 17015.0481 | 16529.0195 | 20996.5693 | 0 | no | Surplus | yes |  | 0 | 0 | 0 | 4539.2999 | 0 | no | 0 | 0 | 0 | 4539.2999 | 0 |  |  | 0 | 0 | 0 | 0 | 0 |  | 0 | 0 | 0 | 0 | 0
| 17647.3301 | 0 | yes | Deficit |  |  | 0 | 0 | 0 | 0 | 0 |  | 0 | 0 | 0 | 0 | 3940 | no |  | 0 | 19700 | no | 17647.3301 | 0 | no | no | 0 | 0 | 0 | 0 | 0 |  | 0 | 0 | 0 | 0 | 0 | 17647.3301 | 17584.7979 | 21776.8054 | 0 | no | Surplus | yes |  | 0 | 0 | 0 | 3411.7714 | 0 | no | 0 | 0 | 0 | 3411.7714 | 0 |  |  | 0 | 0 | 0 | 0 | 0 |  | 0 | 0 | 0 | 0 | 0
| 17816.0387 | 0 | yes | Deficit |  |  | 0 | 0 | 0 | 0 | 0 |  | 0 | 0 | 0 | 0 | 3940 | no |  | 0 | 19700 | no | 17816.0387 | 0 | no | no | 0 | 0 | 0 | 0 | 0 |  | 0 | 0 | 0 | 0 | 0 | 17816.0387 | 15856.1114 | 21984.9918 | 0 | no | Surplus | yes |  | 0 | 0 | 0 | 5920.6939 | 0 | no | 0 | 0 | 0 | 5920.6939 | 0 |  |  | 0 | 0 | 0 | 0 | 0 |  | 0 | 0 | 0 | 0 | 0
| 19156.4844 | 0 | yes | Deficit |  |  | 0 | 0 | 0 | 0 | 0 |  | 0 | 0 | 0 | 0 | 3940 | no |  | 0 | 19700 | no | 19156.4844 | 0 | no | no | 0 | 0 | 0 | 0 | 0 |  | 0 | 0 | 0 | 0 | 0 | 19156.4844 | 16153.3119 | 23639.1018 | 0 | no | Surplus | yes |  | 0 | 0 | 0 | 5831.6799 | 0 | no | 0 | 0 | 0 | 5831.6799 | 0 |  |  | 0 | 0 | 0 | 0 | 0 |  | 0 | 0 | 0 | 0 | 0
| 18905.414 | 0 | no | Surplus | yes |  | 0 | 0 | 0 | 251.0704 | 0 | no | 0 | 0 | 0 | 251.0704 | 3940 | no | 18905.414 | 0 | 19700 |  |  | 0 |  |  | 0 | 0 | 0 | 0 | 0 |  | 0 | 0 | 0 | 0 | 0 | 18905.414 | 15826.2874 | 23329.2809 | 0 | no | Surplus | yes |  | 0 | 0 | 0 | 7812.8144 | 0 | no | 0 | 0 | 0 | 7812.8144 | 0 |  |  | 0 | 0 | 0 | 0 | 0 |  | 0 | 0 | 0 | 0 | 0
| 18216.3675 | 0 | no | Surplus | yes |  | 0 | 0 | 0 | 689.0465 | 0 | no | 0 | 0 | 0 | 689.0465 | 3940 | no | 18216.3675 | 0 | 19700 |  |  | 0 |  |  | 0 | 0 | 0 | 0 | 0 |  | 0 | 0 | 0 | 0 | 0 | 18216.3675 | 16876.4484 | 22478.9975 | 0 | no | Surplus | yes |  | 0 | 0 | 0 | 6452.8325 | 0 | no | 0 | 0 | 0 | 6452.8325 | 0 |  |  | 0 | 0 | 0 | 0 | 0 |  | 0 | 0 | 0 | 0 | 0
| 19119.7587 | 0 | yes | Deficit |  |  | 0 | 0 | 0 | 0 | 0 |  | 0 | 0 | 0 | 0 | 3940 | no |  | 0 | 19700 | no | 19119.7587 | 0 | no | no | 0 | 0 | 0 | 0 | 0 |  | 0 | 0 | 0 | 0 | 0 | 19119.7587 | 17846.1859 | 23593.7822 | 0 | no | Surplus | yes |  | 0 | 0 | 0 | 4632.8116 | 0 | no | 0 | 0 | 0 | 4632.8116 | 0 |  |  | 0 | 0 | 0 | 0 | 0 |  | 0 | 0 | 0 | 0 | 0
| 19564.767 | 0 | yes | Deficit |  |  | 0 | 0 | 0 | 0 | 0 |  | 0 | 0 | 0 | 0 | 3940 | no |  | 0 | 19700 | no | 19564.767 | 0 | no | no | 0 | 0 | 0 | 0 | 0 |  | 0 | 0 | 0 | 0 | 0 | 19564.767 | 19597.7747 | 24142.9225 | 0 | no | Surplus | yes |  | 0 | 0 | 0 | 3996.0075 | 0 | no | 0 | 0 | 0 | 3996.0075 | 0 |  |  | 0 | 0 | 0 | 0 | 0 |  | 0 | 0 | 0 | 0 | 0
| 19534.5015 | 0 | no | Surplus | yes |  | 0 | 0 | 0 | 30.2656 | 0 | no | 0 | 0 | 0 | 30.2656 | 3940 | no | 19534.5015 | 0 | 19700 |  |  | 0 |  |  | 0 | 0 | 0 | 0 | 0 |  | 0 | 0 | 0 | 0 | 0 | 19534.5015 | 16615.5019 | 24105.5748 | 0 | no | Surplus | yes |  | 0 | 0 | 0 | 7527.4206 | 0 | no | 0 | 0 | 0 | 7527.4206 | 0 |  |  | 0 | 0 | 0 | 0 | 0 |  | 0 | 0 | 0 | 0 | 0
| 17641.5674 | 0 | no | Surplus | yes |  | 0 | 0 | 0 | 1892.9341 | 0 | no | 0 | 0 | 0 | 1892.9341 | 3940 | no | 17641.5674 | 0 | 19700 |  |  | 0 |  |  | 0 | 0 | 0 | 0 | 0 |  | 0 | 0 | 0 | 0 | 0 | 17641.5674 | 16820.6992 | 21769.6941 | 0 | no | Surplus | yes |  | 0 | 0 | 0 | 7284.8756 | 0 | no | 0 | 0 | 0 | 7284.8756 | 0 |  |  | 0 | 0 | 0 | 0 | 0 |  | 0 | 0 | 0 | 0 | 0
| 16365.5225 | 0 | no | Surplus | yes |  | 0 | 0 | 0 | 1276.0449 | 0 | no | 0 | 0 | 0 | 1276.0449 | 3940 | no | 16365.5225 | 0 | 19700 |  |  | 0 |  |  | 0 | 0 | 0 | 0 | 0 |  | 0 | 0 | 0 | 0 | 0 | 16365.5225 | 15741.8417 | 20195.0548 | 0 | no | Surplus | yes |  | 0 | 0 | 0 | 6027.8524 | 0 | no | 0 | 0 | 0 | 6027.8524 | 0 |  |  | 0 | 0 | 0 | 0 | 0 |  | 0 | 0 | 0 | 0 | 0
| 19136.0225 | 0 | yes | Deficit |  |  | 0 | 0 | 0 | 0 | 0 |  | 0 | 0 | 0 | 0 | 3940 | no |  | 0 | 19700 | no | 19136.0225 | 0 | no | no | 0 | 0 | 0 | 0 | 0 |  | 0 | 0 | 0 | 0 | 0 | 19136.0225 | 20065.9832 | 23613.8518 | 0 | no | Surplus | yes |  | 0 | 0 | 0 | 129.0716 | 0 | no | 0 | 0 | 0 | 129.0716 | 0 |  |  | 0 | 0 | 0 | 0 | 0 |  | 0 | 0 | 0 | 0 | 0
| 16437.7865 | 0 | no | Surplus | yes |  | 0 | 0 | 0 | 2698.236 | 0 | no | 0 | 0 | 0 | 2698.236 | 3940 | no | 16437.7865 | 0 | 19700 |  |  | 0 |  |  | 0 | 0 | 0 | 0 | 0 |  | 0 | 0 | 0 | 0 | 0 | 16437.7865 | 20723.8812 | 20284.2285 | 0 | no | Surplus | yes |  | 0 | 0 | 0 | 2889.9705 | 0 | no | 0 | 0 | 0 | 2889.9705 | 0 |  |  | 0 | 0 | 0 | 0 | 0 |  | 0 | 0 | 0 | 0 | 0
| 19749.5822 | 0 | yes | Deficit |  |  | 0 | 0 | 0 | 0 | 0 |  | 0 | 0 | 0 | 0 | 3940 | no |  | 0 | 19700 | yes | 19700 | 49.5822 | yes |  | 0 | 0 | 0 | 49.5822 | 0 | no | 0 | 0 | 0 | 49.5822 | 0 | 19700 | 21731.572 | 24309.8 | 0 | yes | Deficit |  |  | 0 | 0 | 0 | 0 | 0 |  | 0 | 0 | 0 | 0 | 1447.3435 | yes |  | 0 | 0 | 0 | 1447.3435 | 0 | no | 0 | 0 | 0 | 1447.3435 | 0
| 19029.9806 | 0 | no | Surplus | yes |  | 0 | 0 | 0 | 670.0194 | 0 | no | 0 | 0 | 0 | 670.0194 | 3940 | no | 19029.9806 | 0 | 19700 |  |  | 0 |  |  | 0 | 0 | 0 | 0 | 0 |  | 0 | 0 | 0 | 0 | 0 | 19029.9806 | 20415.2962 | 23482.9961 | 0 | no | Surplus | yes |  | 0 | 0 | 0 | 3894.5038 | 0 | no | 0 | 0 | 0 | 3894.5038 | 0 |  |  | 0 | 0 | 0 | 0 | 0 |  | 0 | 0 | 0 | 0 | 0
| 18749.306 | 0 | no | Surplus | yes |  | 0 | 0 | 0 | 280.6746 | 0 | no | 0 | 0 | 0 | 280.6746 | 3940 | no | 18749.306 | 0 | 19700 |  |  | 0 |  |  | 0 | 0 | 0 | 0 | 0 |  | 0 | 0 | 0 | 0 | 0 | 18749.306 | 19378.0456 | 23136.6436 | 0 | no | Surplus | yes |  | 0 | 0 | 0 | 4104.9505 | 0 | no | 0 | 0 | 0 | 4104.9505 | 0 |  |  | 0 | 0 | 0 | 0 | 0 |  | 0 | 0 | 0 | 0 | 0
| 17990.3714 | 0 | no | Surplus | yes |  | 0 | 0 | 0 | 758.9347 | 0 | no | 0 | 0 | 0 | 758.9347 | 3940 | no | 17990.3714 | 0 | 19700 |  |  | 0 |  |  | 0 | 0 | 0 | 0 | 0 |  | 0 | 0 | 0 | 0 | 0 | 17990.3714 | 19447.581 | 22200.1183 | 0 | no | Surplus | yes |  | 0 | 0 | 0 | 3689.0626 | 0 | no | 0 | 0 | 0 | 3689.0626 | 0 |  |  | 0 | 0 | 0 | 0 | 0 |  | 0 | 0 | 0 | 0 | 0
| 18514.1746 | 0 | yes | Deficit |  |  | 0 | 0 | 0 | 0 | 0 |  | 0 | 0 | 0 | 0 | 3940 | no |  | 0 | 19700 | no | 18514.1746 | 0 | no | no | 0 | 0 | 0 | 0 | 0 |  | 0 | 0 | 0 | 0 | 0 | 18514.1746 | 19757.65 | 22846.4915 | 0 | no | Surplus | yes |  | 0 | 0 | 0 | 2442.4683 | 0 | no | 0 | 0 | 0 | 2442.4683 | 0 |  |  | 0 | 0 | 0 | 0 | 0 |  | 0 | 0 | 0 | 0 | 0
| 19082.5847 | 0 | yes | Deficit |  |  | 0 | 0 | 0 | 0 | 0 |  | 0 | 0 | 0 | 0 | 3940 | no |  | 0 | 19700 | no | 19082.5847 | 0 | no | no | 0 | 0 | 0 | 0 | 0 |  | 0 | 0 | 0 | 0 | 0 | 19082.5847 | 22225.3616 | 23547.9096 | 0 | no | Surplus | yes |  | 0 | 0 | 0 | 621.1298 | 0 | no | 0 | 0 | 0 | 621.1298 | 0 |  |  | 0 | 0 | 0 | 0 | 0 |  | 0 | 0 | 0 | 0 | 0
| 18417.5062 | 0 | no | Surplus | yes |  | 0 | 0 | 0 | 665.0785 | 0 | no | 0 | 0 | 0 | 665.0785 | 3940 | no | 18417.5062 | 0 | 19700 |  |  | 0 |  |  | 0 | 0 | 0 | 0 | 0 |  | 0 | 0 | 0 | 0 | 0 | 18417.5062 | 21485.0814 | 22727.2027 | 0 | no | Surplus | yes |  | 0 | 0 | 0 | 2062.8281 | 0 | no | 0 | 0 | 0 | 2062.8281 | 0 |  |  | 0 | 0 | 0 | 0 | 0 |  | 0 | 0 | 0 | 0 | 0
| 14988.4861 | 0 | no | Surplus | yes |  | 0 | 0 | 0 | 3429.0202 | 0 | no | 0 | 0 | 0 | 3429.0202 | 3940 | no | 14988.4861 | 0 | 19700 |  |  | 0 |  |  | 0 | 0 | 0 | 0 | 0 |  | 0 | 0 | 0 | 0 | 0 | 14988.4861 | 21392.6345 | 18495.7918 | 0 | no | Surplus | yes |  | 0 | 0 | 0 | 1334.5682 | 0 | no | 0 | 0 | 0 | 1334.5682 | 0 |  |  | 0 | 0 | 0 | 0 | 0 |  | 0 | 0 | 0 | 0 | 0
| 18598.4965 | 0 | yes | Deficit |  |  | 0 | 0 | 0 | 0 | 0 |  | 0 | 0 | 0 | 0 | 3940 | no |  | 0 | 19700 | no | 18598.4965 | 0 | no | no | 0 | 0 | 0 | 0 | 0 |  | 0 | 0 | 0 | 0 | 0 | 18598.4965 | 22954.9468 | 22950.5447 | 0 | yes | Deficit |  |  | 0 | 0 | 0 | 0 | 0 |  | 0 | 0 | 0 | 0 | 4459.155 | yes |  | 0 | 0 | 0 | 4459.155 | 0 | no | 0 | 0 | 0 | 4459.155 | 0
| 19012.6803 | 0 | yes | Deficit |  |  | 0 | 0 | 0 | 0 | 0 |  | 0 | 0 | 0 | 0 | 3940 | no |  | 0 | 19700 | no | 19012.6803 | 0 | no | no | 0 | 0 | 0 | 0 | 0 |  | 0 | 0 | 0 | 0 | 0 | 19012.6803 | 23135.9629 | 23461.6475 | 0 | yes | Deficit |  |  | 0 | 0 | 0 | 0 | 0 |  | 0 | 0 | 0 | 0 | 185.4182 | yes |  | 0 | 0 | 0 | 185.4182 | 0 | no | 0 | 0 | 0 | 185.4182 | 0
| 18654.3908 | 0 | no | Surplus | yes |  | 0 | 0 | 0 | 358.2895 | 0 | no | 0 | 0 | 0 | 358.2895 | 3940 | no | 18654.3908 | 0 | 19700 |  |  | 0 |  |  | 0 | 0 | 0 | 0 | 0 |  | 0 | 0 | 0 | 0 | 0 | 18654.3908 | 21508.7937 | 23019.5182 | 0 | no | Surplus | yes |  | 0 | 0 | 0 | 1952.8539 | 0 | no | 0 | 0 | 0 | 1952.8539 | 0 |  |  | 0 | 0 | 0 | 0 | 0 |  | 0 | 0 | 0 | 0 | 0
| 19191.2314 | 0 | yes | Deficit |  |  | 0 | 0 | 0 | 0 | 0 |  | 0 | 0 | 0 | 0 | 3940 | no |  | 0 | 19700 | no | 19191.2314 | 0 | no | no | 0 | 0 | 0 | 0 | 0 |  | 0 | 0 | 0 | 0 | 0 | 19191.2314 | 20160.6624 | 23681.9796 | 0 | no | Surplus | yes |  | 0 | 0 | 0 | 2858.8558 | 0 | no | 0 | 0 | 0 | 2858.8558 | 0 |  |  | 0 | 0 | 0 | 0 | 0 |  | 0 | 0 | 0 | 0 | 0
| 18997.2508 | 0 | no | Surplus | yes |  | 0 | 0 | 0 | 193.9807 | 0 | no | 0 | 0 | 0 | 193.9807 | 3940 | no | 18997.2508 | 0 | 19700 |  |  | 0 |  |  | 0 | 0 | 0 | 0 | 0 |  | 0 | 0 | 0 | 0 | 0 | 18997.2508 | 22527.4308 | 23442.6074 | 0 | no | Surplus | yes |  | 0 | 0 | 0 | 1154.5488 | 0 | no | 0 | 0 | 0 | 1154.5488 | 0 |  |  | 0 | 0 | 0 | 0 | 0 |  | 0 | 0 | 0 | 0 | 0
| 17318.0829 | 0 | no | Surplus | yes |  | 0 | 0 | 0 | 1679.1678 | 0 | no | 0 | 0 | 0 | 1679.1678 | 3940 | no | 17318.0829 | 0 | 19700 |  |  | 0 |  |  | 0 | 0 | 0 | 0 | 0 |  | 0 | 0 | 0 | 0 | 0 | 17318.0829 | 20386.7982 | 21370.5143 | 0 | no | Surplus | yes |  | 0 | 0 | 0 | 3055.8093 | 0 | no | 0 | 0 | 0 | 3055.8093 | 0 |  |  | 0 | 0 | 0 | 0 | 0 |  | 0 | 0 | 0 | 0 | 0
| 18103.0703 | 0 | yes | Deficit |  |  | 0 | 0 | 0 | 0 | 0 |  | 0 | 0 | 0 | 0 | 3940 | no |  | 0 | 19700 | no | 18103.0703 | 0 | no | no | 0 | 0 | 0 | 0 | 0 |  | 0 | 0 | 0 | 0 | 0 | 18103.0703 | 21443.0677 | 22339.1888 | 0 | yes | Deficit |  |  | 0 | 0 | 0 | 0 | 0 |  | 0 | 0 | 0 | 0 | 72.5534 | yes |  | 0 | 0 | 0 | 72.5534 | 0 | no | 0 | 0 | 0 | 72.5534 | 0
| 17456.1837 | 0 | no | Surplus | yes |  | 0 | 0 | 0 | 646.8866 | 0 | no | 0 | 0 | 0 | 646.8866 | 3940 | no | 17456.1837 | 0 | 19700 |  |  | 0 |  |  | 0 | 0 | 0 | 0 | 0 |  | 0 | 0 | 0 | 0 | 0 | 17456.1837 | 20674.3355 | 21540.9307 | 0 | no | Surplus | yes |  | 0 | 0 | 0 | 1664.8533 | 0 | no | 0 | 0 | 0 | 1664.8533 | 0 |  |  | 0 | 0 | 0 | 0 | 0 |  | 0 | 0 | 0 | 0 | 0
| 18375.7429 | 0 | yes | Deficit |  |  | 0 | 0 | 0 | 0 | 0 |  | 0 | 0 | 0 | 0 | 3940 | no |  | 0 | 19700 | no | 18375.7429 | 0 | no | no | 0 | 0 | 0 | 0 | 0 |  | 0 | 0 | 0 | 0 | 0 | 18375.7429 | 21388.6809 | 22675.6667 | 0 | no | Surplus | yes |  | 0 | 0 | 0 | 152.2498 | 0 | no | 0 | 0 | 0 | 152.2498 | 0 |  |  | 0 | 0 | 0 | 0 | 0 |  | 0 | 0 | 0 | 0 | 0
| 17292.5223 | 0 | no | Surplus | yes |  | 0 | 0 | 0 | 1083.2206 | 0 | no | 0 | 0 | 0 | 1083.2206 | 3940 | no | 17292.5223 | 0 | 19700 |  |  | 0 |  |  | 0 | 0 | 0 | 0 | 0 |  | 0 | 0 | 0 | 0 | 0 | 17292.5223 | 19542.7222 | 21338.9725 | 0 | no | Surplus | yes |  | 0 | 0 | 0 | 3132.9446 | 0 | no | 0 | 0 | 0 | 3132.9446 | 0 |  |  | 0 | 0 | 0 | 0 | 0 |  | 0 | 0 | 0 | 0 | 0
| 15281.5848 | 0 | no | Surplus | yes |  | 0 | 0 | 0 | 2010.9375 | 0 | no | 0 | 0 | 0 | 2010.9375 | 3940 | no | 15281.5848 | 0 | 19700 |  |  | 0 |  |  | 0 | 0 | 0 | 0 | 0 |  | 0 | 0 | 0 | 0 | 0 | 15281.5848 | 20391.1888 | 18857.4757 | 0 | no | Surplus | yes |  | 0 | 0 | 0 | 947.7837 | 0 | no | 0 | 0 | 0 | 947.7837 | 0 |  |  | 0 | 0 | 0 | 0 | 0 |  | 0 | 0 | 0 | 0 | 0
| 17230.4772 | 0 | yes | Deficit |  |  | 0 | 0 | 0 | 0 | 0 |  | 0 | 0 | 0 | 0 | 3940 | no |  | 0 | 19700 | no | 17230.4772 | 0 | no | no | 0 | 0 | 0 | 0 | 0 |  | 0 | 0 | 0 | 0 | 0 | 17230.4772 | 22665.0156 | 21262.4088 | 0 | yes | Deficit |  |  | 0 | 0 | 0 | 0 | 0 |  | 0 | 0 | 0 | 0 | 3807.5399 | yes |  | 0 | 0 | 0 | 3807.5399 | 0 | no | 0 | 0 | 0 | 3807.5399 | 0
| 17332.9681 | 0 | yes | Deficit |  |  | 0 | 0 | 0 | 0 | 0 |  | 0 | 0 | 0 | 0 | 3940 | no |  | 0 | 19700 | no | 17332.9681 | 0 | no | no | 0 | 0 | 0 | 0 | 0 |  | 0 | 0 | 0 | 0 | 0 | 17332.9681 | 21452.6226 | 21388.8826 | 0 | yes | Deficit |  |  | 0 | 0 | 0 | 0 | 0 |  | 0 | 0 | 0 | 0 | 190.2138 | yes |  | 0 | 0 | 0 | 190.2138 | 0 | no | 0 | 0 | 0 | 190.2138 | 0
| 17512.6014 | 0 | yes | Deficit |  |  | 0 | 0 | 0 | 0 | 0 |  | 0 | 0 | 0 | 0 | 3940 | no |  | 0 | 19700 | no | 17512.6014 | 0 | no | no | 0 | 0 | 0 | 0 | 0 |  | 0 | 0 | 0 | 0 | 0 | 17512.6014 | 20264.8186 | 21610.5502 | 0 | no | Surplus | yes |  | 0 | 0 | 0 | 1124.064 | 0 | no | 0 | 0 | 0 | 1124.064 | 0 |  |  | 0 | 0 | 0 | 0 | 0 |  | 0 | 0 | 0 | 0 | 0
| 17975.8195 | 0 | yes | Deficit |  |  | 0 | 0 | 0 | 0 | 0 |  | 0 | 0 | 0 | 0 | 3940 | no |  | 0 | 19700 | no | 17975.8195 | 0 | no | no | 0 | 0 | 0 | 0 | 0 |  | 0 | 0 | 0 | 0 | 0 | 17975.8195 | 16348.723 | 22182.1613 | 0 | no | Surplus | yes |  | 0 | 0 | 0 | 5261.8271 | 0 | no | 0 | 0 | 0 | 5261.8271 | 0 |  |  | 0 | 0 | 0 | 0 | 0 |  | 0 | 0 | 0 | 0 | 0
| 18184.1051 | 0 | yes | Deficit |  |  | 0 | 0 | 0 | 0 | 0 |  | 0 | 0 | 0 | 0 | 3940 | no |  | 0 | 19700 | no | 18184.1051 | 0 | no | no | 0 | 0 | 0 | 0 | 0 |  | 0 | 0 | 0 | 0 | 0 | 18184.1051 | 15536.1351 | 22439.1857 | 0 | no | Surplus | yes |  | 0 | 0 | 0 | 6646.0262 | 0 | no | 0 | 0 | 0 | 6646.0262 | 0 |  |  | 0 | 0 | 0 | 0 | 0 |  | 0 | 0 | 0 | 0 | 0
| 18383.8185 | 0 | yes | Deficit |  |  | 0 | 0 | 0 | 0 | 0 |  | 0 | 0 | 0 | 0 | 3940 | no |  | 0 | 19700 | no | 18383.8185 | 0 | no | no | 0 | 0 | 0 | 0 | 0 |  | 0 | 0 | 0 | 0 | 0 | 18383.8185 | 16631.014 | 22685.6321 | 0 | no | Surplus | yes |  | 0 | 0 | 0 | 5808.1717 | 0 | no | 0 | 0 | 0 | 5808.1717 | 0 |  |  | 0 | 0 | 0 | 0 | 0 |  | 0 | 0 | 0 | 0 | 0
| 17551.7736 | 0 | no | Surplus | yes |  | 0 | 0 | 0 | 832.0449 | 0 | no | 0 | 0 | 0 | 832.0449 | 3940 | no | 17551.7736 | 0 | 19700 |  |  | 0 |  |  | 0 | 0 | 0 | 0 | 0 |  | 0 | 0 | 0 | 0 | 0 | 17551.7736 | 18801.9904 | 21658.8887 | 0 | no | Surplus | yes |  | 0 | 0 | 0 | 3883.6416 | 0 | no | 0 | 0 | 0 | 3883.6416 | 0 |  |  | 0 | 0 | 0 | 0 | 0 |  | 0 | 0 | 0 | 0 | 0
| 16534.9538 | 0 | no | Surplus | yes |  | 0 | 0 | 0 | 1016.8198 | 0 | no | 0 | 0 | 0 | 1016.8198 | 3940 | no | 16534.9538 | 0 | 19700 |  |  | 0 |  |  | 0 | 0 | 0 | 0 | 0 |  | 0 | 0 | 0 | 0 | 0 | 16534.9538 | 20198.7726 | 20404.133 | 0 | no | Surplus | yes |  | 0 | 0 | 0 | 1460.1161 | 0 | no | 0 | 0 | 0 | 1460.1161 | 0 |  |  | 0 | 0 | 0 | 0 | 0 |  | 0 | 0 | 0 | 0 | 0
| 16559.7766 | 0 | yes | Deficit |  |  | 0 | 0 | 0 | 0 | 0 |  | 0 | 0 | 0 | 0 | 3940 | no |  | 0 | 19700 | no | 16559.7766 | 0 | no | no | 0 | 0 | 0 | 0 | 0 |  | 0 | 0 | 0 | 0 | 0 | 16559.7766 | 17655.623 | 20434.7643 | 0 | no | Surplus | yes |  | 0 | 0 | 0 | 2748.51 | 0 | no | 0 | 0 | 0 | 2748.51 | 0 |  |  | 0 | 0 | 0 | 0 | 0 |  | 0 | 0 | 0 | 0 | 0
| 17398.2607 | 0 | yes | Deficit |  |  | 0 | 0 | 0 | 0 | 0 |  | 0 | 0 | 0 | 0 | 3940 | no |  | 0 | 19700 | no | 17398.2607 | 0 | no | no | 0 | 0 | 0 | 0 | 0 |  | 0 | 0 | 0 | 0 | 0 | 17398.2607 | 16205.6786 | 21469.4537 | 0 | no | Surplus | yes |  | 0 | 0 | 0 | 4229.0857 | 0 | no | 0 | 0 | 0 | 4229.0857 | 0 |  |  | 0 | 0 | 0 | 0 | 0 |  | 0 | 0 | 0 | 0 | 0
| 17205.0303 | 0 | no | Surplus | yes |  | 0 | 0 | 0 | 193.2303 | 0 | no | 0 | 0 | 0 | 193.2303 | 3940 | no | 17205.0303 | 0 | 19700 |  |  | 0 |  |  | 0 | 0 | 0 | 0 | 0 |  | 0 | 0 | 0 | 0 | 0 | 17205.0303 | 17270.2197 | 21231.0074 | 0 | no | Surplus | yes |  | 0 | 0 | 0 | 4199.234 | 0 | no | 0 | 0 | 0 | 4199.234 | 0 |  |  | 0 | 0 | 0 | 0 | 0 |  | 0 | 0 | 0 | 0 | 0
| 17740.4763 | 0 | yes | Deficit |  |  | 0 | 0 | 0 | 0 | 0 |  | 0 | 0 | 0 | 0 | 3940 | no |  | 0 | 19700 | no | 17740.4763 | 0 | no | no | 0 | 0 | 0 | 0 | 0 |  | 0 | 0 | 0 | 0 | 0 | 17740.4763 | 16876.1275 | 21891.7477 | 0 | no | Surplus | yes |  | 0 | 0 | 0 | 4354.8799 | 0 | no | 0 | 0 | 0 | 4354.8799 | 0 |  |  | 0 | 0 | 0 | 0 | 0 |  | 0 | 0 | 0 | 0 | 0
| 17131.827 | 0 | no | Surplus | yes |  | 0 | 0 | 0 | 608.6492 | 0 | no | 0 | 0 | 0 | 608.6492 | 3940 | no | 17131.827 | 0 | 19700 |  |  | 0 |  |  | 0 | 0 | 0 | 0 | 0 |  | 0 | 0 | 0 | 0 | 0 | 17131.827 | 17937.6021 | 21140.6746 | 0 | no | Surplus | yes |  | 0 | 0 | 0 | 3954.1457 | 0 | no | 0 | 0 | 0 | 3954.1457 | 0 |  |  | 0 | 0 | 0 | 0 | 0 |  | 0 | 0 | 0 | 0 | 0
| 18130.2774 | 0 | yes | Deficit |  |  | 0 | 0 | 0 | 0 | 0 |  | 0 | 0 | 0 | 0 | 3940 | no |  | 0 | 19700 | no | 18130.2774 | 0 | no | no | 0 | 0 | 0 | 0 | 0 |  | 0 | 0 | 0 | 0 | 0 | 18130.2774 | 15137.3764 | 22372.7622 | 0 | no | Surplus | yes |  | 0 | 0 | 0 | 6003.2982 | 0 | no | 0 | 0 | 0 | 6003.2982 | 0 |  |  | 0 | 0 | 0 | 0 | 0 |  | 0 | 0 | 0 | 0 | 0
| 18535.0808 | 0 | yes | Deficit |  |  | 0 | 0 | 0 | 0 | 0 |  | 0 | 0 | 0 | 0 | 3940 | no |  | 0 | 19700 | no | 18535.0808 | 0 | no | no | 0 | 0 | 0 | 0 | 0 |  | 0 | 0 | 0 | 0 | 0 | 18535.0808 | 15257.4888 | 22872.2897 | 0 | no | Surplus | yes |  | 0 | 0 | 0 | 7115.2735 | 0 | no | 0 | 0 | 0 | 7115.2735 | 0 |  |  | 0 | 0 | 0 | 0 | 0 |  | 0 | 0 | 0 | 0 | 0
| 17974.1444 | 0 | no | Surplus | yes |  | 0 | 0 | 0 | 560.9364 | 0 | no | 0 | 0 | 0 | 560.9364 | 3940 | no | 17974.1444 | 0 | 19700 |  |  | 0 |  |  | 0 | 0 | 0 | 0 | 0 |  | 0 | 0 | 0 | 0 | 0 | 17974.1444 | 16634.7198 | 22180.0942 | 0 | no | Surplus | yes |  | 0 | 0 | 0 | 6237.57 | 0 | no | 0 | 0 | 0 | 6237.57 | 0 |  |  | 0 | 0 | 0 | 0 | 0 |  | 0 | 0 | 0 | 0 | 0
| 18245.1777 | 0 | yes | Deficit |  |  | 0 | 0 | 0 | 0 | 0 |  | 0 | 0 | 0 | 0 | 3940 | no |  | 0 | 19700 | no | 18245.1777 | 0 | no | no | 0 | 0 | 0 | 0 | 0 |  | 0 | 0 | 0 | 0 | 0 | 18245.1777 | 17424.1299 | 22514.5493 | 0 | no | Surplus | yes |  | 0 | 0 | 0 | 4755.9643 | 0 | no | 0 | 0 | 0 | 4755.9643 | 0 |  |  | 0 | 0 | 0 | 0 | 0 |  | 0 | 0 | 0 | 0 | 0
| 17591.0765 | 0 | no | Surplus | yes |  | 0 | 0 | 0 | 654.1012 | 0 | no | 0 | 0 | 0 | 654.1012 | 3940 | no | 17591.0765 | 0 | 19700 |  |  | 0 |  |  | 0 | 0 | 0 | 0 | 0 |  | 0 | 0 | 0 | 0 | 0 | 17591.0765 | 19307.6421 | 21707.3884 | 0 | no | Surplus | yes |  | 0 | 0 | 0 | 3206.9072 | 0 | no | 0 | 0 | 0 | 3206.9072 | 0 |  |  | 0 | 0 | 0 | 0 | 0 |  | 0 | 0 | 0 | 0 | 0
| 16812.3742 | 0 | no | Surplus | yes |  | 0 | 0 | 0 | 778.7023 | 0 | no | 0 | 0 | 0 | 778.7023 | 3940 | no | 16812.3742 | 0 | 19700 |  |  | 0 |  |  | 0 | 0 | 0 | 0 | 0 |  | 0 | 0 | 0 | 0 | 0 | 16812.3742 | 21573.7334 | 20746.4698 | 0 | no | Surplus | yes |  | 0 | 0 | 0 | 133.655 | 0 | no | 0 | 0 | 0 | 133.655 | 0 |  |  | 0 | 0 | 0 | 0 | 0 |  | 0 | 0 | 0 | 0 | 0
| 17713.4606 | 0 | yes | Deficit |  |  | 0 | 0 | 0 | 0 | 0 |  | 0 | 0 | 0 | 0 | 3940 | no |  | 0 | 19700 | no | 17713.4606 | 0 | no | no | 0 | 0 | 0 | 0 | 0 |  | 0 | 0 | 0 | 0 | 0 | 17713.4606 | 22499.1451 | 21858.4103 | 0 | yes | Deficit |  |  | 0 | 0 | 0 | 0 | 0 |  | 0 | 0 | 0 | 0 | 1752.6754 | yes |  | 0 | 0 | 0 | 1752.6754 | 0 | no | 0 | 0 | 0 | 1752.6754 | 0
| 16807.2338 | 0 | no | Surplus | yes |  | 0 | 0 | 0 | 906.2268 | 0 | no | 0 | 0 | 0 | 906.2268 | 3940 | no | 16807.2338 | 0 | 19700 |  |  | 0 |  |  | 0 | 0 | 0 | 0 | 0 |  | 0 | 0 | 0 | 0 | 0 | 16807.2338 | 18178.1171 | 20740.1265 | 0 | no | Surplus | yes |  | 0 | 0 | 0 | 3680.2933 | 0 | no | 0 | 0 | 0 | 3680.2933 | 0 |  |  | 0 | 0 | 0 | 0 | 0 |  | 0 | 0 | 0 | 0 | 0
| 17052.4179 | 0 | yes | Deficit |  |  | 0 | 0 | 0 | 0 | 0 |  | 0 | 0 | 0 | 0 | 3940 | no |  | 0 | 19700 | no | 17052.4179 | 0 | no | no | 0 | 0 | 0 | 0 | 0 |  | 0 | 0 | 0 | 0 | 0 | 17052.4179 | 18782.7193 | 21042.6836 | 0 | no | Surplus | yes |  | 0 | 0 | 0 | 1957.4072 | 0 | no | 0 | 0 | 0 | 1957.4072 | 0 |  |  | 0 | 0 | 0 | 0 | 0 |  | 0 | 0 | 0 | 0 | 0
| 16967.6252 | 0 | no | Surplus | yes |  | 0 | 0 | 0 | 84.7927 | 0 | no | 0 | 0 | 0 | 84.7927 | 3940 | no | 16967.6252 | 0 | 19700 |  |  | 0 |  |  | 0 | 0 | 0 | 0 | 0 |  | 0 | 0 | 0 | 0 | 0 | 16967.6252 | 18939.2795 | 20938.0494 | 0 | no | Surplus | yes |  | 0 | 0 | 0 | 2103.4042 | 0 | no | 0 | 0 | 0 | 2103.4042 | 0 |  |  | 0 | 0 | 0 | 0 | 0 |  | 0 | 0 | 0 | 0 | 0
| 18430.9383 | 0 | yes | Deficit |  |  | 0 | 0 | 0 | 0 | 0 |  | 0 | 0 | 0 | 0 | 3940 | no |  | 0 | 19700 | no | 18430.9383 | 0 | no | no | 0 | 0 | 0 | 0 | 0 |  | 0 | 0 | 0 | 0 | 0 | 18430.9383 | 19808.5177 | 22743.7779 | 0 | no | Surplus | yes |  | 0 | 0 | 0 | 1129.5317 | 0 | no | 0 | 0 | 0 | 1129.5317 | 0 |  |  | 0 | 0 | 0 | 0 | 0 |  | 0 | 0 | 0 | 0 | 0
| 13937.4129 | 0 | no | Surplus | yes |  | 0 | 0 | 0 | 4493.5254 | 0 | no | 0 | 0 | 0 | 4493.5254 | 3940 | no | 13937.4129 | 0 | 19700 |  |  | 0 |  |  | 0 | 0 | 0 | 0 | 0 |  | 0 | 0 | 0 | 0 | 0 | 13937.4129 | 19503.8516 | 17198.7676 | 0 | no | Surplus | yes |  | 0 | 0 | 0 | 3239.9263 | 0 | no | 0 | 0 | 0 | 3239.9263 | 0 |  |  | 0 | 0 | 0 | 0 | 0 |  | 0 | 0 | 0 | 0 | 0
| 13963.3851 | 0 | yes | Deficit |  |  | 0 | 0 | 0 | 0 | 0 |  | 0 | 0 | 0 | 0 | 3940 | no |  | 0 | 19700 | no | 13963.3851 | 0 | no | no | 0 | 0 | 0 | 0 | 0 |  | 0 | 0 | 0 | 0 | 0 | 13963.3851 | 16622.0619 | 17230.8172 | 0 | no | Surplus | yes |  | 0 | 0 | 0 | 576.7057 | 0 | no | 0 | 0 | 0 | 576.7057 | 0 |  |  | 0 | 0 | 0 | 0 | 0 |  | 0 | 0 | 0 | 0 | 0
| 14466.0854 | 0 | yes | Deficit |  |  | 0 | 0 | 0 | 0 | 0 |  | 0 | 0 | 0 | 0 | 3940 | no |  | 0 | 19700 | no | 14466.0854 | 0 | no | no | 0 | 0 | 0 | 0 | 0 |  | 0 | 0 | 0 | 0 | 0 | 14466.0854 | 16824.989 | 17851.1493 | 0 | no | Surplus | yes |  | 0 | 0 | 0 | 405.8282 | 0 | no | 0 | 0 | 0 | 405.8282 | 0 |  |  | 0 | 0 | 0 | 0 | 0 |  | 0 | 0 | 0 | 0 | 0
| 15359.4147 | 0 | yes | Deficit |  |  | 0 | 0 | 0 | 0 | 0 |  | 0 | 0 | 0 | 0 | 3940 | no |  | 0 | 19700 | no | 15359.4147 | 0 | no | no | 0 | 0 | 0 | 0 | 0 |  | 0 | 0 | 0 | 0 | 0 | 15359.4147 | 16308.217 | 18953.5178 | 0 | no | Surplus | yes |  | 0 | 0 | 0 | 1542.9324 | 0 | no | 0 | 0 | 0 | 1542.9324 | 0 |  |  | 0 | 0 | 0 | 0 | 0 |  | 0 | 0 | 0 | 0 | 0
| 15034.3293 | 0 | no | Surplus | yes |  | 0 | 0 | 0 | 325.0855 | 0 | no | 0 | 0 | 0 | 325.0855 | 3940 | no | 15034.3293 | 0 | 19700 |  |  | 0 |  |  | 0 | 0 | 0 | 0 | 0 |  | 0 | 0 | 0 | 0 | 0 | 15034.3293 | 18915.7667 | 18552.3623 | 0 | no | Surplus | yes |  | 0 | 0 | 0 | 37.7511 | 0 | no | 0 | 0 | 0 | 37.7511 | 0 |  |  | 0 | 0 | 0 | 0 | 0 |  | 0 | 0 | 0 | 0 | 0
| 15135.4866 | 0 | yes | Deficit |  |  | 0 | 0 | 0 | 0 | 0 |  | 0 | 0 | 0 | 0 | 3940 | no |  | 0 | 19700 | no | 15135.4866 | 0 | no | no | 0 | 0 | 0 | 0 | 0 |  | 0 | 0 | 0 | 0 | 0 | 15135.4866 | 18147.0233 | 18677.1905 | 0 | no | Surplus | yes |  | 0 | 0 | 0 | 405.339 | 0 | no | 0 | 0 | 0 | 405.339 | 0 |  |  | 0 | 0 | 0 | 0 | 0 |  | 0 | 0 | 0 | 0 | 0
| 14627.8038 | 0 | no | Surplus | yes |  | 0 | 0 | 0 | 507.6828 | 0 | no | 0 | 0 | 0 | 507.6828 | 3940 | no | 14627.8038 | 0 | 19700 |  |  | 0 |  |  | 0 | 0 | 0 | 0 | 0 |  | 0 | 0 | 0 | 0 | 0 | 14627.8038 | 19466.4792 | 18050.7099 | 0 | yes | Deficit |  |  | 0 | 0 | 0 | 0 | 0 |  | 0 | 0 | 0 | 0 | 789.2887 | yes |  | 0 | 0 | 0 | 789.2887 | 0 | no | 0 | 0 | 0 | 789.2887 | 0
| 14005.3956 | 0 | no | Surplus | yes |  | 0 | 0 | 0 | 622.4082 | 0 | no | 0 | 0 | 0 | 622.4082 | 3940 | no | 14005.3956 | 0 | 19700 |  |  | 0 |  |  | 0 | 0 | 0 | 0 | 0 |  | 0 | 0 | 0 | 0 | 0 | 14005.3956 | 18895.8458 | 17282.6582 | 0 | yes | Deficit |  |  | 0 | 0 | 0 | 0 | 0 |  | 0 | 0 | 0 | 0 | 845.1359 | yes |  | 0 | 0 | 0 | 845.1359 | 0 | no | 0 | 0 | 0 | 845.1359 | 0
| 16125.3798 | 0 | yes | Deficit |  |  | 0 | 0 | 0 | 0 | 0 |  | 0 | 0 | 0 | 0 | 3940 | no |  | 0 | 19700 | no | 16125.3798 | 0 | no | no | 0 | 0 | 0 | 0 | 0 |  | 0 | 0 | 0 | 0 | 0 | 16125.3798 | 16445.8331 | 19898.7187 | 0 | no | Surplus | yes |  | 0 | 0 | 0 | 836.8251 | 0 | no | 0 | 0 | 0 | 836.8251 | 0 |  |  | 0 | 0 | 0 | 0 | 0 |  | 0 | 0 | 0 | 0 | 0
| 15626.5432 | 0 | no | Surplus | yes |  | 0 | 0 | 0 | 498.8366 | 0 | no | 0 | 0 | 0 | 498.8366 | 3940 | no | 15626.5432 | 0 | 19700 |  |  | 0 |  |  | 0 | 0 | 0 | 0 | 0 |  | 0 | 0 | 0 | 0 | 0 | 15626.5432 | 17822.7064 | 19283.1543 | 0 | no | Surplus | yes |  | 0 | 0 | 0 | 2076.0123 | 0 | no | 0 | 0 | 0 | 2076.0123 | 0 |  |  | 0 | 0 | 0 | 0 | 0 |  | 0 | 0 | 0 | 0 | 0
| 15829.3819 | 0 | yes | Deficit |  |  | 0 | 0 | 0 | 0 | 0 |  | 0 | 0 | 0 | 0 | 3940 | no |  | 0 | 19700 | no | 15829.3819 | 0 | no | no | 0 | 0 | 0 | 0 | 0 |  | 0 | 0 | 0 | 0 | 0 | 15829.3819 | 18954.9164 | 19533.4572 | 0 | no | Surplus | yes |  | 0 | 0 | 0 | 328.2379 | 0 | no | 0 | 0 | 0 | 328.2379 | 0 |  |  | 0 | 0 | 0 | 0 | 0 |  | 0 | 0 | 0 | 0 | 0
| 16769.7039 | 0 | yes | Deficit |  |  | 0 | 0 | 0 | 0 | 0 |  | 0 | 0 | 0 | 0 | 3940 | no |  | 0 | 19700 | no | 16769.7039 | 0 | no | no | 0 | 0 | 0 | 0 | 0 |  | 0 | 0 | 0 | 0 | 0 | 16769.7039 | 17544.5649 | 20693.8147 | 0 | no | Surplus | yes |  | 0 | 0 | 0 | 1988.8923 | 0 | no | 0 | 0 | 0 | 1988.8923 | 0 |  |  | 0 | 0 | 0 | 0 | 0 |  | 0 | 0 | 0 | 0 | 0
| 16120.4195 | 0 | no | Surplus | yes |  | 0 | 0 | 0 | 649.2845 | 0 | no | 0 | 0 | 0 | 649.2845 | 3940 | no | 16120.4195 | 0 | 19700 |  |  | 0 |  |  | 0 | 0 | 0 | 0 | 0 |  | 0 | 0 | 0 | 0 | 0 | 16120.4195 | 17774.2834 | 19892.5976 | 0 | no | Surplus | yes |  | 0 | 0 | 0 | 2919.5313 | 0 | no | 0 | 0 | 0 | 2919.5313 | 0 |  |  | 0 | 0 | 0 | 0 | 0 |  | 0 | 0 | 0 | 0 | 0
| 15866.4129 | 0 | no | Surplus | yes |  | 0 | 0 | 0 | 254.0066 | 0 | no | 0 | 0 | 0 | 254.0066 | 3940 | no | 15866.4129 | 0 | 19700 |  |  | 0 |  |  | 0 | 0 | 0 | 0 | 0 |  | 0 | 0 | 0 | 0 | 0 | 15866.4129 | 19967.1952 | 19579.1535 | 0 | yes | Deficit |  |  | 0 | 0 | 0 | 0 | 0 |  | 0 | 0 | 0 | 0 | 74.5975 | yes |  | 0 | 0 | 0 | 74.5975 | 0 | no | 0 | 0 | 0 | 74.5975 | 0
| 16425.5572 | 0 | yes | Deficit |  |  | 0 | 0 | 0 | 0 | 0 |  | 0 | 0 | 0 | 0 | 3940 | no |  | 0 | 19700 | no | 16425.5572 | 0 | no | no | 0 | 0 | 0 | 0 | 0 |  | 0 | 0 | 0 | 0 | 0 | 16425.5572 | 18633.3356 | 20269.1376 | 0 | no | Surplus | yes |  | 0 | 0 | 0 | 945.8179 | 0 | no | 0 | 0 | 0 | 945.8179 | 0 |  |  | 0 | 0 | 0 | 0 | 0 |  | 0 | 0 | 0 | 0 | 0
| 15943.0857 | 0 | no | Surplus | yes |  | 0 | 0 | 0 | 482.4716 | 0 | no | 0 | 0 | 0 | 482.4716 | 3940 | no | 15943.0857 | 0 | 19700 |  |  | 0 |  |  | 0 | 0 | 0 | 0 | 0 |  | 0 | 0 | 0 | 0 | 0 | 15943.0857 | 17566.9147 | 19673.7677 | 0 | no | Surplus | yes |  | 0 | 0 | 0 | 2702.2229 | 0 | no | 0 | 0 | 0 | 2702.2229 | 0 |  |  | 0 | 0 | 0 | 0 | 0 |  | 0 | 0 | 0 | 0 | 0
| 16172.0999 | 0 | yes | Deficit |  |  | 0 | 0 | 0 | 0 | 0 |  | 0 | 0 | 0 | 0 | 3940 | no |  | 0 | 19700 | no | 16172.0999 | 0 | no | no | 0 | 0 | 0 | 0 | 0 |  | 0 | 0 | 0 | 0 | 0 | 16172.0999 | 19070.2663 | 19956.3712 | 0 | no | Surplus | yes |  | 0 | 0 | 0 | 603.5014 | 0 | no | 0 | 0 | 0 | 603.5014 | 0 |  |  | 0 | 0 | 0 | 0 | 0 |  | 0 | 0 | 0 | 0 | 0
| 15417.7879 | 0 | no | Surplus | yes |  | 0 | 0 | 0 | 754.312 | 0 | no | 0 | 0 | 0 | 754.312 | 3940 | no | 15417.7879 | 0 | 19700 |  |  | 0 |  |  | 0 | 0 | 0 | 0 | 0 |  | 0 | 0 | 0 | 0 | 0 | 15417.7879 | 20254.5727 | 19025.5502 | 0 | yes | Deficit |  |  | 0 | 0 | 0 | 0 | 0 |  | 0 | 0 | 0 | 0 | 298.2014 | yes |  | 0 | 0 | 0 | 298.2014 | 0 | no | 0 | 0 | 0 | 298.2014 | 0
| 15334.1838 | 0 | no | Surplus | yes |  | 0 | 0 | 0 | 83.6041 | 0 | no | 0 | 0 | 0 | 83.6041 | 3940 | no | 15334.1838 | 0 | 19700 |  |  | 0 |  |  | 0 | 0 | 0 | 0 | 0 |  | 0 | 0 | 0 | 0 | 0 | 15334.1838 | 19742.8561 | 18922.3828 | 0 | yes | Deficit |  |  | 0 | 0 | 0 | 0 | 0 |  | 0 | 0 | 0 | 0 | 717.3059 | yes |  | 0 | 0 | 0 | 717.3059 | 0 | no | 0 | 0 | 0 | 717.3059 | 0
| 13966.9772 | 0 | no | Surplus | yes |  | 0 | 0 | 0 | 1367.2066 | 0 | no | 0 | 0 | 0 | 1367.2066 | 3940 | no | 13966.9772 | 0 | 19700 |  |  | 0 |  |  | 0 | 0 | 0 | 0 | 0 |  | 0 | 0 | 0 | 0 | 0 | 13966.9772 | 21521.7096 | 17235.2499 | 0 | yes | Deficit |  |  | 0 | 0 | 0 | 0 | 0 |  | 0 | 0 | 0 | 0 | 2599.3268 | yes |  | 0 | 0 | 0 | 2599.3268 | 0 | no | 0 | 0 | 0 | 2599.3268 | 0
| 14042.66 | 0 | yes | Deficit |  |  | 0 | 0 | 0 | 0 | 0 |  | 0 | 0 | 0 | 0 | 3940 | no |  | 0 | 19700 | no | 14042.66 | 0 | no | no | 0 | 0 | 0 | 0 | 0 |  | 0 | 0 | 0 | 0 | 0 | 14042.66 | 20491.5659 | 17328.6424 | 0 | yes | Deficit |  |  | 0 | 0 | 0 | 0 | 0 |  | 0 | 0 | 0 | 0 | 3256.316 | yes |  | 0 | 0 | 0 | 3256.316 | 0 | no | 0 | 0 | 0 | 3256.316 | 0
| 12774.3024 | 0 | no | Surplus | yes |  | 0 | 0 | 0 | 1268.3576 | 0 | no | 0 | 0 | 0 | 1268.3576 | 3940 | no | 12774.3024 | 0 | 19700 |  |  | 0 |  |  | 0 | 0 | 0 | 0 | 0 |  | 0 | 0 | 0 | 0 | 0 | 12774.3024 | 20302.0544 | 15763.4891 | 0 | yes | Deficit |  |  | 0 | 0 | 0 | 0 | 0 |  | 0 | 0 | 0 | 0 | 2973.412 | yes |  | 0 | 0 | 0 | 2973.412 | 0 | no | 0 | 0 | 0 | 2973.412 | 0
| 11888.7024 | 0 | no | Surplus | yes |  | 0 | 0 | 0 | 885.6 | 0 | no | 0 | 0 | 0 | 885.6 | 3940 | no | 11888.7024 | 0 | 19700 |  |  | 0 |  |  | 0 | 0 | 0 | 0 | 0 |  | 0 | 0 | 0 | 0 | 0 | 11888.7024 | 19639.1433 | 14670.6587 | 0 | yes | Deficit |  |  | 0 | 0 | 0 | 0 | 0 |  | 0 | 0 | 0 | 0 | 3875.6542 | yes |  | 0 | 0 | 0 | 3875.6542 | 0 | no | 0 | 0 | 0 | 3875.6542 | 0
| 10334.5849 | 0 | no | Surplus | yes |  | 0 | 0 | 0 | 1554.1174 | 0 | no | 0 | 0 | 0 | 1554.1174 | 3940 | no | 10334.5849 | 0 | 19700 |  |  | 0 |  |  | 0 | 0 | 0 | 0 | 0 |  | 0 | 0 | 0 | 0 | 0 | 10334.5849 | 20457.7484 | 12752.8778 | 0 | yes | Deficit |  |  | 0 | 0 | 0 | 0 | 0 |  | 0 | 0 | 0 | 0 | 5787.0896 | yes |  | 0 | 0 | 0 | 5787.0896 | 0 | no | 0 | 0 | 0 | 5787.0896 | 0
| 10867.5906 | 0 | yes | Deficit |  |  | 0 | 0 | 0 | 0 | 0 |  | 0 | 0 | 0 | 0 | 3940 | no |  | 0 | 19700 | no | 10867.5906 | 0 | no | no | 0 | 0 | 0 | 0 | 0 |  | 0 | 0 | 0 | 0 | 0 | 10867.5906 | 22494.1063 | 13410.6068 | 0 | yes | Deficit |  |  | 0 | 0 | 0 | 0 | 0 |  | 0 | 0 | 0 | 0 | 9741.2285 | yes |  | 0 | 0 | 0 | 9741.2285 | 0 | no | 0 | 0 | 0 | 9741.2285 | 0
| 8602.0847 | 0 | no | Surplus | yes |  | 0 | 0 | 0 | 2265.5059 | 0 | no | 0 | 0 | 0 | 2265.5059 | 3940 | no | 8602.0847 | 0 | 19700 |  |  | 0 |  |  | 0 | 0 | 0 | 0 | 0 |  | 0 | 0 | 0 | 0 | 0 | 8602.0847 | 24710.8702 | 10614.9725 | 0 | yes | Deficit |  |  | 0 | 0 | 0 | 0 | 0 |  | 0 | 0 | 0 | 0 | 11300.2634 | yes |  | 0 | 0 | 0 | 11300.2634 | 0 | no | 0 | 0 | 0 | 11300.2634 | 0
| 9796.3258 | 0 | yes | Deficit |  |  | 0 | 0 | 0 | 0 | 0 |  | 0 | 0 | 0 | 0 | 3940 | no |  | 0 | 17204.1694 | no | 9796.3258 | 0 | no | no | 0 | 0 | 0 | 0 | 0 |  | 0 | 0 | 0 | 0 | 0 | 9796.3258 | 21525.525 | 12088.666 | 0 | yes | Deficit |  |  | 0 | 0 | 0 | 0 | 0 |  | 0 | 0 | 0 | 0 | 10910.5524 | yes |  | 0 | 0 | 0 | 10910.5524 | 0 | no | 0 | 0 | 0 | 10910.5524 | 0
| 8836.2197 | 0 | no | Surplus | yes |  | 0 | 0 | 0 | 960.1061 | 0 | no | 0 | 0 | 0 | 960.1061 | 3940 | no | 8836.2197 | 0 | 19592.6516 |  |  | 0 |  |  | 0 | 0 | 0 | 0 | 0 |  | 0 | 0 | 0 | 0 | 0 | 8836.2197 | 22223.5813 | 10903.8951 | 0 | yes | Deficit |  |  | 0 | 0 | 0 | 0 | 0 |  | 0 | 0 | 0 | 0 | 10134.9153 | yes |  | 0 | 0 | 0 | 10134.9153 | 0 | no | 0 | 0 | 0 | 10134.9153 | 0
| 12706.3164 | 0 | yes | Deficit |  |  | 0 | 0 | 0 | 0 | 0 |  | 0 | 0 | 0 | 0 | 3940 | no |  | 0 | 17672.4394 | no | 12706.3164 | 0 | no | no | 0 | 0 | 0 | 0 | 0 |  | 0 | 0 | 0 | 0 | 0 | 12706.3164 | 22514.1229 | 15679.5944 | 0 | yes | Deficit |  |  | 0 | 0 | 0 | 0 | 0 |  | 0 | 0 | 0 | 0 | 11610.2278 | yes |  | 0 | 0 | 0 | 11610.2278 | 0 | no | 0 | 0 | 0 | 11610.2278 | 0
| 13006.9859 | 0 | yes | Deficit |  |  | 0 | 0 | 0 | 0 | 0 |  | 0 | 0 | 0 | 0 | 3940 | no |  | 0 | 19700 | no | 13006.9859 | 0 | no | no | 0 | 0 | 0 | 0 | 0 |  | 0 | 0 | 0 | 0 | 0 | 13006.9859 | 17608.4552 | 16050.6206 | 0 | yes | Deficit |  |  | 0 | 0 | 0 | 0 | 0 |  | 0 | 0 | 0 | 0 | 1928.8608 | yes |  | 0 | 0 | 0 | 1928.8608 | 0 | no | 0 | 0 | 0 | 1928.8608 | 0
| 12653.2245 | 0 | no | Surplus | yes |  | 0 | 0 | 0 | 353.7615 | 0 | no | 0 | 0 | 0 | 353.7615 | 3940 | no | 12653.2245 | 0 | 19700 |  |  | 0 |  |  | 0 | 0 | 0 | 0 | 0 |  | 0 | 0 | 0 | 0 | 0 | 12653.2245 | 18602.2683 | 15614.079 | 0 | yes | Deficit |  |  | 0 | 0 | 0 | 0 | 0 |  | 0 | 0 | 0 | 0 | 2551.6477 | yes |  | 0 | 0 | 0 | 2551.6477 | 0 | no | 0 | 0 | 0 | 2551.6477 | 0
| 11033.1962 | 0 | no | Surplus | yes |  | 0 | 0 | 0 | 1620.0282 | 0 | no | 0 | 0 | 0 | 1620.0282 | 3940 | no | 11033.1962 | 0 | 19700 |  |  | 0 |  |  | 0 | 0 | 0 | 0 | 0 |  | 0 | 0 | 0 | 0 | 0 | 11033.1962 | 22335.2546 | 13614.9642 | 0 | yes | Deficit |  |  | 0 | 0 | 0 | 0 | 0 |  | 0 | 0 | 0 | 0 | 6721.1756 | yes |  | 0 | 0 | 0 | 6721.1756 | 0 | no | 0 | 0 | 0 | 6721.1756 | 0
| 10026.2869 | 0 | no | Surplus | yes |  | 0 | 0 | 0 | 1006.9094 | 0 | no | 0 | 0 | 0 | 1006.9094 | 3940 | no | 10026.2869 | 0 | 19700 |  |  | 0 |  |  | 0 | 0 | 0 | 0 | 0 |  | 0 | 0 | 0 | 0 | 0 | 10026.2869 | 20533.6339 | 12372.438 | 0 | yes | Deficit |  |  | 0 | 0 | 0 | 0 | 0 |  | 0 | 0 | 0 | 0 | 6918.6697 | yes |  | 0 | 0 | 0 | 6918.6697 | 0 | no | 0 | 0 | 0 | 6918.6697 | 0
| 12576.9587 | 0 | yes | Deficit |  |  | 0 | 0 | 0 | 0 | 0 |  | 0 | 0 | 0 | 0 | 3940 | no |  | 0 | 19700 | no | 12576.9587 | 0 | no | no | 0 | 0 | 0 | 0 | 0 |  | 0 | 0 | 0 | 0 | 0 | 12576.9587 | 19500.6279 | 15519.967 | 0 | yes | Deficit |  |  | 0 | 0 | 0 | 0 | 0 |  | 0 | 0 | 0 | 0 | 7128.19 | yes |  | 0 | 0 | 0 | 7128.19 | 0 | no | 0 | 0 | 0 | 7128.19 | 0
| 13103.6154 | 0 | yes | Deficit |  |  | 0 | 0 | 0 | 0 | 0 |  | 0 | 0 | 0 | 0 | 3940 | no |  | 0 | 19700 | no | 13103.6154 | 0 | no | no | 0 | 0 | 0 | 0 | 0 |  | 0 | 0 | 0 | 0 | 0 | 13103.6154 | 20497.1692 | 16169.8614 | 0 | yes | Deficit |  |  | 0 | 0 | 0 | 0 | 0 |  | 0 | 0 | 0 | 0 | 4977.2022 | yes |  | 0 | 0 | 0 | 4977.2022 | 0 | no | 0 | 0 | 0 | 4977.2022 | 0
| 13597.3382 | 0 | yes | Deficit |  |  | 0 | 0 | 0 | 0 | 0 |  | 0 | 0 | 0 | 0 | 3940 | no |  | 0 | 19700 | no | 13597.3382 | 0 | no | no | 0 | 0 | 0 | 0 | 0 |  | 0 | 0 | 0 | 0 | 0 | 13597.3382 | 20436.0185 | 16779.1154 | 0 | yes | Deficit |  |  | 0 | 0 | 0 | 0 | 0 |  | 0 | 0 | 0 | 0 | 4266.1571 | yes |  | 0 | 0 | 0 | 4266.1571 | 0 | no | 0 | 0 | 0 | 4266.1571 | 0
| 13535.4091 | 0 | no | Surplus | yes |  | 0 | 0 | 0 | 61.9291 | 0 | no | 0 | 0 | 0 | 61.9291 | 3940 | no | 13535.4091 | 0 | 19700 |  |  | 0 |  |  | 0 | 0 | 0 | 0 | 0 |  | 0 | 0 | 0 | 0 | 0 | 13535.4091 | 25093.0023 | 16702.6948 | 0 | yes | Deficit |  |  | 0 | 0 | 0 | 0 | 0 |  | 0 | 0 | 0 | 0 | 8313.8869 | yes |  | 0 | 0 | 0 | 8313.8869 | 0 | no | 0 | 0 | 0 | 8313.8869 | 0
| 13735.288 | 0 | yes | Deficit |  |  | 0 | 0 | 0 | 0 | 0 |  | 0 | 0 | 0 | 0 | 3940 | no |  | 0 | 19700 | no | 13735.288 | 0 | no | no | 0 | 0 | 0 | 0 | 0 |  | 0 | 0 | 0 | 0 | 0 | 13735.288 | 22630.0491 | 16949.3453 | 0 | yes | Deficit |  |  | 0 | 0 | 0 | 0 | 0 |  | 0 | 0 | 0 | 0 | 5927.3543 | yes |  | 0 | 0 | 0 | 5927.3543 | 0 | no | 0 | 0 | 0 | 5927.3543 | 0
| 12410.3805 | 0 | no | Surplus | yes |  | 0 | 0 | 0 | 1324.9075 | 0 | no | 0 | 0 | 0 | 1324.9075 | 3940 | no | 12410.3805 | 0 | 19700 |  |  | 0 |  |  | 0 | 0 | 0 | 0 | 0 |  | 0 | 0 | 0 | 0 | 0 | 12410.3805 | 21186.6843 | 15314.4095 | 0 | yes | Deficit |  |  | 0 | 0 | 0 | 0 | 0 |  | 0 | 0 | 0 | 0 | 4237.339 | yes |  | 0 | 0 | 0 | 4237.339 | 0 | no | 0 | 0 | 0 | 4237.339 | 0
| 12101.9642 | 0 | no | Surplus | yes |  | 0 | 0 | 0 | 308.4163 | 0 | no | 0 | 0 | 0 | 308.4163 | 3940 | no | 12101.9642 | 0 | 19700 |  |  | 0 |  |  | 0 | 0 | 0 | 0 | 0 |  | 0 | 0 | 0 | 0 | 0 | 12101.9642 | 20424.0905 | 14933.8238 | 0 | yes | Deficit |  |  | 0 | 0 | 0 | 0 | 0 |  | 0 | 0 | 0 | 0 | 5109.6809 | yes |  | 0 | 0 | 0 | 5109.6809 | 0 | no | 0 | 0 | 0 | 5109.6809 | 0
| 12381.233 | 0 | yes | Deficit |  |  | 0 | 0 | 0 | 0 | 0 |  | 0 | 0 | 0 | 0 | 3940 | no |  | 0 | 19700 | no | 12381.233 | 0 | no | no | 0 | 0 | 0 | 0 | 0 |  | 0 | 0 | 0 | 0 | 0 | 12381.233 | 20003.9991 | 15278.4415 | 0 | yes | Deficit |  |  | 0 | 0 | 0 | 0 | 0 |  | 0 | 0 | 0 | 0 | 5070.1753 | yes |  | 0 | 0 | 0 | 5070.1753 | 0 | no | 0 | 0 | 0 | 5070.1753 | 0
| 15030.586 | 0 | yes | Deficit |  |  | 0 | 0 | 0 | 0 | 0 |  | 0 | 0 | 0 | 0 | 3940 | no |  | 0 | 19700 | no | 15030.586 | 0 | no | no | 0 | 0 | 0 | 0 | 0 |  | 0 | 0 | 0 | 0 | 0 | 15030.586 | 21664.2647 | 18547.7432 | 0 | yes | Deficit |  |  | 0 | 0 | 0 | 0 | 0 |  | 0 | 0 | 0 | 0 | 6385.8232 | yes |  | 0 | 0 | 0 | 6385.8232 | 0 | no | 0 | 0 | 0 | 6385.8232 | 0
| 14013.2594 | 0 | no | Surplus | yes |  | 0 | 0 | 0 | 1017.3267 | 0 | no | 0 | 0 | 0 | 1017.3267 | 3940 | no | 14013.2594 | 0 | 19700 |  |  | 0 |  |  | 0 | 0 | 0 | 0 | 0 |  | 0 | 0 | 0 | 0 | 0 | 14013.2594 | 23375.045 | 17292.3621 | 0 | yes | Deficit |  |  | 0 | 0 | 0 | 0 | 0 |  | 0 | 0 | 0 | 0 | 4827.3019 | yes |  | 0 | 0 | 0 | 4827.3019 | 0 | no | 0 | 0 | 0 | 4827.3019 | 0
| 15437.981 | 0 | yes | Deficit |  |  | 0 | 0 | 0 | 0 | 0 |  | 0 | 0 | 0 | 0 | 3940 | no |  | 0 | 19700 | no | 15437.981 | 0 | no | no | 0 | 0 | 0 | 0 | 0 |  | 0 | 0 | 0 | 0 | 0 | 15437.981 | 23270.4168 | 19050.4686 | 0 | yes | Deficit |  |  | 0 | 0 | 0 | 0 | 0 |  | 0 | 0 | 0 | 0 | 5978.0548 | yes |  | 0 | 0 | 0 | 5978.0548 | 0 | no | 0 | 0 | 0 | 5978.0548 | 0
| 12464.7072 | 0 | no | Surplus | yes |  | 0 | 0 | 0 | 2973.2738 | 0 | no | 0 | 0 | 0 | 2973.2738 | 3940 | no | 12464.7072 | 0 | 19700 |  |  | 0 |  |  | 0 | 0 | 0 | 0 | 0 |  | 0 | 0 | 0 | 0 | 0 | 12464.7072 | 21255.793 | 15381.4487 | 0 | yes | Deficit |  |  | 0 | 0 | 0 | 0 | 0 |  | 0 | 0 | 0 | 0 | 2205.3244 | yes |  | 0 | 0 | 0 | 2205.3244 | 0 | no | 0 | 0 | 0 | 2205.3244 | 0
| 12239.4174 | 0 | no | Surplus | yes |  | 0 | 0 | 0 | 225.2899 | 0 | no | 0 | 0 | 0 | 225.2899 | 3940 | no | 12239.4174 | 0 | 19700 |  |  | 0 |  |  | 0 | 0 | 0 | 0 | 0 |  | 0 | 0 | 0 | 0 | 0 | 12239.4174 | 19957.1495 | 15103.441 | 0 | yes | Deficit |  |  | 0 | 0 | 0 | 0 | 0 |  | 0 | 0 | 0 | 0 | 4575.7007 | yes |  | 0 | 0 | 0 | 4575.7007 | 0 | no | 0 | 0 | 0 | 4575.7007 | 0
| 12817.5417 | 0 | yes | Deficit |  |  | 0 | 0 | 0 | 0 | 0 |  | 0 | 0 | 0 | 0 | 3940 | no |  | 0 | 19700 | no | 12817.5417 | 0 | no | no | 0 | 0 | 0 | 0 | 0 |  | 0 | 0 | 0 | 0 | 0 | 12817.5417 | 19147.6406 | 15816.8465 | 0 | yes | Deficit |  |  | 0 | 0 | 0 | 0 | 0 |  | 0 | 0 | 0 | 0 | 4044.1995 | yes |  | 0 | 0 | 0 | 4044.1995 | 0 | no | 0 | 0 | 0 | 4044.1995 | 0
| 12198.6756 | 0 | no | Surplus | yes |  | 0 | 0 | 0 | 618.8661 | 0 | no | 0 | 0 | 0 | 618.8661 | 3940 | no | 12198.6756 | 0 | 19700 |  |  | 0 |  |  | 0 | 0 | 0 | 0 | 0 |  | 0 | 0 | 0 | 0 | 0 | 12198.6756 | 20684.3947 | 15053.1657 | 0 | yes | Deficit |  |  | 0 | 0 | 0 | 0 | 0 |  | 0 | 0 | 0 | 0 | 4867.5482 | yes |  | 0 | 0 | 0 | 4867.5482 | 0 | no | 0 | 0 | 0 | 4867.5482 | 0
| 11787.7487 | 0 | no | Surplus | yes |  | 0 | 0 | 0 | 410.9269 | 0 | no | 0 | 0 | 0 | 410.9269 | 3940 | no | 11787.7487 | 0 | 19700 |  |  | 0 |  |  | 0 | 0 | 0 | 0 | 0 |  | 0 | 0 | 0 | 0 | 0 | 11787.7487 | 20180.7201 | 14546.0818 | 0 | yes | Deficit |  |  | 0 | 0 | 0 | 0 | 0 |  | 0 | 0 | 0 | 0 | 5127.5545 | yes |  | 0 | 0 | 0 | 5127.5545 | 0 | no | 0 | 0 | 0 | 5127.5545 | 0
| 12049.3877 | 0 | yes | Deficit |  |  | 0 | 0 | 0 | 0 | 0 |  | 0 | 0 | 0 | 0 | 3940 | no |  | 0 | 19700 | no | 12049.3877 | 0 | no | no | 0 | 0 | 0 | 0 | 0 |  | 0 | 0 | 0 | 0 | 0 | 12049.3877 | 21270.2638 | 14868.9444 | 0 | yes | Deficit |  |  | 0 | 0 | 0 | 0 | 0 |  | 0 | 0 | 0 | 0 | 6724.182 | yes |  | 0 | 0 | 0 | 6724.182 | 0 | no | 0 | 0 | 0 | 6724.182 | 0
| 12961.2037 | 0 | yes | Deficit |  |  | 0 | 0 | 0 | 0 | 0 |  | 0 | 0 | 0 | 0 | 3940 | no |  | 0 | 19700 | no | 12961.2037 | 0 | no | no | 0 | 0 | 0 | 0 | 0 |  | 0 | 0 | 0 | 0 | 0 | 12961.2037 | 21568.4661 | 15994.1254 | 0 | yes | Deficit |  |  | 0 | 0 | 0 | 0 | 0 |  | 0 | 0 | 0 | 0 | 6699.5216 | yes |  | 0 | 0 | 0 | 6699.5216 | 0 | no | 0 | 0 | 0 | 6699.5216 | 0
| 12584.3612 | 0 | no | Surplus | yes |  | 0 | 0 | 0 | 376.8426 | 0 | no | 0 | 0 | 0 | 376.8426 | 3940 | no | 12584.3612 | 0 | 19700 |  |  | 0 |  |  | 0 | 0 | 0 | 0 | 0 |  | 0 | 0 | 0 | 0 | 0 | 12584.3612 | 20229.7373 | 15529.1017 | 0 | yes | Deficit |  |  | 0 | 0 | 0 | 0 | 0 |  | 0 | 0 | 0 | 0 | 4235.6119 | yes |  | 0 | 0 | 0 | 4235.6119 | 0 | no | 0 | 0 | 0 | 4235.6119 | 0
| 12016.3961 | 0 | no | Surplus | yes |  | 0 | 0 | 0 | 567.965 | 0 | no | 0 | 0 | 0 | 567.965 | 3940 | no | 12016.3961 | 0 | 19700 |  |  | 0 |  |  | 0 | 0 | 0 | 0 | 0 |  | 0 | 0 | 0 | 0 | 0 | 12016.3961 | 21651.2038 | 14828.2328 | 0 | yes | Deficit |  |  | 0 | 0 | 0 | 0 | 0 |  | 0 | 0 | 0 | 0 | 6122.1021 | yes |  | 0 | 0 | 0 | 6122.1021 | 0 | no | 0 | 0 | 0 | 6122.1021 | 0
| 15722.4137 | 0 | yes | Deficit |  |  | 0 | 0 | 0 | 0 | 0 |  | 0 | 0 | 0 | 0 | 3940 | no |  | 0 | 19700 | no | 15722.4137 | 0 | no | no | 0 | 0 | 0 | 0 | 0 |  | 0 | 0 | 0 | 0 | 0 | 15722.4137 | 19968.054 | 19401.4585 | 0 | yes | Deficit |  |  | 0 | 0 | 0 | 0 | 0 |  | 0 | 0 | 0 | 0 | 5139.8212 | yes |  | 0 | 0 | 0 | 5139.8212 | 0 | no | 0 | 0 | 0 | 5139.8212 | 0
| 17085.9446 | 0 | yes | Deficit |  |  | 0 | 0 | 0 | 0 | 0 |  | 0 | 0 | 0 | 0 | 3940 | no |  | 0 | 19700 | no | 17085.9446 | 0 | no | no | 0 | 0 | 0 | 0 | 0 |  | 0 | 0 | 0 | 0 | 0 | 17085.9446 | 18935.4428 | 21084.0556 | 0 | no | Surplus | yes |  | 0 | 0 | 0 | 466.0157 | 0 | no | 0 | 0 | 0 | 466.0157 | 0 |  |  | 0 | 0 | 0 | 0 | 0 |  | 0 | 0 | 0 | 0 | 0
| 14787.6609 | 0 | no | Surplus | yes |  | 0 | 0 | 0 | 2298.2837 | 0 | no | 0 | 0 | 0 | 2298.2837 | 3940 | no | 14787.6609 | 0 | 19700 |  |  | 0 |  |  | 0 | 0 | 0 | 0 | 0 |  | 0 | 0 | 0 | 0 | 0 | 14787.6609 | 20699.5352 | 18247.9735 | 0 | no | Surplus | yes |  | 0 | 0 | 0 | 384.5205 | 0 | no | 0 | 0 | 0 | 384.5205 | 0 |  |  | 0 | 0 | 0 | 0 | 0 |  | 0 | 0 | 0 | 0 | 0
| 13034.2647 | 0 | no | Surplus | yes |  | 0 | 0 | 0 | 1753.3962 | 0 | no | 0 | 0 | 0 | 1753.3962 | 3940 | no | 13034.2647 | 0 | 19700 |  |  | 0 |  |  | 0 | 0 | 0 | 0 | 0 |  | 0 | 0 | 0 | 0 | 0 | 13034.2647 | 22503.6508 | 16084.2827 | 0 | yes | Deficit |  |  | 0 | 0 | 0 | 0 | 0 |  | 0 | 0 | 0 | 0 | 4255.6772 | yes |  | 0 | 0 | 0 | 4255.6772 | 0 | no | 0 | 0 | 0 | 4255.6772 | 0
| 12351.7896 | 0 | no | Surplus | yes |  | 0 | 0 | 0 | 682.4751 | 0 | no | 0 | 0 | 0 | 682.4751 | 3940 | no | 12351.7896 | 0 | 19700 |  |  | 0 |  |  | 0 | 0 | 0 | 0 | 0 |  | 0 | 0 | 0 | 0 | 0 | 12351.7896 | 21032.9612 | 15242.1084 | 0 | yes | Deficit |  |  | 0 | 0 | 0 | 0 | 0 |  | 0 | 0 | 0 | 0 | 4948.6786 | yes |  | 0 | 0 | 0 | 4948.6786 | 0 | no | 0 | 0 | 0 | 4948.6786 | 0
| 12924.1176 | 0 | yes | Deficit |  |  | 0 | 0 | 0 | 0 | 0 |  | 0 | 0 | 0 | 0 | 3940 | no |  | 0 | 19700 | no | 12924.1176 | 0 | no | no | 0 | 0 | 0 | 0 | 0 |  | 0 | 0 | 0 | 0 | 0 | 12924.1176 | 20969.4471 | 15948.3612 | 0 | yes | Deficit |  |  | 0 | 0 | 0 | 0 | 0 |  | 0 | 0 | 0 | 0 | 5727.3387 | yes |  | 0 | 0 | 0 | 5727.3387 | 0 | no | 0 | 0 | 0 | 5727.3387 | 0
| 14653.8644 | 0 | yes | Deficit |  |  | 0 | 0 | 0 | 0 | 0 |  | 0 | 0 | 0 | 0 | 3940 | no |  | 0 | 19700 | no | 14653.8644 | 0 | no | no | 0 | 0 | 0 | 0 | 0 |  | 0 | 0 | 0 | 0 | 0 | 14653.8644 | 22928.2696 | 18082.8687 | 0 | yes | Deficit |  |  | 0 | 0 | 0 | 0 | 0 |  | 0 | 0 | 0 | 0 | 6979.9084 | yes |  | 0 | 0 | 0 | 6979.9084 | 0 | no | 0 | 0 | 0 | 6979.9084 | 0
| 14996.4905 | 0 | yes | Deficit |  |  | 0 | 0 | 0 | 0 | 0 |  | 0 | 0 | 0 | 0 | 3940 | no |  | 0 | 19700 | no | 14996.4905 | 0 | no | no | 0 | 0 | 0 | 0 | 0 |  | 0 | 0 | 0 | 0 | 0 | 14996.4905 | 24040.4212 | 18505.6693 | 0 | yes | Deficit |  |  | 0 | 0 | 0 | 0 | 0 |  | 0 | 0 | 0 | 0 | 5957.5525 | yes |  | 0 | 0 | 0 | 5957.5525 | 0 | no | 0 | 0 | 0 | 5957.5525 | 0
| 14952.7937 | 0 | no | Surplus | yes |  | 0 | 0 | 0 | 43.6968 | 0 | no | 0 | 0 | 0 | 43.6968 | 3940 | no | 14952.7937 | 0 | 19700 |  |  | 0 |  |  | 0 | 0 | 0 | 0 | 0 |  | 0 | 0 | 0 | 0 | 0 | 14952.7937 | 22519.468 | 18451.7475 | 0 | yes | Deficit |  |  | 0 | 0 | 0 | 0 | 0 |  | 0 | 0 | 0 | 0 | 4013.7987 | yes |  | 0 | 0 | 0 | 4013.7987 | 0 | no | 0 | 0 | 0 | 4013.7987 | 0
| 15228.8676 | 0 | yes | Deficit |  |  | 0 | 0 | 0 | 0 | 0 |  | 0 | 0 | 0 | 0 | 3940 | no |  | 0 | 19700 | no | 15228.8676 | 0 | no | no | 0 | 0 | 0 | 0 | 0 |  | 0 | 0 | 0 | 0 | 0 | 15228.8676 | 25604.4612 | 18792.4226 | 0 | yes | Deficit |  |  | 0 | 0 | 0 | 0 | 0 |  | 0 | 0 | 0 | 0 | 7152.7137 | yes |  | 0 | 0 | 0 | 7152.7137 | 0 | no | 0 | 0 | 0 | 7152.7137 | 0
| 14403.8138 | 0 | no | Surplus | yes |  | 0 | 0 | 0 | 825.0538 | 0 | no | 0 | 0 | 0 | 825.0538 | 3940 | no | 14403.8138 | 0 | 19700 |  |  | 0 |  |  | 0 | 0 | 0 | 0 | 0 |  | 0 | 0 | 0 | 0 | 0 | 14403.8138 | 23966.2701 | 17774.3063 | 0 | yes | Deficit |  |  | 0 | 0 | 0 | 0 | 0 |  | 0 | 0 | 0 | 0 | 5173.8475 | yes |  | 0 | 0 | 0 | 5173.8475 | 0 | no | 0 | 0 | 0 | 5173.8475 | 0
| 14934.3142 | 0 | yes | Deficit |  |  | 0 | 0 | 0 | 0 | 0 |  | 0 | 0 | 0 | 0 | 3940 | no |  | 0 | 19700 | no | 14934.3142 | 0 | no | no | 0 | 0 | 0 | 0 | 0 |  | 0 | 0 | 0 | 0 | 0 | 14934.3142 | 22143.4198 | 18428.9437 | 0 | yes | Deficit |  |  | 0 | 0 | 0 | 0 | 0 |  | 0 | 0 | 0 | 0 | 4369.1135 | yes |  | 0 | 0 | 0 | 4369.1135 | 0 | no | 0 | 0 | 0 | 4369.1135 | 0
| 14226.5186 | 0 | no | Surplus | yes |  | 0 | 0 | 0 | 707.7956 | 0 | no | 0 | 0 | 0 | 707.7956 | 3940 | no | 14226.5186 | 0 | 19700 |  |  | 0 |  |  | 0 | 0 | 0 | 0 | 0 |  | 0 | 0 | 0 | 0 | 0 | 14226.5186 | 22707.6588 | 17555.5239 | 0 | yes | Deficit |  |  | 0 | 0 | 0 | 0 | 0 |  | 0 | 0 | 0 | 0 | 4278.7151 | yes |  | 0 | 0 | 0 | 4278.7151 | 0 | no | 0 | 0 | 0 | 4278.7151 | 0
| 14746.8016 | 0 | yes | Deficit |  |  | 0 | 0 | 0 | 0 | 0 |  | 0 | 0 | 0 | 0 | 3940 | no |  | 0 | 19700 | no | 14746.8016 | 0 | no | no | 0 | 0 | 0 | 0 | 0 |  | 0 | 0 | 0 | 0 | 0 | 14746.8016 | 23268.8903 | 18197.5531 | 0 | yes | Deficit |  |  | 0 | 0 | 0 | 0 | 0 |  | 0 | 0 | 0 | 0 | 5713.3664 | yes |  | 0 | 0 | 0 | 5713.3664 | 0 | no | 0 | 0 | 0 | 5713.3664 | 0
| 15481.6298 | 0 | yes | Deficit |  |  | 0 | 0 | 0 | 0 | 0 |  | 0 | 0 | 0 | 0 | 3940 | no |  | 0 | 19700 | no | 15481.6298 | 0 | no | no | 0 | 0 | 0 | 0 | 0 |  | 0 | 0 | 0 | 0 | 0 | 15481.6298 | 23974.8178 | 19104.3312 | 0 | yes | Deficit |  |  | 0 | 0 | 0 | 0 | 0 |  | 0 | 0 | 0 | 0 | 5777.2647 | yes |  | 0 | 0 | 0 | 5777.2647 | 0 | no | 0 | 0 | 0 | 5777.2647 | 0
| 15499.8856 | 0 | yes | Deficit |  |  | 0 | 0 | 0 | 0 | 0 |  | 0 | 0 | 0 | 0 | 3940 | no |  | 0 | 19700 | no | 15499.8856 | 0 | no | no | 0 | 0 | 0 | 0 | 0 |  | 0 | 0 | 0 | 0 | 0 | 15499.8856 | 23622.6171 | 19126.8588 | 0 | yes | Deficit |  |  | 0 | 0 | 0 | 0 | 0 |  | 0 | 0 | 0 | 0 | 4518.286 | yes |  | 0 | 0 | 0 | 4518.286 | 0 | no | 0 | 0 | 0 | 4518.286 | 0
| 16791.3369 | 0 | yes | Deficit |  |  | 0 | 0 | 0 | 0 | 0 |  | 0 | 0 | 0 | 0 | 3940 | no |  | 0 | 19700 | no | 16791.3369 | 0 | no | no | 0 | 0 | 0 | 0 | 0 |  | 0 | 0 | 0 | 0 | 0 | 16791.3369 | 20604.2705 | 20720.5097 | 0 | yes | Deficit |  |  | 0 | 0 | 0 | 0 | 0 |  | 0 | 0 | 0 | 0 | 1477.4118 | yes |  | 0 | 0 | 0 | 1477.4118 | 0 | no | 0 | 0 | 0 | 1477.4118 | 0
| 14906.1633 | 0 | no | Surplus | yes |  | 0 | 0 | 0 | 1885.1735 | 0 | no | 0 | 0 | 0 | 1885.1735 | 3940 | no | 14906.1633 | 0 | 19700 |  |  | 0 |  |  | 0 | 0 | 0 | 0 | 0 |  | 0 | 0 | 0 | 0 | 0 | 14906.1633 | 20422.731 | 18394.2055 | 0 | no | Surplus | yes |  | 0 | 0 | 0 | 297.7787 | 0 | no | 0 | 0 | 0 | 297.7787 | 0 |  |  | 0 | 0 | 0 | 0 | 0 |  | 0 | 0 | 0 | 0 | 0
| 14774.858 | 0 | no | Surplus | yes |  | 0 | 0 | 0 | 131.3053 | 0 | no | 0 | 0 | 0 | 131.3053 | 3940 | no | 14774.858 | 0 | 19700 |  |  | 0 |  |  | 0 | 0 | 0 | 0 | 0 |  | 0 | 0 | 0 | 0 | 0 | 14774.858 | 19992.2902 | 18232.1748 | 0 | yes | Deficit |  |  | 0 | 0 | 0 | 0 | 0 |  | 0 | 0 | 0 | 0 | 1598.0847 | yes |  | 0 | 0 | 0 | 1598.0847 | 0 | no | 0 | 0 | 0 | 1598.0847 | 0
| 17404.7164 | 0 | yes | Deficit |  |  | 0 | 0 | 0 | 0 | 0 |  | 0 | 0 | 0 | 0 | 3940 | no |  | 0 | 19700 | no | 17404.7164 | 0 | no | no | 0 | 0 | 0 | 0 | 0 |  | 0 | 0 | 0 | 0 | 0 | 17404.7164 | 16225.0485 | 21477.4201 | 0 | no | Surplus | yes |  | 0 | 0 | 0 | 2007.1263 | 0 | no | 0 | 0 | 0 | 2007.1263 | 0 |  |  | 0 | 0 | 0 | 0 | 0 |  | 0 | 0 | 0 | 0 | 0
| 17737.3611 | 0 | yes | Deficit |  |  | 0 | 0 | 0 | 0 | 0 |  | 0 | 0 | 0 | 0 | 3940 | no |  | 0 | 19700 | no | 17737.3611 | 0 | no | no | 0 | 0 | 0 | 0 | 0 |  | 0 | 0 | 0 | 0 | 0 | 17737.3611 | 15246.0371 | 21887.9036 | 0 | no | Surplus | yes |  | 0 | 0 | 0 | 6231.3829 | 0 | no | 0 | 0 | 0 | 6231.3829 | 0 |  |  | 0 | 0 | 0 | 0 | 0 |  | 0 | 0 | 0 | 0 | 0
| 15924.3756 | 0 | no | Surplus | yes |  | 0 | 0 | 0 | 1812.9855 | 0 | no | 0 | 0 | 0 | 1812.9855 | 3940 | no | 15924.3756 | 0 | 19700 |  |  | 0 |  |  | 0 | 0 | 0 | 0 | 0 |  | 0 | 0 | 0 | 0 | 0 | 15924.3756 | 18834.8511 | 19650.6795 | 0 | no | Surplus | yes |  | 0 | 0 | 0 | 3053.0525 | 0 | no | 0 | 0 | 0 | 3053.0525 | 0 |  |  | 0 | 0 | 0 | 0 | 0 |  | 0 | 0 | 0 | 0 | 0
| 15458.3774 | 0 | no | Surplus | yes |  | 0 | 0 | 0 | 465.9982 | 0 | no | 0 | 0 | 0 | 465.9982 | 3940 | no | 15458.3774 | 0 | 19700 |  |  | 0 |  |  | 0 | 0 | 0 | 0 | 0 |  | 0 | 0 | 0 | 0 | 0 | 15458.3774 | 17518.6459 | 19075.6377 | 0 | no | Surplus | yes |  | 0 | 0 | 0 | 2132.0336 | 0 | no | 0 | 0 | 0 | 2132.0336 | 0 |  |  | 0 | 0 | 0 | 0 | 0 |  | 0 | 0 | 0 | 0 | 0
| 15715.5633 | 0 | yes | Deficit |  |  | 0 | 0 | 0 | 0 | 0 |  | 0 | 0 | 0 | 0 | 3940 | no |  | 0 | 19700 | no | 15715.5633 | 0 | no | no | 0 | 0 | 0 | 0 | 0 |  | 0 | 0 | 0 | 0 | 0 | 15715.5633 | 15779.541 | 19393.0051 | 0 | no | Surplus | yes |  | 0 | 0 | 0 | 3296.0967 | 0 | no | 0 | 0 | 0 | 3296.0967 | 0 |  |  | 0 | 0 | 0 | 0 | 0 |  | 0 | 0 | 0 | 0 | 0
| 16029.4636 | 0 | yes | Deficit |  |  | 0 | 0 | 0 | 0 | 0 |  | 0 | 0 | 0 | 0 | 3940 | no |  | 0 | 19700 | no | 16029.4636 | 0 | no | no | 0 | 0 | 0 | 0 | 0 |  | 0 | 0 | 0 | 0 | 0 | 16029.4636 | 15414.2018 | 19780.358 | 0 | no | Surplus | yes |  | 0 | 0 | 0 | 3978.8033 | 0 | no | 0 | 0 | 0 | 3978.8033 | 0 |  |  | 0 | 0 | 0 | 0 | 0 |  | 0 | 0 | 0 | 0 | 0
| 16019.2514 | 0 | no | Surplus | yes |  | 0 | 0 | 0 | 10.2122 | 0 | no | 0 | 0 | 0 | 10.2122 | 3940 | no | 16019.2514 | 0 | 19700 |  |  | 0 |  |  | 0 | 0 | 0 | 0 | 0 |  | 0 | 0 | 0 | 0 | 0 | 16019.2514 | 17091.4336 | 19767.7562 | 0 | no | Surplus | yes |  | 0 | 0 | 0 | 2688.9244 | 0 | no | 0 | 0 | 0 | 2688.9244 | 0 |  |  | 0 | 0 | 0 | 0 | 0 |  | 0 | 0 | 0 | 0 | 0
| 15654.2232 | 0 | no | Surplus | yes |  | 0 | 0 | 0 | 365.0282 | 0 | no | 0 | 0 | 0 | 365.0282 | 3940 | no | 15654.2232 | 0 | 19700 |  |  | 0 |  |  | 0 | 0 | 0 | 0 | 0 |  | 0 | 0 | 0 | 0 | 0 | 15654.2232 | 18942.2643 | 19317.3114 | 0 | no | Surplus | yes |  | 0 | 0 | 0 | 825.4919 | 0 | no | 0 | 0 | 0 | 825.4919 | 0 |  |  | 0 | 0 | 0 | 0 | 0 |  | 0 | 0 | 0 | 0 | 0
| 15882.062 | 0 | yes | Deficit |  |  | 0 | 0 | 0 | 0 | 0 |  | 0 | 0 | 0 | 0 | 3940 | no |  | 0 | 19700 | no | 15882.062 | 0 | no | no | 0 | 0 | 0 | 0 | 0 |  | 0 | 0 | 0 | 0 | 0 | 15882.062 | 17709.2114 | 19598.4645 | 0 | no | Surplus | yes |  | 0 | 0 | 0 | 1608.1 | 0 | no | 0 | 0 | 0 | 1608.1 | 0 |  |  | 0 | 0 | 0 | 0 | 0 |  | 0 | 0 | 0 | 0 | 0
| 16087.1301 | 0 | yes | Deficit |  |  | 0 | 0 | 0 | 0 | 0 |  | 0 | 0 | 0 | 0 | 3940 | no |  | 0 | 19700 | no | 16087.1301 | 0 | no | no | 0 | 0 | 0 | 0 | 0 |  | 0 | 0 | 0 | 0 | 0 | 16087.1301 | 18252.8989 | 19851.5186 | 0 | no | Surplus | yes |  | 0 | 0 | 0 | 1345.5655 | 0 | no | 0 | 0 | 0 | 1345.5655 | 0 |  |  | 0 | 0 | 0 | 0 | 0 |  | 0 | 0 | 0 | 0 | 0
| 15731.4137 | 0 | no | Surplus | yes |  | 0 | 0 | 0 | 355.7165 | 0 | no | 0 | 0 | 0 | 355.7165 | 3940 | no | 15731.4137 | 0 | 19700 |  |  | 0 |  |  | 0 | 0 | 0 | 0 | 0 |  | 0 | 0 | 0 | 0 | 0 | 15731.4137 | 18316.4919 | 19412.5645 | 0 | no | Surplus | yes |  | 0 | 0 | 0 | 1535.0266 | 0 | no | 0 | 0 | 0 | 1535.0266 | 0 |  |  | 0 | 0 | 0 | 0 | 0 |  | 0 | 0 | 0 | 0 | 0
| 15539.1399 | 0 | no | Surplus | yes |  | 0 | 0 | 0 | 192.2737 | 0 | no | 0 | 0 | 0 | 192.2737 | 3940 | no | 15539.1399 | 0 | 19700 |  |  | 0 |  |  | 0 | 0 | 0 | 0 | 0 |  | 0 | 0 | 0 | 0 | 0 | 15539.1399 | 19058.8199 | 19175.2987 | 0 | no | Surplus | yes |  | 0 | 0 | 0 | 353.7446 | 0 | no | 0 | 0 | 0 | 353.7446 | 0 |  |  | 0 | 0 | 0 | 0 | 0 |  | 0 | 0 | 0 | 0 | 0
| 15410.4494 | 0 | no | Surplus | yes |  | 0 | 0 | 0 | 128.6906 | 0 | no | 0 | 0 | 0 | 128.6906 | 3940 | no | 15410.4494 | 0 | 19700 |  |  | 0 |  |  | 0 | 0 | 0 | 0 | 0 |  | 0 | 0 | 0 | 0 | 0 | 15410.4494 | 17441.9908 | 19016.4945 | 0 | no | Surplus | yes |  | 0 | 0 | 0 | 1733.3079 | 0 | no | 0 | 0 | 0 | 1733.3079 | 0 |  |  | 0 | 0 | 0 | 0 | 0 |  | 0 | 0 | 0 | 0 | 0
| 15641.4488 | 0 | yes | Deficit |  |  | 0 | 0 | 0 | 0 | 0 |  | 0 | 0 | 0 | 0 | 3940 | no |  | 0 | 19700 | no | 15641.4488 | 0 | no | no | 0 | 0 | 0 | 0 | 0 |  | 0 | 0 | 0 | 0 | 0 | 15641.4488 | 16750.7205 | 19301.5478 | 0 | no | Surplus | yes |  | 0 | 0 | 0 | 2265.7741 | 0 | no | 0 | 0 | 0 | 2265.7741 | 0 |  |  | 0 | 0 | 0 | 0 | 0 |  | 0 | 0 | 0 | 0 | 0
| 15911.7185 | 0 | yes | Deficit |  |  | 0 | 0 | 0 | 0 | 0 |  | 0 | 0 | 0 | 0 | 3940 | no |  | 0 | 19700 | no | 15911.7185 | 0 | no | no | 0 | 0 | 0 | 0 | 0 |  | 0 | 0 | 0 | 0 | 0 | 15911.7185 | 17912.9418 | 19635.0607 | 0 | no | Surplus | yes |  | 0 | 0 | 0 | 1388.606 | 0 | no | 0 | 0 | 0 | 1388.606 | 0 |  |  | 0 | 0 | 0 | 0 | 0 |  | 0 | 0 | 0 | 0 | 0
| 15343.6541 | 0 | no | Surplus | yes |  | 0 | 0 | 0 | 568.0645 | 0 | no | 0 | 0 | 0 | 568.0645 | 3940 | no | 15343.6541 | 0 | 19700 |  |  | 0 |  |  | 0 | 0 | 0 | 0 | 0 |  | 0 | 0 | 0 | 0 | 0 | 15343.6541 | 16445.0923 | 18934.0691 | 0 | no | Surplus | yes |  | 0 | 0 | 0 | 3189.9684 | 0 | no | 0 | 0 | 0 | 3189.9684 | 0 |  |  | 0 | 0 | 0 | 0 | 0 |  | 0 | 0 | 0 | 0 | 0
| 15939.4827 | 0 | yes | Deficit |  |  | 0 | 0 | 0 | 0 | 0 |  | 0 | 0 | 0 | 0 | 3940 | no |  | 0 | 19700 | no | 15939.4827 | 0 | no | no | 0 | 0 | 0 | 0 | 0 |  | 0 | 0 | 0 | 0 | 0 | 15939.4827 | 16288.4118 | 19669.3217 | 0 | no | Surplus | yes |  | 0 | 0 | 0 | 2645.6573 | 0 | no | 0 | 0 | 0 | 2645.6573 | 0 |  |  | 0 | 0 | 0 | 0 | 0 |  | 0 | 0 | 0 | 0 | 0
| 15011.7821 | 0 | no | Surplus | yes |  | 0 | 0 | 0 | 927.7006 | 0 | no | 0 | 0 | 0 | 927.7006 | 3940 | no | 15011.7821 | 0 | 19700 |  |  | 0 |  |  | 0 | 0 | 0 | 0 | 0 |  | 0 | 0 | 0 | 0 | 0 | 15011.7821 | 16536.6133 | 18524.5391 | 0 | no | Surplus | yes |  | 0 | 0 | 0 | 3132.7084 | 0 | no | 0 | 0 | 0 | 3132.7084 | 0 |  |  | 0 | 0 | 0 | 0 | 0 |  | 0 | 0 | 0 | 0 | 0
| 15592.9769 | 0 | yes | Deficit |  |  | 0 | 0 | 0 | 0 | 0 |  | 0 | 0 | 0 | 0 | 3940 | no |  | 0 | 19700 | no | 15592.9769 | 0 | no | no | 0 | 0 | 0 | 0 | 0 |  | 0 | 0 | 0 | 0 | 0 | 15592.9769 | 16927.786 | 19241.7335 | 0 | no | Surplus | yes |  | 0 | 0 | 0 | 1596.7531 | 0 | no | 0 | 0 | 0 | 1596.7531 | 0 |  |  | 0 | 0 | 0 | 0 | 0 |  | 0 | 0 | 0 | 0 | 0
| 15450.5191 | 0 | no | Surplus | yes |  | 0 | 0 | 0 | 142.4578 | 0 | no | 0 | 0 | 0 | 142.4578 | 3940 | no | 15450.5191 | 0 | 19700 |  |  | 0 |  |  | 0 | 0 | 0 | 0 | 0 |  | 0 | 0 | 0 | 0 | 0 | 15450.5191 | 17737.5793 | 19065.9406 | 0 | no | Surplus | yes |  | 0 | 0 | 0 | 1504.1542 | 0 | no | 0 | 0 | 0 | 1504.1542 | 0 |  |  | 0 | 0 | 0 | 0 | 0 |  | 0 | 0 | 0 | 0 | 0
| 14604.7702 | 0 | no | Surplus | yes |  | 0 | 0 | 0 | 845.749 | 0 | no | 0 | 0 | 0 | 845.749 | 3940 | no | 14604.7702 | 0 | 19700 |  |  | 0 |  |  | 0 | 0 | 0 | 0 | 0 |  | 0 | 0 | 0 | 0 | 0 | 14604.7702 | 16883.2626 | 18022.2864 | 0 | no | Surplus | yes |  | 0 | 0 | 0 | 2182.678 | 0 | no | 0 | 0 | 0 | 2182.678 | 0 |  |  | 0 | 0 | 0 | 0 | 0 |  | 0 | 0 | 0 | 0 | 0
| 15273.1947 | 0 | yes | Deficit |  |  | 0 | 0 | 0 | 0 | 0 |  | 0 | 0 | 0 | 0 | 3940 | no |  | 0 | 19700 | no | 15273.1947 | 0 | no | no | 0 | 0 | 0 | 0 | 0 |  | 0 | 0 | 0 | 0 | 0 | 15273.1947 | 18017.9088 | 18847.1223 | 0 | no | Surplus | yes |  | 0 | 0 | 0 | 4.3776 | 0 | no | 0 | 0 | 0 | 4.3776 | 0 |  |  | 0 | 0 | 0 | 0 | 0 |  | 0 | 0 | 0 | 0 | 0
| 15558.3183 | 0 | yes | Deficit |  |  | 0 | 0 | 0 | 0 | 0 |  | 0 | 0 | 0 | 0 | 3940 | no |  | 0 | 19700 | no | 15558.3183 | 0 | no | no | 0 | 0 | 0 | 0 | 0 |  | 0 | 0 | 0 | 0 | 0 | 15558.3183 | 19829.5234 | 19198.9648 | 0 | yes | Deficit |  |  | 0 | 0 | 0 | 0 | 0 |  | 0 | 0 | 0 | 0 | 982.4011 | yes |  | 0 | 0 | 0 | 982.4011 | 0 | no | 0 | 0 | 0 | 982.4011 | 0
| 15009.8781 | 0 | no | Surplus | yes |  | 0 | 0 | 0 | 548.4401 | 0 | no | 0 | 0 | 0 | 548.4401 | 3940 | no | 15009.8781 | 0 | 19700 |  |  | 0 |  |  | 0 | 0 | 0 | 0 | 0 |  | 0 | 0 | 0 | 0 | 0 | 15009.8781 | 22709.0246 | 18522.1896 | 0 | yes | Deficit |  |  | 0 | 0 | 0 | 0 | 0 |  | 0 | 0 | 0 | 0 | 3510.0598 | yes |  | 0 | 0 | 0 | 3510.0598 | 0 | no | 0 | 0 | 0 | 3510.0598 | 0
| 15438.156 | 0 | yes | Deficit |  |  | 0 | 0 | 0 | 0 | 0 |  | 0 | 0 | 0 | 0 | 3940 | no |  | 0 | 19700 | no | 15438.156 | 0 | no | no | 0 | 0 | 0 | 0 | 0 |  | 0 | 0 | 0 | 0 | 0 | 15438.156 | 21120.715 | 19050.6845 | 0 | yes | Deficit |  |  | 0 | 0 | 0 | 0 | 0 |  | 0 | 0 | 0 | 0 | 2598.5253 | yes |  | 0 | 0 | 0 | 2598.5253 | 0 | no | 0 | 0 | 0 | 2598.5253 | 0
| 15345.5207 | 0 | no | Surplus | yes |  | 0 | 0 | 0 | 92.6353 | 0 | no | 0 | 0 | 0 | 92.6353 | 3940 | no | 15345.5207 | 0 | 19700 |  |  | 0 |  |  | 0 | 0 | 0 | 0 | 0 |  | 0 | 0 | 0 | 0 | 0 | 15345.5207 | 22114.0321 | 18936.3725 | 0 | yes | Deficit |  |  | 0 | 0 | 0 | 0 | 0 |  | 0 | 0 | 0 | 0 | 3063.3476 | yes |  | 0 | 0 | 0 | 3063.3476 | 0 | no | 0 | 0 | 0 | 3063.3476 | 0
| 15500.2771 | 0 | yes | Deficit |  |  | 0 | 0 | 0 | 0 | 0 |  | 0 | 0 | 0 | 0 | 3940 | no |  | 0 | 19700 | no | 15500.2771 | 0 | no | no | 0 | 0 | 0 | 0 | 0 |  | 0 | 0 | 0 | 0 | 0 | 15500.2771 | 21286.2006 | 19127.342 | 0 | yes | Deficit |  |  | 0 | 0 | 0 | 0 | 0 |  | 0 | 0 | 0 | 0 | 2349.8281 | yes |  | 0 | 0 | 0 | 2349.8281 | 0 | no | 0 | 0 | 0 | 2349.8281 | 0
| 15389.9655 | 0 | no | Surplus | yes |  | 0 | 0 | 0 | 110.3116 | 0 | no | 0 | 0 | 0 | 110.3116 | 3940 | no | 15389.9655 | 0 | 19700 |  |  | 0 |  |  | 0 | 0 | 0 | 0 | 0 |  | 0 | 0 | 0 | 0 | 0 | 15389.9655 | 23597.4346 | 18991.2174 | 0 | yes | Deficit |  |  | 0 | 0 | 0 | 0 | 0 |  | 0 | 0 | 0 | 0 | 4470.0926 | yes |  | 0 | 0 | 0 | 4470.0926 | 0 | no | 0 | 0 | 0 | 4470.0926 | 0
| 14907.476 | 0 | no | Surplus | yes |  | 0 | 0 | 0 | 482.4895 | 0 | no | 0 | 0 | 0 | 482.4895 | 3940 | no | 14907.476 | 0 | 19700 |  |  | 0 |  |  | 0 | 0 | 0 | 0 | 0 |  | 0 | 0 | 0 | 0 | 0 | 14907.476 | 23795.9333 | 18395.8254 | 0 | yes | Deficit |  |  | 0 | 0 | 0 | 0 | 0 |  | 0 | 0 | 0 | 0 | 4804.7159 | yes |  | 0 | 0 | 0 | 4804.7159 | 0 | no | 0 | 0 | 0 | 4804.7159 | 0
| 15244.04 | 0 | yes | Deficit |  |  | 0 | 0 | 0 | 0 | 0 |  | 0 | 0 | 0 | 0 | 3940 | no |  | 0 | 19700 | no | 15244.04 | 0 | no | no | 0 | 0 | 0 | 0 | 0 |  | 0 | 0 | 0 | 0 | 0 | 15244.04 | 23898.569 | 18811.1453 | 0 | yes | Deficit |  |  | 0 | 0 | 0 | 0 | 0 |  | 0 | 0 | 0 | 0 | 5502.7436 | yes |  | 0 | 0 | 0 | 5502.7436 | 0 | no | 0 | 0 | 0 | 5502.7436 | 0
| 14794.2843 | 0 | no | Surplus | yes |  | 0 | 0 | 0 | 449.7557 | 0 | no | 0 | 0 | 0 | 449.7557 | 3940 | no | 14794.2843 | 0 | 19700 |  |  | 0 |  |  | 0 | 0 | 0 | 0 | 0 |  | 0 | 0 | 0 | 0 | 0 | 14794.2843 | 21092.0693 | 18256.1468 | 0 | yes | Deficit |  |  | 0 | 0 | 0 | 0 | 0 |  | 0 | 0 | 0 | 0 | 2280.9239 | yes |  | 0 | 0 | 0 | 2280.9239 | 0 | no | 0 | 0 | 0 | 2280.9239 | 0
| 14072.1492 | 0 | no | Surplus | yes |  | 0 | 0 | 0 | 722.1351 | 0 | no | 0 | 0 | 0 | 722.1351 | 3940 | no | 14072.1492 | 0 | 19700 |  |  | 0 |  |  | 0 | 0 | 0 | 0 | 0 |  | 0 | 0 | 0 | 0 | 0 | 14072.1492 | 21067.1546 | 17365.0321 | 0 | yes | Deficit |  |  | 0 | 0 | 0 | 0 | 0 |  | 0 | 0 | 0 | 0 | 2811.0078 | yes |  | 0 | 0 | 0 | 2811.0078 | 0 | no | 0 | 0 | 0 | 2811.0078 | 0
| 14548.0238 | 0 | yes | Deficit |  |  | 0 | 0 | 0 | 0 | 0 |  | 0 | 0 | 0 | 0 | 3940 | no |  | 0 | 19700 | no | 14548.0238 | 0 | no | no | 0 | 0 | 0 | 0 | 0 |  | 0 | 0 | 0 | 0 | 0 | 14548.0238 | 21657.5139 | 17952.2614 | 0 | yes | Deficit |  |  | 0 | 0 | 0 | 0 | 0 |  | 0 | 0 | 0 | 0 | 4292.4818 | yes |  | 0 | 0 | 0 | 4292.4818 | 0 | no | 0 | 0 | 0 | 4292.4818 | 0
| 15588.036 | 0 | yes | Deficit |  |  | 0 | 0 | 0 | 0 | 0 |  | 0 | 0 | 0 | 0 | 3940 | no |  | 0 | 19700 | no | 15588.036 | 0 | no | no | 0 | 0 | 0 | 0 | 0 |  | 0 | 0 | 0 | 0 | 0 | 15588.036 | 19510.1509 | 19235.6364 | 0 | yes | Deficit |  |  | 0 | 0 | 0 | 0 | 0 |  | 0 | 0 | 0 | 0 | 1557.8895 | yes |  | 0 | 0 | 0 | 1557.8895 | 0 | no | 0 | 0 | 0 | 1557.8895 | 0
| 17959.9365 | 0 | yes | Deficit |  |  | 0 | 0 | 0 | 0 | 0 |  | 0 | 0 | 0 | 0 | 3940 | no |  | 0 | 19700 | no | 17959.9365 | 0 | no | no | 0 | 0 | 0 | 0 | 0 |  | 0 | 0 | 0 | 0 | 0 | 17959.9365 | 23306.4623 | 22162.5616 | 0 | yes | Deficit |  |  | 0 | 0 | 0 | 0 | 0 |  | 0 | 0 | 0 | 0 | 4070.8259 | yes |  | 0 | 0 | 0 | 4070.8259 | 0 | no | 0 | 0 | 0 | 4070.8259 | 0
| 19211.9315 | 0 | yes | Deficit |  |  | 0 | 0 | 0 | 0 | 0 |  | 0 | 0 | 0 | 0 | 3940 | no |  | 0 | 19700 | no | 19211.9315 | 0 | no | no | 0 | 0 | 0 | 0 | 0 |  | 0 | 0 | 0 | 0 | 0 | 19211.9315 | 20891.7115 | 23707.5234 | 0 | no | Surplus | yes |  | 0 | 0 | 0 | 1270.8501 | 0 | no | 0 | 0 | 0 | 1270.8501 | 0 |  |  | 0 | 0 | 0 | 0 | 0 |  | 0 | 0 | 0 | 0 | 0
| 17588.7779 | 0 | no | Surplus | yes |  | 0 | 0 | 0 | 1623.1535 | 0 | no | 0 | 0 | 0 | 1623.1535 | 3940 | no | 17588.7779 | 0 | 19700 |  |  | 0 |  |  | 0 | 0 | 0 | 0 | 0 |  | 0 | 0 | 0 | 0 | 0 | 17588.7779 | 20314.3071 | 21704.552 | 0 | no | Surplus | yes |  | 0 | 0 | 0 | 3393.2164 | 0 | no | 0 | 0 | 0 | 3393.2164 | 0 |  |  | 0 | 0 | 0 | 0 | 0 |  | 0 | 0 | 0 | 0 | 0
| 15409.2322 | 0 | no | Surplus | yes |  | 0 | 0 | 0 | 2179.5457 | 0 | no | 0 | 0 | 0 | 2179.5457 | 3940 | no | 15409.2322 | 0 | 19700 |  |  | 0 |  |  | 0 | 0 | 0 | 0 | 0 |  | 0 | 0 | 0 | 0 | 0 | 15409.2322 | 21909.271 | 19014.9925 | 0 | yes | Deficit |  |  | 0 | 0 | 0 | 0 | 0 |  | 0 | 0 | 0 | 0 | 204.719 | yes |  | 0 | 0 | 0 | 204.719 | 0 | no | 0 | 0 | 0 | 204.719 | 0
| 16250.2653 | 0 | yes | Deficit |  |  | 0 | 0 | 0 | 0 | 0 |  | 0 | 0 | 0 | 0 | 3940 | no |  | 0 | 19700 | no | 16250.2653 | 0 | no | no | 0 | 0 | 0 | 0 | 0 |  | 0 | 0 | 0 | 0 | 0 | 16250.2653 | 21688.8129 | 20052.8274 | 0 | yes | Deficit |  |  | 0 | 0 | 0 | 0 | 0 |  | 0 | 0 | 0 | 0 | 2673.8204 | yes |  | 0 | 0 | 0 | 2673.8204 | 0 | no | 0 | 0 | 0 | 2673.8204 | 0
| 15110.3505 | 0 | no | Surplus | yes |  | 0 | 0 | 0 | 1139.9148 | 0 | no | 0 | 0 | 0 | 1139.9148 | 3940 | no | 15110.3505 | 0 | 19700 |  |  | 0 |  |  | 0 | 0 | 0 | 0 | 0 |  | 0 | 0 | 0 | 0 | 0 | 15110.3505 | 19142.662 | 18646.1725 | 0 | no | Surplus | yes |  | 0 | 0 | 0 | 910.1654 | 0 | no | 0 | 0 | 0 | 910.1654 | 0 |  |  | 0 | 0 | 0 | 0 | 0 |  | 0 | 0 | 0 | 0 | 0
| 15648.468 | 0 | yes | Deficit |  |  | 0 | 0 | 0 | 0 | 0 |  | 0 | 0 | 0 | 0 | 3940 | no |  | 0 | 19700 | no | 15648.468 | 0 | no | no | 0 | 0 | 0 | 0 | 0 |  | 0 | 0 | 0 | 0 | 0 | 15648.468 | 18717.2449 | 19310.2095 | 0 | yes | Deficit |  |  | 0 | 0 | 0 | 0 | 0 |  | 0 | 0 | 0 | 0 | 71.0724 | yes |  | 0 | 0 | 0 | 71.0724 | 0 | no | 0 | 0 | 0 | 71.0724 | 0
| 15182.1946 | 0 | no | Surplus | yes |  | 0 | 0 | 0 | 466.2734 | 0 | no | 0 | 0 | 0 | 466.2734 | 3940 | no | 15182.1946 | 0 | 19700 |  |  | 0 |  |  | 0 | 0 | 0 | 0 | 0 |  | 0 | 0 | 0 | 0 | 0 | 15182.1946 | 21267.7676 | 18734.8281 | 0 | yes | Deficit |  |  | 0 | 0 | 0 | 0 | 0 |  | 0 | 0 | 0 | 0 | 1957.5581 | yes |  | 0 | 0 | 0 | 1957.5581 | 0 | no | 0 | 0 | 0 | 1957.5581 | 0
| 15132.1127 | 0 | no | Surplus | yes |  | 0 | 0 | 0 | 50.0818 | 0 | no | 0 | 0 | 0 | 50.0818 | 3940 | no | 15132.1127 | 0 | 19700 |  |  | 0 |  |  | 0 | 0 | 0 | 0 | 0 |  | 0 | 0 | 0 | 0 | 0 | 15132.1127 | 19259.6044 | 18673.0271 | 0 | yes | Deficit |  |  | 0 | 0 | 0 | 0 | 0 |  | 0 | 0 | 0 | 0 | 524.7763 | yes |  | 0 | 0 | 0 | 524.7763 | 0 | no | 0 | 0 | 0 | 524.7763 | 0
| 15376.0537 | 0 | yes | Deficit |  |  | 0 | 0 | 0 | 0 | 0 |  | 0 | 0 | 0 | 0 | 3940 | no |  | 0 | 19700 | no | 15376.0537 | 0 | no | no | 0 | 0 | 0 | 0 | 0 |  | 0 | 0 | 0 | 0 | 0 | 15376.0537 | 18851.1499 | 18974.0502 | 0 | yes | Deficit |  |  | 0 | 0 | 0 | 0 | 0 |  | 0 | 0 | 0 | 0 | 178.1228 | yes |  | 0 | 0 | 0 | 178.1228 | 0 | no | 0 | 0 | 0 | 178.1228 | 0
| 15904.2434 | 0 | yes | Deficit |  |  | 0 | 0 | 0 | 0 | 0 |  | 0 | 0 | 0 | 0 | 3940 | no |  | 0 | 19700 | no | 15904.2434 | 0 | no | no | 0 | 0 | 0 | 0 | 0 |  | 0 | 0 | 0 | 0 | 0 | 15904.2434 | 20226.0915 | 19625.8364 | 0 | yes | Deficit |  |  | 0 | 0 | 0 | 0 | 0 |  | 0 | 0 | 0 | 0 | 1252.0412 | yes |  | 0 | 0 | 0 | 1252.0412 | 0 | no | 0 | 0 | 0 | 1252.0412 | 0
| 16130.2783 | 0 | yes | Deficit |  |  | 0 | 0 | 0 | 0 | 0 |  | 0 | 0 | 0 | 0 | 3940 | no |  | 0 | 19700 | no | 16130.2783 | 0 | no | no | 0 | 0 | 0 | 0 | 0 |  | 0 | 0 | 0 | 0 | 0 | 16130.2783 | 21237.1983 | 19904.7634 | 0 | yes | Deficit |  |  | 0 | 0 | 0 | 0 | 0 |  | 0 | 0 | 0 | 0 | 1611.3619 | yes |  | 0 | 0 | 0 | 1611.3619 | 0 | no | 0 | 0 | 0 | 1611.3619 | 0
| 16217.4504 | 0 | yes | Deficit |  |  | 0 | 0 | 0 | 0 | 0 |  | 0 | 0 | 0 | 0 | 3940 | no |  | 0 | 19700 | no | 16217.4504 | 0 | no | no | 0 | 0 | 0 | 0 | 0 |  | 0 | 0 | 0 | 0 | 0 | 16217.4504 | 22348.3848 | 20012.3338 | 0 | yes | Deficit |  |  | 0 | 0 | 0 | 0 | 0 |  | 0 | 0 | 0 | 0 | 2443.6214 | yes |  | 0 | 0 | 0 | 2443.6214 | 0 | no | 0 | 0 | 0 | 2443.6214 | 0
| 15730.5445 | 0 | no | Surplus | yes |  | 0 | 0 | 0 | 486.9059 | 0 | no | 0 | 0 | 0 | 486.9059 | 3940 | no | 15730.5445 | 0 | 19700 |  |  | 0 |  |  | 0 | 0 | 0 | 0 | 0 |  | 0 | 0 | 0 | 0 | 0 | 15730.5445 | 23498.178 | 19411.4919 | 0 | yes | Deficit |  |  | 0 | 0 | 0 | 0 | 0 |  | 0 | 0 | 0 | 0 | 3485.8442 | yes |  | 0 | 0 | 0 | 3485.8442 | 0 | no | 0 | 0 | 0 | 3485.8442 | 0
| 14345.9286 | 0 | no | Surplus | yes |  | 0 | 0 | 0 | 1384.6159 | 0 | no | 0 | 0 | 0 | 1384.6159 | 3940 | no | 14345.9286 | 0 | 19700 |  |  | 0 |  |  | 0 | 0 | 0 | 0 | 0 |  | 0 | 0 | 0 | 0 | 0 | 14345.9286 | 21046.1549 | 17702.8759 | 0 | yes | Deficit |  |  | 0 | 0 | 0 | 0 | 0 |  | 0 | 0 | 0 | 0 | 1634.663 | yes |  | 0 | 0 | 0 | 1634.663 | 0 | no | 0 | 0 | 0 | 1634.663 | 0
| 13860.7262 | 0 | no | Surplus | yes |  | 0 | 0 | 0 | 485.2025 | 0 | no | 0 | 0 | 0 | 485.2025 | 3940 | no | 13860.7262 | 0 | 19700 |  |  | 0 |  |  | 0 | 0 | 0 | 0 | 0 |  | 0 | 0 | 0 | 0 | 0 | 13860.7262 | 20279.4413 | 17104.1361 | 0 | yes | Deficit |  |  | 0 | 0 | 0 | 0 | 0 |  | 0 | 0 | 0 | 0 | 2576.5654 | yes |  | 0 | 0 | 0 | 2576.5654 | 0 | no | 0 | 0 | 0 | 2576.5654 | 0
| 12004.206 | 0 | no | Surplus | yes |  | 0 | 0 | 0 | 1856.5202 | 0 | no | 0 | 0 | 0 | 1856.5202 | 3940 | no | 12004.206 | 0 | 19700 |  |  | 0 |  |  | 0 | 0 | 0 | 0 | 0 |  | 0 | 0 | 0 | 0 | 0 | 12004.206 | 21662.7786 | 14813.1902 | 0 | yes | Deficit |  |  | 0 | 0 | 0 | 0 | 0 |  | 0 | 0 | 0 | 0 | 4558.6425 | yes |  | 0 | 0 | 0 | 4558.6425 | 0 | no | 0 | 0 | 0 | 4558.6425 | 0
| 13816.1648 | 0 | yes | Deficit |  |  | 0 | 0 | 0 | 0 | 0 |  | 0 | 0 | 0 | 0 | 3940 | no |  | 0 | 19700 | no | 13816.1648 | 0 | no | no | 0 | 0 | 0 | 0 | 0 |  | 0 | 0 | 0 | 0 | 0 | 13816.1648 | 21622.0981 | 17049.1474 | 0 | yes | Deficit |  |  | 0 | 0 | 0 | 0 | 0 |  | 0 | 0 | 0 | 0 | 6808.908 | yes |  | 0 | 0 | 0 | 6808.908 | 0 | no | 0 | 0 | 0 | 6808.908 | 0
| 12803.1247 | 0 | no | Surplus | yes |  | 0 | 0 | 0 | 1013.0401 | 0 | no | 0 | 0 | 0 | 1013.0401 | 3940 | no | 12803.1247 | 0 | 19700 |  |  | 0 |  |  | 0 | 0 | 0 | 0 | 0 |  | 0 | 0 | 0 | 0 | 0 | 12803.1247 | 20113.5502 | 15799.0559 | 0 | yes | Deficit |  |  | 0 | 0 | 0 | 0 | 0 |  | 0 | 0 | 0 | 0 | 3064.4028 | yes |  | 0 | 0 | 0 | 3064.4028 | 0 | no | 0 | 0 | 0 | 3064.4028 | 0
| 14683.2619 | 0 | yes | Deficit |  |  | 0 | 0 | 0 | 0 | 0 |  | 0 | 0 | 0 | 0 | 3940 | no |  | 0 | 19700 | no | 14683.2619 | 0 | no | no | 0 | 0 | 0 | 0 | 0 |  | 0 | 0 | 0 | 0 | 0 | 14683.2619 | 19872.1015 | 18119.1452 | 0 | yes | Deficit |  |  | 0 | 0 | 0 | 0 | 0 |  | 0 | 0 | 0 | 0 | 4073.0456 | yes |  | 0 | 0 | 0 | 4073.0456 | 0 | no | 0 | 0 | 0 | 4073.0456 | 0
| 15183.6431 | 0 | yes | Deficit |  |  | 0 | 0 | 0 | 0 | 0 |  | 0 | 0 | 0 | 0 | 3940 | no |  | 0 | 19700 | no | 15183.6431 | 0 | no | no | 0 | 0 | 0 | 0 | 0 |  | 0 | 0 | 0 | 0 | 0 | 15183.6431 | 20398.8845 | 18736.6156 | 0 | yes | Deficit |  |  | 0 | 0 | 0 | 0 | 0 |  | 0 | 0 | 0 | 0 | 2279.7393 | yes |  | 0 | 0 | 0 | 2279.7393 | 0 | no | 0 | 0 | 0 | 2279.7393 | 0
| 13802.9342 | 0 | no | Surplus | yes |  | 0 | 0 | 0 | 1380.7089 | 0 | no | 0 | 0 | 0 | 1380.7089 | 3940 | no | 13802.9342 | 0 | 19700 |  |  | 0 |  |  | 0 | 0 | 0 | 0 | 0 |  | 0 | 0 | 0 | 0 | 0 | 13802.9342 | 22315.09 | 17032.8208 | 0 | yes | Deficit |  |  | 0 | 0 | 0 | 0 | 0 |  | 0 | 0 | 0 | 0 | 3578.4744 | yes |  | 0 | 0 | 0 | 3578.4744 | 0 | no | 0 | 0 | 0 | 3578.4744 | 0