## Sheet1
|  | Calculated profiles | [9 empty] | Demand profiles |  |  |  |  | Supply profiles
Battery characteristics |  | Total Demand (kW) | Net Renewable supply (kW) | TOU net supply (kW) | Renewable surplus (kW) | Charge rate (kW) | Discharge rate (kW) | Stored energy (kWh) | Charge % | Deficit (kW) | Net supply (kW) | Domestic Electrical (kW) | Domestic Hot Water (kW) | Total_Commercial_Demand (kW) | Domestic Heating Summer Off (kW) | EV_demand_profiles (kW) | SP:Hydro_Supply_JS (kW) | SP:PV_Total_profile_for_town (kW) | SP:TOU_direct_7500 (kW) | Total Demand | Net Renewable supply (kW) | Discharge rate (kW) | TOU net supply (kW)
Capacity (KWh) | 10000 | 484.026 | 0 | 0 | 0 | 0 | 484.026 | 10000 | 100% | 0 | 484.026 | 320.362 | 38.191 | 125.473 | 0 | 0 | 0 | 0 | 0 | 484.026 | 0 | 484.026 | 0
Max charge rate (kW) | 2500 | 568.603 | 248.48 | 320.123 | 0 | 484.026 | 0 | 9515.974 | 95.16% | 0 | 568.603 | 272.783 | 20.234 | 256.25 | 0 | 19.337 | 248.48 | 0 | 7500 | 568.603 | 248.48 | 0 | 320.123
Max discharge cap (kW) | 2500 | 518.719 | 248.48 | 270.239 | 0 | 0 | 0 | 10000 | 100% | 0 | 518.719 | 174.928 | 16.27 | 279.066 | 0 | 48.456 | 248.48 | 0 | 7500 | 518.719 | 248.48 | 0 | 270.239
Efficiency | 90% | 641.303 | 248.48 | 392.823 | 0 | 0 | 0 | 10000 | 100% | 0 | 641.303 | 190.722 | 17.543 | 339.395 | 0 | 93.644 | 248.48 | 0 | 7500 | 641.303 | 248.48 | 0 | 392.823
|  | 569.429 | 248.48 | 0 | 0 | 0 | 320.949 | 10000 | 100% | 0 | 569.429 | 150.789 | 64.167 | 297.518 | 0 | 56.955 | 248.48 | 0 | 0 | 569.429 | 248.48 | 320.949 | 0
Total energy stored (GWh) | 3.5609 | 679.932 | 248.48 | 0 | 0 | 0 | 431.452 | 9679.051 | 96.79% | 0 | 679.932 | 180.997 | 127.401 | 301.401 | 0 | 70.133 | 248.48 | 0 | 0 | 679.932 | 248.48 | 431.452 | 0
Storage losses (GWh) | 0.35609 | 956.352 | 248.48 | 0 | 0 | 0 | 707.872 | 9247.599 | 92.48% | 0 | 956.352 | 174.538 | 110.631 | 372.891 | 189.417 | 108.874 | 248.48 | 0 | 0 | 956.352 | 248.48 | 707.872 | 0
Total defecit (GWh) | 0.0087115 | 1707.929 | 248.48 | 0 | 0 | 0 | 1459.449 | 8539.727 | 85.4% | 0 | 1707.929 | 276.645 | 90.34 | 504.21 | 609.239 | 227.495 | 248.48 | 0 | 0 | 1707.929 | 248.48 | 1459.449 | 0
|  | 1706.661 | 248.48 | 0 | 0 | 0 | 1458.181 | 7080.278 | 70.8% | 0 | 1706.661 | 388.757 | 70.554 | 345.371 | 649.909 | 252.07 | 248.48 | 0 | 0 | 1706.661 | 248.48 | 1458.181 | 0
|  | 1597.074 | 248.48 | 0 | 0 | 0 | 1348.594 | 5622.097 | 56.22% | 0 | 1597.074 | 448.694 | 94.759 | 208.81 | 226.263 | 618.547 | 248.48 | 0 | 0 | 1597.074 | 248.48 | 1348.594 | 0
|  | 1574.471 | 248.48 | 1325.991 | 0 | 2500 | 0 | 4273.503 | 42.74% | 0 | 1574.471 | 567.146 | 74.477 | 188.972 | 115.799 | 628.077 | 248.48 | 0 | 7500 | 1574.471 | 248.48 | 0 | 1325.991
|  | 1681.395 | 248.75 | 1432.645 | 0 | 2500 | 0 | 6773.503 | 67.74% | 0 | 1681.395 | 662.975 | 58.012 | 261.526 | 407.542 | 291.339 | 248.48 | 0.27 | 7500 | 1681.395 | 248.75 | 0 | 1432.645
|  | 1552.094 | 251.018 | 1301.076 | 0 | 726.497 | 0 | 9273.503 | 92.74% | 0 | 1552.094 | 759.053 | 37.127 | 207.362 | 441.691 | 106.86 | 248.48 | 2.538 | 7500 | 1552.094 | 251.018 | 0 | 1301.076
|  | 1087.488 | 250.868 | 836.62 | 0 | 0 | 0 | 10000 | 100% | 0 | 1087.488 | 688.237 | 20.394 | 211.555 | 166.579 | 0.724 | 248.48 | 2.388 | 7500 | 1087.488 | 250.868 | 0 | 836.62
|  | 1124.623 | 250.357 | 874.266 | 0 | 0 | 0 | 10000 | 100% | 0 | 1124.623 | 559.561 | 16.726 | 432.59 | 115.745 | 0 | 248.48 | 1.877 | 7500 | 1124.623 | 250.357 | 0 | 874.266
|  | 1183.778 | 249.11 | 934.668 | 0 | 0 | 0 | 10000 | 100% | 0 | 1183.778 | 556.797 | 20.286 | 273.953 | 332.742 | 0 | 248.48 | 0.63 | 7500 | 1183.778 | 249.11 | 0 | 934.668
|  | 1277.08 | 248.482 | 0 | 0 | 0 | 1028.598 | 10000 | 100% | 0 | 1277.08 | 615.321 | 60.543 | 227.217 | 373.998 | 0 | 248.48 | 0.002 | 0 | 1277.08 | 248.482 | 1028.598 | 0
|  | 1211.031 | 248.48 | 0 | 0 | 0 | 962.551 | 8971.402 | 89.71% | 0 | 1211.031 | 694.218 | 116.802 | 261.226 | 138.786 | 0 | 248.48 | 0 | 0 | 1211.031 | 248.48 | 962.551 | 0
|  | 1384.765 | 248.48 | 0 | 0 | 0 | 1136.285 | 8008.851 | 80.09% | 0 | 1384.765 | 863.03 | 108.289 | 301.523 | 101.198 | 10.725 | 248.48 | 0 | 0 | 1384.765 | 248.48 | 1136.285 | 0
|  | 1495.833 | 248.48 | 0 | 0 | 0 | 1247.353 | 6872.566 | 68.73% | 0 | 1495.833 | 812.795 | 84.979 | 286.874 | 289.735 | 21.45 | 248.48 | 0 | 0 | 1495.833 | 248.48 | 1247.353 | 0
|  | 1458.763 | 248.48 | 0 | 0 | 0 | 1210.283 | 5625.213 | 56.25% | 0 | 1458.763 | 778.458 | 71.598 | 292.913 | 294.345 | 21.45 | 248.48 | 0 | 0 | 1458.763 | 248.48 | 1210.283 | 0
|  | 1087.834 | 248.48 | 839.354 | 0 | 2500 | 0 | 4414.93 | 44.15% | 0 | 1087.834 | 688.634 | 94.652 | 194.196 | 88.902 | 21.45 | 248.48 | 0 | 7500 | 1087.834 | 248.48 | 0 | 839.354
|  | 1045.192 | 248.48 | 0 | 0 | 0 | 796.712 | 6914.93 | 69.15% | 0 | 1045.192 | 619.82 | 73.216 | 321.418 | 9.287 | 21.45 | 248.48 | 0 | 0 | 1045.192 | 248.48 | 796.712 | 0
|  | 854.886 | 248.48 | 606.406 | 0 | 2500 | 0 | 6118.218 | 61.18% | 0 | 854.886 | 450.768 | 57.731 | 324.938 | 0 | 21.45 | 248.48 | 0 | 7500 | 854.886 | 248.48 | 0 | 606.406
|  | 647.882 | 248.48 | 399.402 | 0 | 1381.782 | 0 | 8618.218 | 86.18% | 0 | 647.882 | 322.5 | 27.379 | 266.795 | 0 | 31.208 | 248.48 | 0 | 7500 | 647.882 | 248.48 | 0 | 399.402
|  | 592.082 | 248.48 | 343.602 | 0 | 0 | 0 | 10000 | 100% | 0 | 592.082 | 258.752 | 17.759 | 287.595 | 0 | 27.976 | 248.48 | 0 | 7500 | 592.082 | 248.48 | 0 | 343.602
|  | 539.183 | 248.48 | 290.703 | 0 | 0 | 0 | 10000 | 100% | 0 | 539.183 | 202.984 | 18.083 | 254.216 | 0 | 63.9 | 248.48 | 0 | 7500 | 539.183 | 248.48 | 0 | 290.703
|  | 663.601 | 248.48 | 415.121 | 0 | 0 | 0 | 10000 | 100% | 0 | 663.601 | 182.347 | 33.668 | 305.917 | 0 | 141.669 | 248.48 | 0 | 7500 | 663.601 | 248.48 | 0 | 415.121
|  | 709.93 | 248.48 | 0 | 0 | 0 | 461.45 | 10000 | 100% | 0 | 709.93 | 157.977 | 101.534 | 329.368 | 0 | 121.051 | 248.48 | 0 | 0 | 709.93 | 248.48 | 461.45 | 0
|  | 710.238 | 248.48 | 0 | 0 | 0 | 461.758 | 9538.55 | 95.39% | 0 | 710.238 | 171.907 | 103.487 | 260.397 | 0 | 174.447 | 248.48 | 0 | 0 | 710.238 | 248.48 | 461.758 | 0
|  | 1010.978 | 248.48 | 0 | 0 | 0 | 762.498 | 9076.792 | 90.77% | 0 | 1010.978 | 172.054 | 107.193 | 345.927 | 175.601 | 210.203 | 248.48 | 0 | 0 | 1010.978 | 248.48 | 762.498 | 0
|  | 1747.42 | 248.48 | 0 | 0 | 0 | 1498.94 | 8314.294 | 83.14% | 0 | 1747.42 | 227.663 | 83.369 | 611.089 | 550.776 | 274.523 | 248.48 | 0 | 0 | 1747.42 | 248.48 | 1498.94 | 0
|  | 1852.224 | 248.48 | 0 | 0 | 0 | 1603.744 | 6815.354 | 68.15% | 0 | 1852.224 | 416.459 | 75.324 | 474.58 | 365.806 | 520.056 | 248.48 | 0 | 0 | 1852.224 | 248.48 | 1603.744 | 0
|  | 1539.224 | 248.48 | 0 | 0 | 0 | 1290.744 | 5211.61 | 52.12% | 0 | 1539.224 | 490.657 | 91.945 | 332.411 | 0 | 624.212 | 248.48 | 0 | 0 | 1539.224 | 248.48 | 1290.744 | 0
|  | 1445.695 | 0 | 1445.695 | 0 | 2500 | 0 | 3920.866 | 39.21% | 0 | 1445.695 | 553.796 | 67.339 | 386.417 | 0 | 438.143 | 0 | 0 | 7500 | 1445.695 | 0 | 0 | 1445.695
|  | 1637.167 | 0.01 | 1637.157 | 0 | 2500 | 0 | 6420.866 | 64.21% | 0 | 1637.167 | 703.015 | 52.574 | 344.661 | 0 | 536.916 | 0 | 0.01 | 7500 | 1637.167 | 0.01 | 0 | 1637.157
|  | 1370.782 | 0 | 1370.782 | 0 | 1079.134 | 0 | 8920.866 | 89.21% | 0 | 1370.782 | 719.064 | 28.713 | 345.45 | 0 | 277.555 | 0 | 0 | 7500 | 1370.782 | 0 | 0 | 1370.782
|  | 1108.37 | 0.568 | 1107.802 | 0 | 0 | 0 | 10000 | 100% | 0 | 1108.37 | 631.047 | 20.369 | 246.498 | 0 | 210.456 | 0 | 0.568 | 7500 | 1108.37 | 0.568 | 0 | 1107.802
|  | 1119.216 | 0.905 | 1118.311 | 0 | 0 | 0 | 10000 | 100% | 0 | 1119.216 | 554.17 | 16.848 | 407.379 | 0 | 140.819 | 0 | 0.905 | 7500 | 1119.216 | 0.905 | 0 | 1118.311
|  | 1260.926 | 0.486 | 1260.44 | 0 | 0 | 0 | 10000 | 100% | 0 | 1260.926 | 597.982 | 35.295 | 371.489 | 190.832 | 65.328 | 0 | 0.486 | 7500 | 1260.926 | 0.486 | 0 | 1260.44
|  | 1551.341 | 0.002 | 0 | 0 | 0 | 1551.339 | 10000 | 100% | 0 | 1551.341 | 620.894 | 102.501 | 234.251 | 593.695 | 0 | 0 | 0.002 | 0 | 1551.341 | 0.002 | 1551.339 | 0
|  | 1728.938 | 0 | 0 | 0 | 0 | 1728.938 | 8448.661 | 84.49% | 0 | 1728.938 | 719.049 | 107.303 | 284.101 | 618.485 | 0 | 0 | 0 | 0 | 1728.938 | 0 | 1728.938 | 0
|  | 1660.959 | 0 | 0 | 0 | 0 | 1660.959 | 6719.723 | 67.2% | 0 | 1660.959 | 899.546 | 101.501 | 389.806 | 254.506 | 15.6 | 0 | 0 | 0 | 1660.959 | 0 | 1660.959 | 0
|  | 1355.553 | 0 | 0 | 0 | 0 | 1355.553 | 5058.764 | 50.59% | 0 | 1355.553 | 794.856 | 73.222 | 367.418 | 88.857 | 31.2 | 0 | 0 | 0 | 1355.553 | 0 | 1355.553 | 0
|  | 1322.859 | 248.48 | 0 | 0 | 0 | 703.211 | 3703.211 | 37.03% | 371.168 | 951.691 | 693.717 | 75.761 | 231.439 | 290.739 | 31.203 | 248.48 | 0 | 0 | 1322.859 | 248.48 | 703.211 | 0
|  | 1349.414 | 248.48 | 1100.934 | 0 | 2500 | 0 | 3000 | 30% | 0 | 1349.414 | 715.067 | 93.27 | 175.679 | 334.194 | 31.204 | 248.48 | 0 | 7500 | 1349.414 | 248.48 | 0 | 1100.934
|  | 1161.006 | 248.48 | 0 | 0 | 0 | 912.526 | 5500 | 55% | 0 | 1161.006 | 663.117 | 65.893 | 274.756 | 126.04 | 31.201 | 248.48 | 0 | 0 | 1161.006 | 248.48 | 912.526 | 0
|  | 892.509 | 248.48 | 644.029 | 0 | 2500 | 0 | 4587.474 | 45.87% | 0 | 892.509 | 531.646 | 53.361 | 276.302 | 0 | 31.2 | 248.48 | 0 | 7500 | 892.509 | 248.48 | 0 | 644.029
|  | 725.264 | 248.48 | 476.784 | 0 | 2500 | 0 | 7087.474 | 70.87% | 0 | 725.264 | 376.11 | 21.166 | 301.976 | 0 | 26.012 | 248.48 | 0 | 7500 | 725.264 | 248.48 | 0 | 476.784
|  | 577.711 | 248.48 | 329.231 | 0 | 412.526 | 0 | 9587.474 | 95.87% | 0 | 577.711 | 190.928 | 15.593 | 221.837 | 0 | 149.354 | 248.48 | 0 | 7500 | 577.711 | 248.48 | 0 | 329.231
|  | 585.277 | 248.48 | 336.797 | 0 | 0 | 0 | 10000 | 100% | 0 | 585.277 | 177.72 | 18.206 | 251.593 | 0 | 137.758 | 248.48 | 0 | 7500 | 585.277 | 248.48 | 0 | 336.797
|  | 653.585 | 248.48 | 405.105 | 0 | 0 | 0 | 10000 | 100% | 0 | 653.585 | 180.44 | 63.608 | 229.344 | 0 | 180.192 | 248.48 | 0 | 7500 | 653.585 | 248.48 | 0 | 405.105
|  | 662.973 | 248.48 | 0 | 0 | 0 | 414.493 | 10000 | 100% | 0 | 662.973 | 173.913 | 117.07 | 283.16 | 0 | 88.83 | 248.48 | 0 | 0 | 662.973 | 248.48 | 414.493 | 0
|  | 553.968 | 248.48 | 0 | 0 | 0 | 305.488 | 9585.507 | 95.86% | 0 | 553.968 | 179.117 | 109.478 | 263.443 | 0 | 1.931 | 248.48 | 0 | 0 | 553.968 | 248.48 | 305.488 | 0
|  | 987.315 | 248.48 | 0 | 0 | 0 | 738.835 | 9280.019 | 92.8% | 0 | 987.315 | 205.605 | 87.429 | 315.903 | 193.83 | 184.548 | 248.48 | 0 | 0 | 987.315 | 248.48 | 738.835 | 0
|  | 2092.499 | 248.48 | 0 | 0 | 0 | 1844.019 | 8541.184 | 85.41% | 0 | 2092.499 | 418.278 | 70.97 | 614.997 | 576.053 | 412.202 | 248.48 | 0 | 0 | 2092.499 | 248.48 | 1844.019 | 0
|  | 2141.728 | 248.48 | 0 | 0 | 0 | 1893.248 | 6697.165 | 66.97% | 0 | 2141.728 | 509.702 | 92.666 | 489.709 | 589.245 | 460.406 | 248.48 | 0 | 0 | 2141.728 | 248.48 | 1893.248 | 0
|  | 1456.607 | 248.48 | 0 | 0 | 0 | 1208.127 | 4803.917 | 48.04% | 0 | 1456.607 | 421.269 | 74.846 | 369.892 | 213.051 | 377.55 | 248.48 | 0 | 0 | 1456.607 | 248.48 | 1208.127 | 0
|  | 1622.079 | 248.48 | 1373.599 | 0 | 2500 | 0 | 3595.79 | 35.96% | 0 | 1622.079 | 447.232 | 54.192 | 454.192 | 139.787 | 526.676 | 248.48 | 0 | 7500 | 1622.079 | 248.48 | 0 | 1373.599
|  | 1274.089 | 255.689 | 1018.4 | 0 | 2500 | 0 | 6095.79 | 60.96% | 0 | 1274.089 | 372.868 | 37.799 | 278.265 | 360.878 | 224.279 | 248.48 | 7.209 | 7500 | 1274.089 | 255.689 | 0 | 1018.4
|  | 1345.381 | 332.195 | 1013.186 | 0 | 1404.21 | 0 | 8595.79 | 85.96% | 0 | 1345.381 | 451.321 | 20.598 | 297.213 | 435.914 | 140.335 | 248.48 | 83.715 | 7500 | 1345.381 | 332.195 | 0 | 1013.186
|  | 883.648 | 344.957 | 538.691 | 0 | 0 | 0 | 10000 | 100% | 0 | 883.648 | 402.28 | 16.186 | 278.931 | 164.576 | 21.675 | 248.48 | 96.477 | 7500 | 883.648 | 344.957 | 0 | 538.691
|  | 1087.921 | 423.391 | 664.53 | 0 | 0 | 0 | 10000 | 100% | 0 | 1087.921 | 391.923 | 17.652 | 555.789 | 122.558 | 0 | 248.48 | 174.911 | 7500 | 1087.921 | 423.391 | 0 | 664.53
|  | 1158.235 | 297.198 | 861.037 | 0 | 0 | 0 | 10000 | 100% | 0 | 1158.235 | 399.845 | 66.311 | 347.562 | 344.518 | 0 | 248.48 | 48.718 | 7500 | 1158.235 | 297.198 | 0 | 861.037
|  | 1293.808 | 295.575 | 0 | 0 | 0 | 998.233 | 10000 | 100% | 0 | 1293.808 | 543.171 | 110.606 | 267.308 | 372.722 | 0 | 248.48 | 47.095 | 0 | 1293.808 | 295.575 | 998.233 | 0
|  | 1436.49 | 248.48 | 0 | 0 | 0 | 1188.01 | 9001.767 | 90.02% | 0 | 1436.49 | 826.802 | 103.622 | 341.866 | 164.2 | 0 | 248.48 | 0 | 0 | 1436.49 | 248.48 | 1188.01 | 0
|  | 1323.361 | 248.48 | 0 | 0 | 0 | 1074.881 | 7813.757 | 78.14% | 0 | 1323.361 | 803.095 | 83.899 | 326.131 | 97.237 | 13 | 248.48 | 0 | 0 | 1323.361 | 248.48 | 1074.881 | 0
|  | 1541.881 | 248.48 | 0 | 0 | 0 | 1293.401 | 6738.876 | 67.39% | 0 | 1541.881 | 838.203 | 68.826 | 313.682 | 295.17 | 26 | 248.48 | 0 | 0 | 1541.881 | 248.48 | 1293.401 | 0
|  | 1316.878 | 248.48 | 0 | 0 | 0 | 1068.398 | 5445.475 | 54.45% | 0 | 1316.878 | 679.225 | 86.355 | 250.935 | 274.361 | 26.002 | 248.48 | 0 | 0 | 1316.878 | 248.48 | 1068.398 | 0
|  | 1172.759 | 248.48 | 924.279 | 0 | 2500 | 0 | 4377.077 | 43.77% | 0 | 1172.759 | 765.686 | 78.955 | 204.712 | 97.404 | 26.002 | 248.48 | 0 | 7500 | 1172.759 | 248.48 | 0 | 924.279
|  | 1232.948 | 248.48 | 0 | 0 | 0 | 984.468 | 6877.077 | 68.77% | 0 | 1232.948 | 703.969 | 61.728 | 427.901 | 13.35 | 26 | 248.48 | 0 | 0 | 1232.948 | 248.48 | 984.468 | 0
|  | 952.857 | 248.48 | 704.377 | 0 | 2500 | 0 | 5892.609 | 58.93% | 0 | 952.857 | 503.796 | 40.244 | 382.817 | 0 | 26 | 248.48 | 0 | 7500 | 952.857 | 248.48 | 0 | 704.377
|  | 742.252 | 248.48 | 493.772 | 0 | 1607.391 | 0 | 8392.609 | 83.93% | 0 | 742.252 | 361.243 | 20.246 | 333.463 | 0 | 27.3 | 248.48 | 0 | 7500 | 742.252 | 248.48 | 0 | 493.772
|  | 589.591 | 248.48 | 341.111 | 0 | 0 | 0 | 10000 | 100% | 0 | 589.591 | 227.54 | 16.402 | 317.999 | 0 | 27.65 | 248.48 | 0 | 7500 | 589.591 | 248.48 | 0 | 341.111
|  | 639.796 | 248.48 | 391.316 | 0 | 0 | 0 | 10000 | 100% | 0 | 639.796 | 178.663 | 37.642 | 315.717 | 0 | 107.774 | 248.48 | 0 | 7500 | 639.796 | 248.48 | 0 | 391.316
|  | 754.155 | 248.48 | 505.675 | 0 | 0 | 0 | 10000 | 100% | 0 | 754.155 | 166.738 | 99.402 | 296.122 | 0 | 191.893 | 248.48 | 0 | 7500 | 754.155 | 248.48 | 0 | 505.675
|  | 833.83 | 248.48 | 0 | 0 | 0 | 585.35 | 10000 | 100% | 0 | 833.83 | 168.689 | 115.589 | 317.695 | 0 | 231.857 | 248.48 | 0 | 0 | 833.83 | 248.48 | 585.35 | 0
|  | 880.441 | 248.48 | 0 | 0 | 0 | 631.961 | 9414.65 | 94.15% | 0 | 880.441 | 161.145 | 104.652 | 333.002 | 0 | 281.643 | 248.48 | 0 | 0 | 880.441 | 248.48 | 631.961 | 0
|  | 1136.115 | 248.48 | 0 | 0 | 0 | 887.635 | 8782.689 | 87.83% | 0 | 1136.115 | 222.498 | 74.709 | 431.002 | 198.37 | 209.536 | 248.48 | 0 | 0 | 1136.115 | 248.48 | 887.635 | 0
|  | 1844.184 | 248.48 | 0 | 0 | 0 | 1595.704 | 7895.054 | 78.95% | 0 | 1844.184 | 413.984 | 74.13 | 653.201 | 537.017 | 165.853 | 248.48 | 0 | 0 | 1844.184 | 248.48 | 1595.704 | 0
|  | 2369.728 | 248.48 | 0 | 0 | 0 | 2121.248 | 6299.35 | 62.99% | 0 | 2369.728 | 576.721 | 95.086 | 532.179 | 610.182 | 555.561 | 248.48 | 0 | 0 | 2369.728 | 248.48 | 2121.248 | 0
|  | 1466.994 | 248.48 | 0 | 0 | 0 | 1178.102 | 4178.102 | 41.78% | 40.412 | 1426.582 | 482.5 | 61.517 | 436.699 | 232.445 | 253.833 | 248.48 | 0 | 0 | 1466.994 | 248.48 | 1178.102 | 0
|  | 1257.978 | 248.48 | 1009.498 | 0 | 2500 | 0 | 3000 | 30% | 0 | 1257.978 | 440.399 | 48.74 | 453.986 | 115.164 | 199.69 | 248.48 | 0 | 7500 | 1257.978 | 248.48 | 0 | 1009.498
|  | 1420.116 | 332.522 | 1087.594 | 0 | 2500 | 0 | 5500 | 55% | 0 | 1420.116 | 394.953 | 28.63 | 346.242 | 382.256 | 268.036 | 248.48 | 84.042 | 7500 | 1420.116 | 332.522 | 0 | 1087.594
|  | 1302.178 | 289.783 | 1012.395 | 0 | 2000 | 0 | 8000 | 80% | 0 | 1302.178 | 453.262 | 18.247 | 326.45 | 448.229 | 55.989 | 248.48 | 41.303 | 7500 | 1302.178 | 289.783 | 0 | 1012.395
|  | 919.979 | 255.215 | 664.764 | 0 | 0 | 0 | 10000 | 100% | 0 | 919.979 | 416.403 | 17.795 | 316.817 | 168.167 | 0.796 | 248.48 | 6.735 | 7500 | 919.979 | 255.215 | 0 | 664.764
|  | 887.818 | 251.042 | 636.776 | 0 | 0 | 0 | 10000 | 100% | 0 | 887.818 | 381.733 | 35.016 | 376.795 | 93.876 | 0.398 | 248.48 | 2.562 | 7500 | 887.818 | 251.042 | 0 | 636.776
|  | 1271.103 | 251.187 | 1019.916 | 0 | 0 | 0 | 10000 | 100% | 0 | 1271.103 | 406.128 | 101.68 | 424.961 | 338.334 | 0 | 248.48 | 2.707 | 7500 | 1271.103 | 251.187 | 0 | 1019.916
|  | 1329.85 | 249.999 | 0 | 0 | 0 | 1079.851 | 10000 | 100% | 0 | 1329.85 | 548.987 | 108.298 | 271.096 | 401.469 | 0 | 248.48 | 1.519 | 0 | 1329.85 | 249.999 | 1079.851 | 0
|  | 1456.988 | 248.48 | 0 | 0 | 0 | 1208.508 | 8920.149 | 89.2% | 0 | 1456.988 | 811.569 | 120.926 | 343.443 | 181.05 | 0 | 248.48 | 0 | 0 | 1456.988 | 248.48 | 1208.508 | 0
|  | 1280.405 | 248.48 | 0 | 0 | 0 | 1031.925 | 7711.641 | 77.12% | 0 | 1280.405 | 769.364 | 73.917 | 338.612 | 84.862 | 13.65 | 248.48 | 0 | 0 | 1280.405 | 248.48 | 1031.925 | 0
|  | 1863.781 | 248.48 | 0 | 0 | 0 | 1615.301 | 6679.716 | 66.8% | 0 | 1863.781 | 1029.609 | 80 | 405.873 | 320.999 | 27.3 | 248.48 | 0 | 0 | 1863.781 | 248.48 | 1615.301 | 0
|  | 1434.218 | 248.48 | 0 | 0 | 0 | 1185.738 | 5064.415 | 50.64% | 0 | 1434.218 | 740.688 | 86.446 | 272.631 | 307.153 | 27.3 | 248.48 | 0 | 0 | 1434.218 | 248.48 | 1185.738 | 0
|  | 1129.847 | 248.48 | 881.367 | 0 | 2500 | 0 | 3878.677 | 38.79% | 0 | 1129.847 | 710.586 | 65.121 | 211.103 | 115.738 | 27.3 | 248.48 | 0 | 7500 | 1129.847 | 248.48 | 0 | 881.367
|  | 1078.935 | 248.48 | 0 | 0 | 0 | 830.455 | 6378.677 | 63.79% | 0 | 1078.935 | 653.078 | 53.576 | 331.509 | 13.473 | 27.3 | 248.48 | 0 | 0 | 1078.935 | 248.48 | 830.455 | 0
|  | 835.216 | 248.48 | 586.736 | 0 | 2500 | 0 | 5548.222 | 55.48% | 0 | 835.216 | 467.114 | 25.926 | 314.876 | 0 | 27.3 | 248.48 | 0 | 7500 | 835.216 | 248.48 | 0 | 586.736
|  | 774.405 | 248.48 | 525.925 | 0 | 1951.778 | 0 | 8048.222 | 80.48% | 0 | 774.405 | 361.831 | 14.781 | 337.706 | 0 | 60.087 | 248.48 | 0 | 7500 | 774.405 | 248.48 | 0 | 525.925
|  | 540.799 | 248.48 | 292.319 | 0 | 0 | 0 | 10000 | 100% | 0 | 540.799 | 213.06 | 17.644 | 290.242 | 0 | 19.853 | 248.48 | 0 | 7500 | 540.799 | 248.48 | 0 | 292.319
|  | 571.374 | 248.48 | 322.894 | 0 | 0 | 0 | 10000 | 100% | 0 | 571.374 | 179.669 | 58.417 | 315.878 | 0 | 17.41 | 248.48 | 0 | 7500 | 571.374 | 248.48 | 0 | 322.894
|  | 642.794 | 248.48 | 394.314 | 0 | 0 | 0 | 10000 | 100% | 0 | 642.794 | 182.189 | 115.905 | 326.875 | 0 | 17.825 | 248.48 | 0 | 7500 | 642.794 | 248.48 | 0 | 394.314
|  | 667.938 | 248.48 | 0 | 0 | 0 | 419.458 | 10000 | 100% | 0 | 667.938 | 157.943 | 120.006 | 288.484 | 0 | 101.505 | 248.48 | 0 | 0 | 667.938 | 248.48 | 419.458 | 0
|  | 900.799 | 248.48 | 0 | 0 | 0 | 652.319 | 9580.542 | 95.81% | 0 | 900.799 | 203.816 | 87.756 | 367.939 | 0 | 241.289 | 248.48 | 0 | 0 | 900.799 | 248.48 | 652.319 | 0
|  | 1132.276 | 248.48 | 0 | 0 | 0 | 883.796 | 8928.223 | 89.28% | 0 | 1132.276 | 228.866 | 68.395 | 393.641 | 183.044 | 258.331 | 248.48 | 0 | 0 | 1132.276 | 248.48 | 883.796 | 0
|  | 2100.485 | 248.48 | 0 | 0 | 0 | 1852.005 | 8044.427 | 80.44% | 0 | 2100.485 | 429.381 | 89.832 | 647.067 | 604.923 | 329.282 | 248.48 | 0 | 0 | 2100.485 | 248.48 | 1852.005 | 0
|  | 1781.867 | 248.48 | 0 | 0 | 0 | 1533.387 | 6192.422 | 61.92% | 0 | 1781.867 | 503.242 | 75.501 | 432.394 | 366.64 | 404.091 | 248.48 | 0 | 0 | 1781.867 | 248.48 | 1533.387 | 0
|  | 1302.016 | 248.48 | 0 | 0 | 0 | 1053.536 | 4659.035 | 46.59% | 0 | 1302.016 | 486.611 | 55.472 | 447.087 | 0 | 312.846 | 248.48 | 0 | 0 | 1302.016 | 248.48 | 1053.536 | 0
|  | 1015.819 | 248.48 | 767.339 | 0 | 2500 | 0 | 3605.499 | 36.05% | 0 | 1015.819 | 415.465 | 36.101 | 428.433 | 0 | 135.82 | 248.48 | 0 | 7500 | 1015.819 | 248.48 | 0 | 767.339
|  | 840.352 | 249.5 | 590.852 | 0 | 2500 | 0 | 6105.499 | 61.05% | 0 | 840.352 | 418.334 | 21.007 | 321.45 | 0 | 79.561 | 248.48 | 1.02 | 7500 | 840.352 | 249.5 | 0 | 590.852
|  | 924.23 | 253.487 | 670.743 | 0 | 1394.501 | 0 | 8605.499 | 86.05% | 0 | 924.23 | 482.331 | 14.893 | 362.576 | 0 | 64.431 | 248.48 | 5.007 | 7500 | 924.23 | 253.487 | 0 | 670.743
|  | 821.613 | 254.713 | 566.9 | 0 | 0 | 0 | 10000 | 100% | 0 | 821.613 | 428.564 | 18.333 | 300.499 | 0 | 74.217 | 248.48 | 6.233 | 7500 | 821.613 | 254.713 | 0 | 566.9
|  | 988.146 | 259.892 | 728.254 | 0 | 0 | 0 | 10000 | 100% | 0 | 988.146 | 415.088 | 61.335 | 449.862 | 0 | 61.861 | 248.48 | 11.412 | 7500 | 988.146 | 259.892 | 0 | 728.254
|  | 1229.069 | 8.689 | 1220.38 | 0 | 0 | 0 | 10000 | 100% | 0 | 1229.069 | 435.636 | 125.307 | 383.203 | 228.118 | 56.806 | 0 | 8.689 | 7500 | 1229.069 | 8.689 | 0 | 1220.38
|  | 1682.542 | 0.313 | 0 | 0 | 0 | 1682.229 | 10000 | 100% | 0 | 1682.542 | 606.73 | 121.055 | 285.002 | 669.755 | 0 | 0 | 0.313 | 0 | 1682.542 | 0.313 | 1682.229 | 0
|  | 1827.535 | 0 | 0 | 0 | 0 | 1827.535 | 8317.771 | 83.18% | 0 | 1827.535 | 790.634 | 82.475 | 297.78 | 656.646 | 0 | 0 | 0 | 0 | 1827.535 | 0 | 1827.535 | 0
|  | 1450.516 | 0 | 0 | 0 | 0 | 1450.516 | 6490.236 | 64.9% | 0 | 1450.516 | 833.268 | 70.28 | 318.846 | 217.072 | 11.05 | 0 | 0 | 0 | 1450.516 | 0 | 1450.516 | 0
|  | 1305.693 | 0 | 0 | 0 | 0 | 1305.693 | 5039.72 | 50.4% | 0 | 1305.693 | 793.093 | 97.571 | 302.661 | 90.268 | 22.1 | 0 | 0 | 0 | 1305.693 | 0 | 1305.693 | 0
|  | 1555.671 | 0 | 0 | 0 | 0 | 734.027 | 3734.027 | 37.34% | 821.644 | 734.027 | 834.175 | 78.068 | 283.123 | 338.196 | 22.108 | 0 | 0 | 0 | 1555.671 | 0 | 734.027 | 0
|  | 1357.526 | 0 | 1357.526 | 0 | 2500 | 0 | 3000 | 30% | 0 | 1357.526 | 730.162 | 53.347 | 210.929 | 340.975 | 22.114 | 0 | 0 | 7500 | 1357.526 | 0 | 0 | 1357.526
|  | 1078.744 | 0 | 0 | 0 | 0 | 1078.744 | 5500 | 55% | 0 | 1078.744 | 634.763 | 40.833 | 270.934 | 110.089 | 22.125 | 0 | 0 | 0 | 1078.744 | 0 | 1078.744 | 0
|  | 907.668 | 0 | 907.668 | 0 | 2500 | 0 | 4421.256 | 44.21% | 0 | 907.668 | 521.585 | 26.128 | 337.828 | 0 | 22.127 | 0 | 0 | 7500 | 907.668 | 0 | 0 | 907.668
|  | 647.354 | 0 | 647.354 | 0 | 2500 | 0 | 6921.256 | 69.21% | 0 | 647.354 | 355.784 | 17.556 | 243.117 | 0 | 30.898 | 0 | 0 | 7500 | 647.354 | 0 | 0 | 647.354
|  | 551.924 | 0 | 551.924 | 0 | 578.744 | 0 | 9421.256 | 94.21% | 0 | 551.924 | 221.636 | 31.551 | 237.546 | 0 | 61.192 | 0 | 0 | 7500 | 551.924 | 0 | 0 | 551.924
|  | 622.858 | 0 | 622.858 | 0 | 0 | 0 | 10000 | 100% | 0 | 622.858 | 172.479 | 109.138 | 252.685 | 0 | 88.557 | 0 | 0 | 7500 | 622.858 | 0 | 0 | 622.858
|  | 737.635 | 0 | 737.635 | 0 | 0 | 0 | 10000 | 100% | 0 | 737.635 | 158.812 | 118.262 | 264.154 | 0 | 196.407 | 0 | 0 | 7500 | 737.635 | 0 | 0 | 737.635
|  | 725.543 | 0 | 0 | 0 | 0 | 725.543 | 10000 | 100% | 0 | 725.543 | 167.69 | 114.52 | 306.871 | 0 | 136.462 | 0 | 0 | 0 | 725.543 | 0 | 725.543 | 0
|  | 734.552 | 0 | 0 | 0 | 0 | 734.552 | 9274.457 | 92.74% | 0 | 734.552 | 175.504 | 72.403 | 296.341 | 0 | 190.304 | 0 | 0 | 0 | 734.552 | 0 | 734.552 | 0
|  | 990.441 | 0 | 0 | 0 | 0 | 990.441 | 8539.905 | 85.4% | 0 | 990.441 | 215.801 | 77.541 | 354.651 | 194.403 | 148.045 | 0 | 0 | 0 | 990.441 | 0 | 990.441 | 0
|  | 1901.394 | 0 | 0 | 0 | 0 | 1901.394 | 7549.464 | 75.49% | 0 | 1901.394 | 372.87 | 85.059 | 623.369 | 564.456 | 255.64 | 0 | 0 | 0 | 1901.394 | 0 | 1901.394 | 0
|  | 1679.615 | 0 | 0 | 0 | 0 | 1679.615 | 5648.07 | 56.48% | 0 | 1679.615 | 519.31 | 60.212 | 413.881 | 350.112 | 336.101 | 0 | 0 | 0 | 1679.615 | 0 | 1679.615 | 0
|  | 1532.287 | 0 | 0 | 0 | 0 | 968.455 | 3968.455 | 39.68% | 563.832 | 968.455 | 459.38 | 51.43 | 409.803 | 0 | 611.675 | 0 | 0 | 0 | 1532.287 | 0 | 968.455 | 0
|  | 1584.739 | 0 | 1584.739 | 0 | 2500 | 0 | 3000 | 30% | 0 | 1584.739 | 421.428 | 27.359 | 384.296 | 0 | 751.655 | 0 | 0 | 7500 | 1584.739 | 0 | 0 | 1584.739
|  | 863.197 | 2.853 | 860.344 | 0 | 2500 | 0 | 5500 | 55% | 0 | 863.197 | 441.809 | 20.904 | 294.092 | 0 | 106.392 | 0 | 2.853 | 7500 | 863.197 | 2.853 | 0 | 860.344
|  | 808.705 | 420.264 | 388.441 | 0 | 2000 | 0 | 8000 | 80% | 0 | 808.705 | 462.016 | 16.676 | 328.862 | 0 | 1.151 | 248.48 | 171.784 | 7500 | 808.705 | 420.264 | 0 | 388.441
|  | 723.447 | 408.309 | 315.138 | 0 | 0 | 0 | 10000 | 100% | 0 | 723.447 | 407.786 | 34.883 | 279.933 | 0 | 0.845 | 248.48 | 159.829 | 7500 | 723.447 | 408.309 | 0 | 315.138
|  | 905.615 | 573.743 | 331.872 | 0 | 0 | 0 | 10000 | 100% | 0 | 905.615 | 385.943 | 101.419 | 417.409 | 0 | 0.845 | 248.48 | 325.263 | 7500 | 905.615 | 573.743 | 0 | 331.872
|  | 1009.885 | 687.81 | 322.075 | 0 | 0 | 0 | 10000 | 100% | 0 | 1009.885 | 385.022 | 126.055 | 326.758 | 172.05 | 0 | 248.48 | 439.33 | 7500 | 1009.885 | 687.81 | 0 | 322.075
|  | 1569.798 | 488.931 | 0 | 0 | 0 | 1080.867 | 10000 | 100% | 0 | 1569.798 | 540.91 | 104.776 | 297.419 | 626.693 | 0 | 248.48 | 240.451 | 0 | 1569.798 | 488.931 | 1080.867 | 0
|  | 1949.242 | 248.48 | 0 | 0 | 0 | 1700.762 | 8919.133 | 89.19% | 0 | 1949.242 | 825.5 | 70.946 | 357.644 | 695.152 | 0 | 248.48 | 0 | 0 | 1949.242 | 248.48 | 1700.762 | 0
|  | 1638.584 | 248.48 | 0 | 0 | 0 | 1390.104 | 7218.371 | 72.18% | 0 | 1638.584 | 924.288 | 83.073 | 376.513 | 239.273 | 15.438 | 248.48 | 0 | 0 | 1638.584 | 248.48 | 1390.104 | 0
|  | 1427.46 | 248.48 | 0 | 0 | 0 | 1178.98 | 5828.267 | 58.28% | 0 | 1427.46 | 883.034 | 97.256 | 330.974 | 85.321 | 30.875 | 248.48 | 0 | 0 | 1427.46 | 248.48 | 1178.98 | 0
|  | 1468.12 | 248.48 | 0 | 0 | 0 | 1219.64 | 4649.287 | 46.49% | 0 | 1468.12 | 813.326 | 63.667 | 254.111 | 306.136 | 30.879 | 248.48 | 0 | 0 | 1468.12 | 248.48 | 1219.64 | 0
|  | 1353.546 | 248.48 | 1105.066 | 0 | 2500 | 0 | 3429.647 | 34.3% | 0 | 1353.546 | 711.947 | 51.727 | 211.879 | 347.108 | 30.885 | 248.48 | 0 | 7500 | 1353.546 | 248.48 | 0 | 1105.066
|  | 1215.06 | 248.48 | 0 | 0 | 0 | 966.58 | 5929.647 | 59.3% | 0 | 1215.06 | 664.219 | 25.172 | 351.035 | 143.729 | 30.905 | 248.48 | 0 | 0 | 1215.06 | 248.48 | 966.58 | 0
|  | 920.052 | 248.48 | 671.572 | 0 | 2500 | 0 | 4963.067 | 49.63% | 0 | 920.052 | 507.346 | 21.393 | 360.405 | 0 | 30.908 | 248.48 | 0 | 7500 | 920.052 | 248.48 | 0 | 671.572
|  | 691.813 | 248.48 | 443.333 | 0 | 2500 | 0 | 7463.067 | 74.63% | 0 | 691.813 | 336.196 | 19.393 | 310.63 | 0 | 25.594 | 248.48 | 0 | 7500 | 691.813 | 248.48 | 0 | 443.333
|  | 545.725 | 248.48 | 297.245 | 0 | 36.933 | 0 | 9963.067 | 99.63% | 0 | 545.725 | 230.834 | 60.611 | 230.571 | 0 | 23.709 | 248.48 | 0 | 7500 | 545.725 | 248.48 | 0 | 297.245
|  | 657.721 | 248.48 | 409.241 | 0 | 0 | 0 | 10000 | 100% | 0 | 657.721 | 188.203 | 115.44 | 293.172 | 0 | 60.906 | 248.48 | 0 | 7500 | 657.721 | 248.48 | 0 | 409.241
|  | 540.125 | 248.48 | 291.645 | 0 | 0 | 0 | 10000 | 100% | 0 | 540.125 | 148.751 | 117.277 | 216.696 | 0 | 57.401 | 248.48 | 0 | 7500 | 540.125 | 248.48 | 0 | 291.645
|  | 524.939 | 248.48 | 0 | 0 | 0 | 276.459 | 10000 | 100% | 0 | 524.939 | 162.199 | 82.229 | 270.999 | 0 | 9.512 | 248.48 | 0 | 0 | 524.939 | 248.48 | 276.459 | 0
|  | 744.089 | 248.48 | 0 | 0 | 0 | 495.609 | 9723.541 | 97.24% | 0 | 744.089 | 164.484 | 75.806 | 289.248 | 0 | 214.551 | 248.48 | 0 | 0 | 744.089 | 248.48 | 495.609 | 0
|  | 1191.478 | 248.48 | 0 | 0 | 0 | 942.998 | 9227.932 | 92.28% | 0 | 1191.478 | 238.257 | 85.863 | 336.07 | 191.428 | 339.86 | 248.48 | 0 | 0 | 1191.478 | 248.48 | 942.998 | 0
|  | 1768.001 | 248.48 | 0 | 0 | 0 | 1519.521 | 8284.934 | 82.85% | 0 | 1768.001 | 426.026 | 78.168 | 516.331 | 599.747 | 147.73 | 248.48 | 0 | 0 | 1768.001 | 248.48 | 1519.521 | 0
|  | 2015.635 | 248.48 | 0 | 0 | 0 | 1767.155 | 6765.413 | 67.65% | 0 | 2015.635 | 579.626 | 47.935 | 410.122 | 396.614 | 581.337 | 248.48 | 0 | 0 | 2015.635 | 248.48 | 1767.155 | 0
|  | 1193.493 | 248.48 | 0 | 0 | 0 | 945.013 | 4998.258 | 49.98% | 0 | 1193.493 | 465.869 | 36.617 | 305.115 | 0 | 385.892 | 248.48 | 0 | 0 | 1193.493 | 248.48 | 945.013 | 0
|  | 1353.898 | 248.48 | 1105.418 | 0 | 2500 | 0 | 4053.245 | 40.53% | 0 | 1353.898 | 481.272 | 22.602 | 360.029 | 0 | 489.996 | 248.48 | 0 | 7500 | 1353.898 | 248.48 | 0 | 1105.418
|  | 982.854 | 437.494 | 545.36 | 0 | 2500 | 0 | 6553.245 | 65.53% | 0 | 982.854 | 481.614 | 15.584 | 365.407 | 0 | 120.249 | 248.48 | 189.014 | 7500 | 982.854 | 437.494 | 0 | 545.36
|  | 809.706 | 809.706 | 0 | 3.265 | 3.265 | 0 | 9053.245 | 90.53% | 0 | 809.706 | 459.121 | 18.897 | 271.026 | 0 | 60.662 | 248.48 | 564.491 | 0 | 809.706 | 809.706 | 0 | 0
|  | 809.481 | 809.481 | 0 | 66.821 | 66.821 | 0 | 9056.51 | 90.57% | 0 | 809.481 | 414.959 | 60.845 | 292.503 | 0 | 41.174 | 248.48 | 627.822 | 0 | 809.481 | 809.481 | 0 | 0
|  | 1006.388 | 812.733 | 193.655 | 0 | 876.669 | 0 | 9123.331 | 91.23% | 0 | 1006.388 | 385.295 | 124.511 | 496.583 | 0 | 0 | 248.48 | 564.253 | 7500 | 1006.388 | 812.733 | 0 | 193.655
|  | 1043.575 | 600.842 | 442.733 | 0 | 0 | 0 | 10000 | 100% | 0 | 1043.575 | 368.013 | 118.326 | 394.953 | 162.283 | 0 | 248.48 | 352.362 | 7500 | 1043.575 | 600.842 | 0 | 442.733
|  | 1522.353 | 460.595 | 0 | 0 | 0 | 1061.758 | 10000 | 100% | 0 | 1522.353 | 528.14 | 87.037 | 338.646 | 568.531 | 0 | 248.48 | 212.115 | 0 | 1522.353 | 460.595 | 1061.758 | 0
|  | 1614.167 | 248.48 | 0 | 0 | 0 | 1365.687 | 8938.242 | 89.38% | 0 | 1614.167 | 694.185 | 70.195 | 291.757 | 558.031 | 0 | 248.48 | 0 | 0 | 1614.167 | 248.48 | 1365.687 | 0
|  | 1583.03 | 248.48 | 0 | 0 | 0 | 1334.55 | 7572.555 | 75.73% | 0 | 1583.03 | 825.214 | 88.642 | 418.089 | 238.735 | 12.35 | 248.48 | 0 | 0 | 1583.03 | 248.48 | 1334.55 | 0
|  | 1450.41 | 248.48 | 0 | 0 | 0 | 1201.93 | 6238.005 | 62.38% | 0 | 1450.41 | 894.293 | 71.589 | 383.963 | 75.865 | 24.7 | 248.48 | 0 | 0 | 1450.41 | 248.48 | 1201.93 | 0
|  | 1377.116 | 248.48 | 0 | 0 | 0 | 1128.636 | 5036.075 | 50.36% | 0 | 1377.116 | 737.981 | 53.194 | 280.733 | 280.509 | 24.7 | 248.48 | 0 | 0 | 1377.116 | 248.48 | 1128.636 | 0
|  | 1338.762 | 248.48 | 1090.282 | 0 | 2500 | 0 | 3907.439 | 39.07% | 0 | 1338.762 | 707.834 | 41.098 | 223.046 | 342.081 | 24.704 | 248.48 | 0 | 7500 | 1338.762 | 248.48 | 0 | 1090.282
|  | 1323.516 | 248.48 | 0 | 0 | 0 | 1075.036 | 6407.439 | 64.07% | 0 | 1323.516 | 689.866 | 21.219 | 445.022 | 142.68 | 24.73 | 248.48 | 0 | 0 | 1323.516 | 248.48 | 1075.036 | 0
|  | 894.523 | 248.48 | 646.043 | 0 | 2500 | 0 | 5332.403 | 53.32% | 0 | 894.523 | 480.089 | 20.023 | 369.673 | 0 | 24.738 | 248.48 | 0 | 7500 | 894.523 | 248.48 | 0 | 646.043
|  | 721.328 | 248.48 | 472.848 | 0 | 2167.597 | 0 | 7832.403 | 78.32% | 0 | 721.328 | 400.838 | 35.198 | 262.859 | 0 | 22.433 | 248.48 | 0 | 7500 | 721.328 | 248.48 | 0 | 472.848
|  | 712.579 | 248.48 | 464.099 | 0 | 0 | 0 | 10000 | 100% | 0 | 712.579 | 273.886 | 109.619 | 270.983 | 0 | 58.091 | 248.48 | 0 | 7500 | 712.579 | 248.48 | 0 | 464.099
|  | 665.059 | 248.48 | 416.579 | 0 | 0 | 0 | 10000 | 100% | 0 | 665.059 | 185.74 | 119.668 | 248.782 | 0 | 110.869 | 248.48 | 0 | 7500 | 665.059 | 248.48 | 0 | 416.579
|  | 661.525 | 248.48 | 413.045 | 0 | 0 | 0 | 10000 | 100% | 0 | 661.525 | 184.824 | 109.529 | 268.8 | 0 | 98.372 | 248.48 | 0 | 7500 | 661.525 | 248.48 | 0 | 413.045
|  | 639.76 | 248.48 | 0 | 0 | 0 | 391.28 | 10000 | 100% | 0 | 639.76 | 172.835 | 76.534 | 239.739 | 0 | 150.652 | 248.48 | 0 | 0 | 639.76 | 248.48 | 391.28 | 0
|  | 617.826 | 248.48 | 0 | 0 | 0 | 369.346 | 9608.72 | 96.09% | 0 | 617.826 | 150.718 | 86.268 | 259.202 | 0 | 121.639 | 248.48 | 0 | 0 | 617.826 | 248.48 | 369.346 | 0
|  | 850.766 | 248.48 | 0 | 0 | 0 | 602.286 | 9239.374 | 92.39% | 0 | 850.766 | 161.348 | 101.304 | 310.702 | 170.231 | 107.181 | 248.48 | 0 | 0 | 850.766 | 248.48 | 602.286 | 0
|  | 1854.646 | 248.48 | 0 | 0 | 0 | 1606.166 | 8637.088 | 86.37% | 0 | 1854.646 | 277.884 | 58.248 | 439.517 | 593.146 | 485.85 | 248.48 | 0 | 0 | 1854.646 | 248.48 | 1606.166 | 0
|  | 1834.682 | 248.48 | 0 | 0 | 0 | 1586.202 | 7030.922 | 70.31% | 0 | 1834.682 | 386.535 | 53.621 | 318.785 | 380.777 | 694.964 | 248.48 | 0 | 0 | 1834.682 | 248.48 | 1586.202 | 0
|  | 1091.427 | 248.48 | 0 | 0 | 0 | 842.947 | 5444.72 | 54.45% | 0 | 1091.427 | 514.607 | 28.974 | 227.475 | 0 | 320.371 | 248.48 | 0 | 0 | 1091.427 | 248.48 | 842.947 | 0
|  | 1096.816 | 248.48 | 848.336 | 0 | 2500 | 0 | 4601.773 | 46.02% | 0 | 1096.816 | 609.299 | 18.812 | 246.693 | 0 | 222.012 | 248.48 | 0 | 7500 | 1096.816 | 248.48 | 0 | 848.336
|  | 1116.312 | 248.494 | 867.818 | 0 | 2500 | 0 | 7101.773 | 71.02% | 0 | 1116.312 | 725.599 | 16.973 | 257.107 | 0 | 116.633 | 248.48 | 0.014 | 7500 | 1116.312 | 248.494 | 0 | 867.818
|  | 1112.471 | 249.249 | 863.222 | 0 | 398.227 | 0 | 9601.773 | 96.02% | 0 | 1112.471 | 745.764 | 34.022 | 202.378 | 0 | 130.308 | 248.48 | 0.769 | 7500 | 1112.471 | 249.249 | 0 | 863.222
|  | 1071.388 | 250.299 | 821.089 | 0 | 0 | 0 | 10000 | 100% | 0 | 1071.388 | 692.75 | 110.012 | 188.581 | 0 | 80.046 | 248.48 | 1.819 | 7500 | 1071.388 | 250.299 | 0 | 821.089
|  | 1091.964 | 249.632 | 842.332 | 0 | 0 | 0 | 10000 | 100% | 0 | 1091.964 | 643.393 | 112.962 | 334.715 | 0 | 0.893 | 248.48 | 1.152 | 7500 | 1091.964 | 249.632 | 0 | 842.332
|  | 1101.835 | 248.636 | 853.199 | 0 | 0 | 0 | 10000 | 100% | 0 | 1101.835 | 557.726 | 103.377 | 272.904 | 167.828 | 0 | 248.48 | 0.156 | 7500 | 1101.835 | 248.636 | 0 | 853.199
|  | 1570.854 | 248.483 | 0 | 0 | 0 | 1322.371 | 10000 | 100% | 0 | 1570.854 | 636.821 | 75.256 | 268.007 | 590.77 | 0 | 248.48 | 0.003 | 0 | 1570.854 | 248.483 | 1322.371 | 0
|  | 1912.822 | 248.48 | 0 | 0 | 0 | 1664.342 | 8677.629 | 86.78% | 0 | 1912.822 | 831.774 | 76.527 | 339.085 | 665.436 | 0 | 248.48 | 0 | 0 | 1912.822 | 248.48 | 1664.342 | 0
|  | 1475.8 | 248.48 | 0 | 0 | 0 | 1227.32 | 7013.287 | 70.13% | 0 | 1475.8 | 841.202 | 94.525 | 314.569 | 214.292 | 11.212 | 248.48 | 0 | 0 | 1475.8 | 248.48 | 1227.32 | 0
|  | 1245.829 | 248.48 | 0 | 0 | 0 | 997.349 | 5785.967 | 57.86% | 0 | 1245.829 | 815.632 | 63.509 | 274.73 | 69.532 | 22.425 | 248.48 | 0 | 0 | 1245.829 | 248.48 | 997.349 | 0
|  | 1298.043 | 248.48 | 0 | 0 | 0 | 1049.563 | 4788.618 | 47.89% | 0 | 1298.043 | 706.235 | 52.306 | 233.029 | 284.048 | 22.425 | 248.48 | 0 | 0 | 1298.043 | 248.48 | 1049.563 | 0
|  | 1270.026 | 248.48 | 1021.546 | 0 | 2500 | 0 | 3739.055 | 37.39% | 0 | 1270.026 | 714.152 | 25.118 | 176.122 | 332.209 | 22.425 | 248.48 | 0 | 7500 | 1270.026 | 248.48 | 0 | 1021.546
|  | 1150.273 | 248.48 | 0 | 0 | 0 | 901.793 | 6239.055 | 62.39% | 0 | 1150.273 | 669.24 | 19.853 | 309.254 | 129.502 | 22.425 | 248.48 | 0 | 0 | 1150.273 | 248.48 | 901.793 | 0
|  | 888.99 | 248.48 | 640.51 | 0 | 2500 | 0 | 5337.262 | 53.37% | 0 | 888.99 | 490.928 | 29.427 | 346.21 | 0 | 22.425 | 248.48 | 0 | 7500 | 888.99 | 248.48 | 0 | 640.51
|  | 773.238 | 248.48 | 524.758 | 0 | 2162.738 | 0 | 7837.262 | 78.37% | 0 | 773.238 | 365.888 | 65.237 | 272.844 | 0 | 69.27 | 248.48 | 0 | 7500 | 773.238 | 248.48 | 0 | 524.758
|  | 713.363 | 248.48 | 464.883 | 0 | 0 | 0 | 10000 | 100% | 0 | 713.363 | 287.169 | 114.212 | 287.822 | 0 | 24.16 | 248.48 | 0 | 7500 | 713.363 | 248.48 | 0 | 464.883
|  | 623.447 | 248.48 | 374.967 | 0 | 0 | 0 | 10000 | 100% | 0 | 623.447 | 221.349 | 112.725 | 263.648 | 0 | 25.726 | 248.48 | 0 | 7500 | 623.447 | 248.48 | 0 | 374.967
|  | 625.081 | 248.48 | 376.601 | 0 | 0 | 0 | 10000 | 100% | 0 | 625.081 | 162.471 | 82.44 | 245.213 | 0 | 134.957 | 248.48 | 0 | 7500 | 625.081 | 248.48 | 0 | 376.601
|  | 601.736 | 248.48 | 0 | 0 | 0 | 353.256 | 10000 | 100% | 0 | 601.736 | 166.122 | 74.531 | 277.338 | 0 | 83.745 | 248.48 | 0 | 0 | 601.736 | 248.48 | 353.256 | 0
|  | 600.955 | 248.48 | 0 | 0 | 0 | 352.475 | 9646.744 | 96.47% | 0 | 600.955 | 162.286 | 87.658 | 319.055 | 0 | 31.956 | 248.48 | 0 | 0 | 600.955 | 248.48 | 352.475 | 0
|  | 1269.281 | 248.48 | 0 | 0 | 0 | 1020.801 | 9294.269 | 92.94% | 0 | 1269.281 | 179.279 | 78.642 | 435.631 | 202.209 | 373.52 | 248.48 | 0 | 0 | 1269.281 | 248.48 | 1020.801 | 0
|  | 1506.249 | 248.48 | 0 | 0 | 0 | 1257.769 | 8273.468 | 82.73% | 0 | 1506.249 | 227.474 | 55.954 | 570.167 | 534.895 | 117.759 | 248.48 | 0 | 0 | 1506.249 | 248.48 | 1257.769 | 0
|  | 1456.357 | 248.48 | 0 | 0 | 0 | 1207.877 | 7015.699 | 70.16% | 0 | 1456.357 | 379.305 | 34.381 | 392.528 | 355.026 | 295.117 | 248.48 | 0 | 0 | 1456.357 | 248.48 | 1207.877 | 0
|  | 1349.943 | 248.48 | 0 | 0 | 0 | 1101.463 | 5807.822 | 58.08% | 0 | 1349.943 | 480.016 | 20.223 | 389.304 | 0 | 460.4 | 248.48 | 0 | 0 | 1349.943 | 248.48 | 1101.463 | 0
|  | 1714.103 | 248.48 | 1465.623 | 0 | 2500 | 0 | 4706.359 | 47.06% | 0 | 1714.103 | 578.877 | 16.547 | 444.24 | 0 | 674.44 | 248.48 | 0 | 7500 | 1714.103 | 248.48 | 0 | 1465.623
|  | 1491.286 | 249.995 | 1241.291 | 0 | 2500 | 0 | 7206.359 | 72.06% | 0 | 1491.286 | 660.216 | 19.514 | 383.034 | 0 | 428.522 | 248.48 | 1.515 | 7500 | 1491.286 | 249.995 | 0 | 1241.291
|  | 1410.271 | 260.541 | 1149.73 | 0 | 293.641 | 0 | 9706.359 | 97.06% | 0 | 1410.271 | 778.015 | 60.883 | 301.896 | 0 | 269.477 | 248.48 | 12.061 | 7500 | 1410.271 | 260.541 | 0 | 1149.73
|  | 1180.259 | 273.982 | 906.277 | 0 | 0 | 0 | 10000 | 100% | 0 | 1180.259 | 699.057 | 111.761 | 235.839 | 0 | 133.602 | 248.48 | 25.502 | 7500 | 1180.259 | 273.982 | 0 | 906.277
|  | 1042.523 | 276.906 | 765.617 | 0 | 0 | 0 | 10000 | 100% | 0 | 1042.523 | 526.778 | 93.468 | 380.435 | 0 | 41.842 | 248.48 | 28.426 | 7500 | 1042.523 | 276.906 | 0 | 765.617
|  | 1251.553 | 258.817 | 992.736 | 0 | 0 | 0 | 10000 | 100% | 0 | 1251.553 | 582.702 | 86.28 | 384.778 | 197.423 | 0.37 | 248.48 | 10.337 | 7500 | 1251.553 | 258.817 | 0 | 992.736
|  | 1549.798 | 249.29 | 0 | 0 | 0 | 1300.508 | 10000 | 100% | 0 | 1549.798 | 634.415 | 68.207 | 270.87 | 576.306 | 0 | 248.48 | 0.81 | 0 | 1549.798 | 249.29 | 1300.508 | 0
|  | 1780.451 | 248.48 | 0 | 0 | 0 | 1531.971 | 8699.492 | 86.99% | 0 | 1780.451 | 717.245 | 94.79 | 339.434 | 628.982 | 0 | 248.48 | 0 | 0 | 1780.451 | 248.48 | 1531.971 | 0
|  | 1397.195 | 248.48 | 0 | 0 | 0 | 1148.715 | 7167.521 | 71.68% | 0 | 1397.195 | 801.268 | 72.301 | 309.83 | 200.146 | 13.65 | 248.48 | 0 | 0 | 1397.195 | 248.48 | 1148.715 | 0
|  | 1300.944 | 248.48 | 0 | 0 | 0 | 1052.464 | 6018.806 | 60.19% | 0 | 1300.944 | 816.127 | 51.326 | 324.407 | 81.784 | 27.3 | 248.48 | 0 | 0 | 1300.944 | 248.48 | 1052.464 | 0
|  | 1291.15 | 248.48 | 0 | 0 | 0 | 1042.67 | 4966.342 | 49.66% | 0 | 1291.15 | 733.873 | 43.906 | 214.986 | 271.07 | 27.315 | 248.48 | 0 | 0 | 1291.15 | 248.48 | 1042.67 | 0
|  | 1391.607 | 248.48 | 1143.127 | 0 | 2500 | 0 | 3923.672 | 39.24% | 0 | 1391.607 | 761.173 | 23.938 | 207.119 | 372.057 | 27.32 | 248.48 | 0 | 7500 | 1391.607 | 248.48 | 0 | 1143.127
|  | 1173.509 | 248.48 | 0 | 0 | 0 | 925.029 | 6423.672 | 64.24% | 0 | 1173.509 | 674.141 | 18.847 | 319.851 | 133.365 | 27.305 | 248.48 | 0 | 0 | 1173.509 | 248.48 | 925.029 | 0
|  | 965.605 | 248.48 | 717.125 | 0 | 2500 | 0 | 5498.643 | 54.99% | 0 | 965.605 | 522.233 | 64.174 | 351.898 | 0 | 27.3 | 248.48 | 0 | 7500 | 965.605 | 248.48 | 0 | 717.125
|  | 731.933 | 248.48 | 483.453 | 0 | 2001.357 | 0 | 7998.643 | 79.99% | 0 | 731.933 | 328.371 | 108.343 | 268.856 | 0 | 26.363 | 248.48 | 0 | 7500 | 731.933 | 248.48 | 0 | 483.453
|  | 593.948 | 248.48 | 345.468 | 0 | 0 | 0 | 10000 | 100% | 0 | 593.948 | 211.659 | 113.693 | 231.137 | 0 | 37.46 | 248.48 | 0 | 7500 | 593.948 | 248.48 | 0 | 345.468
|  | 656.153 | 248.48 | 407.673 | 0 | 0 | 0 | 10000 | 100% | 0 | 656.153 | 185.952 | 98.208 | 277.347 | 0 | 94.646 | 248.48 | 0 | 7500 | 656.153 | 248.48 | 0 | 407.673
|  | 537.23 | 248.48 | 288.75 | 0 | 0 | 0 | 10000 | 100% | 0 | 537.23 | 170.826 | 71.015 | 247.252 | 0 | 48.137 | 248.48 | 0 | 7500 | 537.23 | 248.48 | 0 | 288.75
|  | 652.873 | 248.48 | 0 | 0 | 0 | 404.393 | 10000 | 100% | 0 | 652.873 | 167.764 | 76.969 | 317.538 | 0 | 90.602 | 248.48 | 0 | 0 | 652.873 | 248.48 | 404.393 | 0
|  | 600.516 | 248.48 | 0 | 0 | 0 | 352.036 | 9595.607 | 95.96% | 0 | 600.516 | 151.94 | 90.235 | 297.513 | 0 | 60.828 | 248.48 | 0 | 0 | 600.516 | 248.48 | 352.036 | 0
|  | 1058.635 | 248.48 | 0 | 0 | 0 | 810.155 | 9243.571 | 92.44% | 0 | 1058.635 | 216.653 | 63.317 | 388.462 | 200.29 | 189.913 | 248.48 | 0 | 0 | 1058.635 | 248.48 | 810.155 | 0
|  | 2145.64 | 248.48 | 0 | 0 | 0 | 1897.16 | 8433.416 | 84.33% | 0 | 2145.64 | 425.647 | 51.922 | 760.828 | 568.643 | 338.6 | 248.48 | 0 | 0 | 2145.64 | 248.48 | 1897.16 | 0
|  | 2176.127 | 248.48 | 0 | 0 | 0 | 1927.647 | 6536.256 | 65.36% | 0 | 2176.127 | 615.337 | 28.833 | 532.814 | 608.993 | 390.151 | 248.48 | 0 | 0 | 2176.127 | 248.48 | 1927.647 | 0
|  | 1701.632 | 248.48 | 0 | 0 | 0 | 1453.152 | 4608.609 | 46.09% | 0 | 1701.632 | 453.102 | 18.817 | 452.52 | 235.912 | 541.281 | 248.48 | 0 | 0 | 1701.632 | 248.48 | 1453.152 | 0
|  | 1405.311 | 248.48 | 1156.831 | 0 | 2500 | 0 | 3155.457 | 31.55% | 0 | 1405.311 | 430.91 | 17.549 | 336.902 | 127.727 | 492.223 | 248.48 | 0 | 7500 | 1405.311 | 248.48 | 0 | 1156.831
|  | 1506.766 | 248.898 | 1257.868 | 0 | 2500 | 0 | 5655.457 | 56.55% | 0 | 1506.766 | 435.191 | 35.141 | 327.478 | 378.352 | 330.605 | 248.48 | 0.418 | 7500 | 1506.766 | 248.898 | 0 | 1257.868
|  | 1605.394 | 249.664 | 1355.73 | 0 | 1844.543 | 0 | 8155.457 | 81.55% | 0 | 1605.394 | 439.39 | 103.631 | 362.745 | 463.623 | 236.006 | 248.48 | 1.184 | 7500 | 1605.394 | 249.664 | 0 | 1355.73
|  | 1103.607 | 250.407 | 853.2 | 0 | 0 | 0 | 10000 | 100% | 0 | 1103.607 | 432.372 | 106.243 | 302.804 | 177.446 | 84.741 | 248.48 | 1.927 | 7500 | 1103.607 | 250.407 | 0 | 853.2
|  | 1080.922 | 250.53 | 830.392 | 0 | 0 | 0 | 10000 | 100% | 0 | 1080.922 | 426.416 | 112.88 | 420.734 | 105.654 | 15.238 | 248.48 | 2.05 | 7500 | 1080.922 | 250.53 | 0 | 830.392
|  | 1199.91 | 249.614 | 950.296 | 0 | 0 | 0 | 10000 | 100% | 0 | 1199.91 | 419.434 | 67.526 | 376.142 | 336.808 | 0 | 248.48 | 1.134 | 7500 | 1199.91 | 249.614 | 0 | 950.296
|  | 1327.961 | 248.492 | 0 | 0 | 0 | 1079.469 | 10000 | 100% | 0 | 1327.961 | 511.222 | 75.147 | 327.619 | 413.974 | 0 | 248.48 | 0.012 | 0 | 1327.961 | 248.492 | 1079.469 | 0
|  | 1372.444 | 248.48 | 0 | 0 | 0 | 1123.964 | 8920.531 | 89.21% | 0 | 1372.444 | 766.943 | 92.6 | 341.23 | 171.672 | 0 | 248.48 | 0 | 0 | 1372.444 | 248.48 | 1123.964 | 0
|  | 1478.058 | 248.48 | 0 | 0 | 0 | 1229.578 | 7796.567 | 77.97% | 0 | 1478.058 | 860.794 | 64.734 | 430.681 | 108.687 | 13.163 | 248.48 | 0 | 0 | 1478.058 | 248.48 | 1229.578 | 0
|  | 1618.212 | 248.48 | 0 | 0 | 0 | 1369.732 | 6566.989 | 65.67% | 0 | 1618.212 | 827.532 | 48.547 | 405.58 | 310.228 | 26.325 | 248.48 | 0 | 0 | 1618.212 | 248.48 | 1369.732 | 0
|  | 1436.961 | 248.48 | 0 | 0 | 0 | 1188.481 | 5197.257 | 51.97% | 0 | 1436.961 | 806.125 | 27.382 | 281.813 | 295.311 | 26.33 | 248.48 | 0 | 0 | 1436.961 | 248.48 | 1188.481 | 0
|  | 1234.226 | 248.48 | 985.746 | 0 | 2500 | 0 | 4008.776 | 40.09% | 0 | 1234.226 | 822.835 | 18.546 | 249.257 | 117.258 | 26.33 | 248.48 | 0 | 7500 | 1234.226 | 248.48 | 0 | 985.746
|  | 1041.096 | 248.48 | 0 | 0 | 0 | 792.616 | 6508.776 | 65.09% | 0 | 1041.096 | 671.535 | 26.675 | 304.16 | 12.402 | 26.325 | 248.48 | 0 | 0 | 1041.096 | 248.48 | 792.616 | 0
|  | 938.324 | 248.48 | 689.844 | 0 | 2500 | 0 | 5716.16 | 57.16% | 0 | 938.324 | 514.33 | 94.424 | 303.245 | 0 | 26.325 | 248.48 | 0 | 7500 | 938.324 | 248.48 | 0 | 689.844
|  | 698.584 | 248.48 | 450.104 | 0 | 1783.84 | 0 | 8216.16 | 82.16% | 0 | 698.584 | 315.745 | 118.036 | 238.478 | 0 | 26.325 | 248.48 | 0 | 7500 | 698.584 | 248.48 | 0 | 450.104
|  | 613.963 | 248.48 | 365.483 | 0 | 0 | 0 | 10000 | 100% | 0 | 613.963 | 219.204 | 105.159 | 266.313 | 0 | 23.288 | 248.48 | 0 | 7500 | 613.963 | 248.48 | 0 | 365.483
|  | 635.516 | 248.48 | 387.036 | 0 | 0 | 0 | 10000 | 100% | 0 | 635.516 | 169.138 | 89.697 | 290.939 | 0 | 85.742 | 248.48 | 0 | 7500 | 635.516 | 248.48 | 0 | 387.036
|  | 675.539 | 248.48 | 427.059 | 0 | 0 | 0 | 10000 | 100% | 0 | 675.539 | 175.146 | 74.224 | 297.196 | 0 | 128.973 | 248.48 | 0 | 7500 | 675.539 | 248.48 | 0 | 427.059
|  | 553.436 | 248.48 | 0 | 0 | 0 | 304.956 | 10000 | 100% | 0 | 553.436 | 152.214 | 89.313 | 237.834 | 0 | 74.076 | 248.48 | 0 | 0 | 553.436 | 248.48 | 304.956 | 0
|  | 708.601 | 248.48 | 0 | 0 | 0 | 460.121 | 9695.044 | 96.95% | 0 | 708.601 | 159.539 | 75.923 | 288.105 | 0 | 185.035 | 248.48 | 0 | 0 | 708.601 | 248.48 | 460.121 | 0
|  | 956.527 | 248.48 | 0 | 0 | 0 | 708.047 | 9234.923 | 92.35% | 0 | 956.527 | 216.647 | 55.566 | 378.308 | 184.292 | 121.714 | 248.48 | 0 | 0 | 956.527 | 248.48 | 708.047 | 0
|  | 1897.488 | 248.48 | 0 | 0 | 0 | 1649.008 | 8526.876 | 85.27% | 0 | 1897.488 | 422.525 | 38.904 | 607.464 | 589.813 | 238.782 | 248.48 | 0 | 0 | 1897.488 | 248.48 | 1649.008 | 0
|  | 1976.752 | 248.48 | 0 | 0 | 0 | 1728.272 | 6877.868 | 68.78% | 0 | 1976.752 | 534.496 | 21.441 | 514.269 | 615.591 | 290.956 | 248.48 | 0 | 0 | 1976.752 | 248.48 | 1728.272 | 0
|  | 1626.321 | 248.48 | 0 | 0 | 0 | 1377.841 | 5149.596 | 51.5% | 0 | 1626.321 | 483.104 | 15.199 | 370.886 | 238.942 | 518.191 | 248.48 | 0 | 0 | 1626.321 | 248.48 | 1377.841 | 0
|  | 1445.666 | 248.48 | 1197.186 | 0 | 2500 | 0 | 3771.755 | 37.72% | 0 | 1445.666 | 466.693 | 18.684 | 437.328 | 120.658 | 402.304 | 248.48 | 0 | 7500 | 1445.666 | 248.48 | 0 | 1197.186
|  | 1475.262 | 249.252 | 1226.01 | 0 | 2500 | 0 | 6271.755 | 62.72% | 0 | 1475.262 | 430.482 | 61.234 | 401.178 | 392.01 | 190.357 | 248.48 | 0.772 | 7500 | 1475.262 | 249.252 | 0 | 1226.01
|  | 1502.843 | 252.999 | 1249.844 | 0 | 1228.245 | 0 | 8771.755 | 87.72% | 0 | 1502.843 | 418.866 | 109.719 | 383.503 | 474.797 | 115.959 | 248.48 | 4.519 | 7500 | 1502.843 | 252.999 | 0 | 1249.844
|  | 1165.049 | 279.508 | 885.541 | 0 | 0 | 0 | 10000 | 100% | 0 | 1165.049 | 448.734 | 114.717 | 337.26 | 191.302 | 73.036 | 248.48 | 31.028 | 7500 | 1165.049 | 279.508 | 0 | 885.541
|  | 1151.965 | 308.727 | 843.238 | 0 | 0 | 0 | 10000 | 100% | 0 | 1151.965 | 390.955 | 94.007 | 461.012 | 106.84 | 99.151 | 248.48 | 60.247 | 7500 | 1151.965 | 308.727 | 0 | 843.238
|  | 1406.957 | 289.629 | 1117.328 | 0 | 0 | 0 | 10000 | 100% | 0 | 1406.957 | 448.43 | 69.698 | 448.938 | 376.013 | 63.879 | 248.48 | 41.149 | 7500 | 1406.957 | 289.629 | 0 | 1117.328
|  | 1425.05 | 250.291 | 0 | 0 | 0 | 1174.759 | 10000 | 100% | 0 | 1425.05 | 569.192 | 92.629 | 335.677 | 427.552 | 0 | 248.48 | 1.811 | 0 | 1425.05 | 250.291 | 1174.759 | 0
|  | 1268.895 | 248.48 | 0 | 0 | 0 | 1020.415 | 8825.241 | 88.25% | 0 | 1268.895 | 736.737 | 71.291 | 298.987 | 161.879 | 0 | 248.48 | 0 | 0 | 1268.895 | 248.48 | 1020.415 | 0
|  | 1530.036 | 248.48 | 0 | 0 | 0 | 1281.556 | 7804.826 | 78.05% | 0 | 1530.036 | 936.358 | 55.849 | 426.025 | 98.641 | 13.163 | 248.48 | 0 | 0 | 1530.036 | 248.48 | 1281.556 | 0
|  | 1677.282 | 248.48 | 0 | 0 | 0 | 1428.802 | 6523.27 | 65.23% | 0 | 1677.282 | 879.566 | 41.63 | 426.761 | 303 | 26.325 | 248.48 | 0 | 0 | 1677.282 | 248.48 | 1428.802 | 0
|  | 1532.641 | 248.48 | 0 | 0 | 0 | 1284.161 | 5094.468 | 50.94% | 0 | 1532.641 | 833.242 | 24.979 | 316.142 | 331.953 | 26.325 | 248.48 | 0 | 0 | 1532.641 | 248.48 | 1284.161 | 0
|  | 1081.577 | 248.48 | 833.097 | 0 | 2500 | 0 | 3810.307 | 38.1% | 0 | 1081.577 | 700.972 | 19.194 | 218.295 | 116.791 | 26.325 | 248.48 | 0 | 7500 | 1081.577 | 248.48 | 0 | 833.097
|  | 1197.246 | 248.48 | 0 | 0 | 0 | 948.766 | 6310.307 | 63.1% | 0 | 1197.246 | 737.198 | 55.052 | 361.693 | 16.978 | 26.325 | 248.48 | 0 | 0 | 1197.246 | 248.48 | 948.766 | 0
|  | 923.616 | 248.48 | 675.136 | 0 | 2500 | 0 | 5361.541 | 53.62% | 0 | 923.616 | 482.516 | 109.782 | 304.993 | 0 | 26.325 | 248.48 | 0 | 7500 | 923.616 | 248.48 | 0 | 675.136
|  | 739.274 | 248.48 | 490.794 | 0 | 2138.459 | 0 | 7861.541 | 78.62% | 0 | 739.274 | 330.273 | 101.698 | 275.563 | 0 | 31.741 | 248.48 | 0 | 7500 | 739.274 | 248.48 | 0 | 490.794
|  | 718.297 | 248.48 | 469.817 | 0 | 0 | 0 | 10000 | 100% | 0 | 718.297 | 231.618 | 118.224 | 298.337 | 0 | 70.118 | 248.48 | 0 | 7500 | 718.297 | 248.48 | 0 | 469.817
|  | 559.317 | 248.48 | 310.837 | 0 | 0 | 0 | 10000 | 100% | 0 | 559.317 | 175.925 | 76.153 | 222.445 | 0 | 84.794 | 248.48 | 0 | 7500 | 559.317 | 248.48 | 0 | 310.837
|  | 717.767 | 248.48 | 469.287 | 0 | 0 | 0 | 10000 | 100% | 0 | 717.767 | 158.919 | 74.751 | 273.859 | 0 | 210.238 | 248.48 | 0 | 7500 | 717.767 | 248.48 | 0 | 469.287
|  | 756.811 | 248.48 | 0 | 0 | 0 | 508.331 | 10000 | 100% | 0 | 756.811 | 155.19 | 91.137 | 278.471 | 0 | 232.013 | 248.48 | 0 | 0 | 756.811 | 248.48 | 508.331 | 0
|  | 682.309 | 248.48 | 0 | 0 | 0 | 433.829 | 9491.669 | 94.92% | 0 | 682.309 | 165.078 | 60.583 | 268.616 | 0 | 188.032 | 248.48 | 0 | 0 | 682.309 | 248.48 | 433.829 | 0
|  | 929.142 | 248.48 | 0 | 0 | 0 | 680.662 | 9057.84 | 90.58% | 0 | 929.142 | 245.094 | 47.785 | 343.045 | 190.92 | 102.298 | 248.48 | 0 | 0 | 929.142 | 248.48 | 680.662 | 0
|  | 2075.382 | 248.48 | 0 | 0 | 0 | 1826.902 | 8377.178 | 83.77% | 0 | 2075.382 | 424.586 | 25.494 | 723.646 | 610.563 | 291.092 | 248.48 | 0 | 0 | 2075.382 | 248.48 | 1826.902 | 0
|  | 2324.423 | 248.48 | 0 | 0 | 0 | 2075.943 | 6550.276 | 65.5% | 0 | 2324.423 | 585.999 | 19.838 | 490.976 | 391.764 | 835.845 | 248.48 | 0 | 0 | 2324.423 | 248.48 | 2075.943 | 0
|  | 2146.542 | 248.48 | 0 | 0 | 0 | 1474.333 | 4474.333 | 44.74% | 423.729 | 1722.813 | 454.828 | 18.581 | 418.503 | 0 | 1254.63 | 248.48 | 0 | 0 | 2146.542 | 248.48 | 1474.333 | 0
|  | 1164.721 | 248.48 | 916.241 | 0 | 2500 | 0 | 3000 | 30% | 0 | 1164.721 | 500.598 | 32.97 | 438.271 | 0 | 192.882 | 248.48 | 0 | 7500 | 1164.721 | 248.48 | 0 | 916.241
|  | 892.393 | 249.87 | 642.523 | 0 | 2500 | 0 | 5500 | 55% | 0 | 892.393 | 403.491 | 94.636 | 326.379 | 0 | 67.887 | 248.48 | 1.39 | 7500 | 892.393 | 249.87 | 0 | 642.523
|  | 830.922 | 262.556 | 568.366 | 0 | 2000 | 0 | 8000 | 80% | 0 | 830.922 | 397.225 | 108.953 | 322.824 | 0 | 1.921 | 248.48 | 14.076 | 7500 | 830.922 | 262.556 | 0 | 568.366
|  | 844.836 | 376.41 | 468.426 | 0 | 0 | 0 | 10000 | 100% | 0 | 844.836 | 438.471 | 113.141 | 293.224 | 0 | 0 | 248.48 | 127.93 | 7500 | 844.836 | 376.41 | 0 | 468.426
|  | 944.32 | 300.01 | 644.31 | 0 | 0 | 0 | 10000 | 100% | 0 | 944.32 | 402.296 | 75.505 | 466.52 | 0 | 0 | 248.48 | 51.53 | 7500 | 944.32 | 300.01 | 0 | 644.31
|  | 1118.697 | 252.217 | 866.48 | 0 | 0 | 0 | 10000 | 100% | 0 | 1118.697 | 386.026 | 76.479 | 456 | 200.191 | 0 | 248.48 | 3.737 | 7500 | 1118.697 | 252.217 | 0 | 866.48
|  | 1557.895 | 248.566 | 0 | 0 | 0 | 1309.329 | 10000 | 100% | 0 | 1557.895 | 571.984 | 96.038 | 289.992 | 599.881 | 0 | 248.48 | 0.086 | 0 | 1557.895 | 248.566 | 1309.329 | 0
|  | 1801.5 | 248.48 | 0 | 0 | 0 | 1553.02 | 8690.671 | 86.91% | 0 | 1801.5 | 762.471 | 61.474 | 339.249 | 638.306 | 0 | 248.48 | 0 | 0 | 1801.5 | 248.48 | 1553.02 | 0
|  | 1503.752 | 248.48 | 0 | 0 | 0 | 1255.272 | 7137.651 | 71.38% | 0 | 1503.752 | 846.508 | 56.483 | 362.458 | 222.703 | 15.6 | 248.48 | 0 | 0 | 1503.752 | 248.48 | 1255.272 | 0
|  | 1422.595 | 248.48 | 0 | 0 | 0 | 1174.115 | 5882.379 | 58.82% | 0 | 1422.595 | 912.295 | 27.789 | 363.863 | 87.448 | 31.2 | 248.48 | 0 | 0 | 1422.595 | 248.48 | 1174.115 | 0
|  | 1350.886 | 248.48 | 0 | 0 | 0 | 1102.406 | 4708.264 | 47.08% | 0 | 1350.886 | 707.917 | 22.048 | 289.101 | 300.6 | 31.22 | 248.48 | 0 | 0 | 1350.886 | 248.48 | 1102.406 | 0
|  | 1442.737 | 248.48 | 1194.257 | 0 | 2500 | 0 | 3605.858 | 36.06% | 0 | 1442.737 | 782.555 | 25.722 | 245.455 | 357.773 | 31.232 | 248.48 | 0 | 7500 | 1442.737 | 248.48 | 0 | 1194.257
|  | 1215.151 | 248.48 | 0 | 0 | 0 | 966.671 | 6105.858 | 61.06% | 0 | 1215.151 | 613.679 | 99.816 | 345.176 | 125.222 | 31.258 | 248.48 | 0 | 0 | 1215.151 | 248.48 | 966.671 | 0
|  | 952.608 | 248.48 | 704.128 | 0 | 2500 | 0 | 5139.187 | 51.39% | 0 | 952.608 | 475.449 | 99.886 | 346.008 | 0 | 31.265 | 248.48 | 0 | 7500 | 952.608 | 248.48 | 0 | 704.128
|  | 807.414 | 248.48 | 558.934 | 0 | 2360.813 | 0 | 7639.187 | 76.39% | 0 | 807.414 | 372.287 | 117.322 | 291.755 | 0 | 26.049 | 248.48 | 0 | 7500 | 807.414 | 248.48 | 0 | 558.934
|  | 667.862 | 248.48 | 419.382 | 0 | 0 | 0 | 10000 | 100% | 0 | 667.862 | 215.714 | 88.705 | 274.823 | 0 | 88.62 | 248.48 | 0 | 7500 | 667.862 | 248.48 | 0 | 419.382
|  | 752.98 | 248.48 | 504.5 | 0 | 0 | 0 | 10000 | 100% | 0 | 752.98 | 174.362 | 72.371 | 301.966 | 0 | 204.282 | 248.48 | 0 | 7500 | 752.98 | 248.48 | 0 | 504.5
|  | 847.885 | 248.48 | 599.405 | 0 | 0 | 0 | 10000 | 100% | 0 | 847.885 | 150.705 | 91.24 | 342.052 | 0 | 263.888 | 248.48 | 0 | 7500 | 847.885 | 248.48 | 0 | 599.405
|  | 675.82 | 248.48 | 0 | 0 | 0 | 427.34 | 10000 | 100% | 0 | 675.82 | 170.904 | 72.048 | 289.927 | 0 | 142.942 | 248.48 | 0 | 0 | 675.82 | 248.48 | 427.34 | 0
|  | 536.682 | 248.48 | 0 | 0 | 0 | 288.202 | 9572.66 | 95.73% | 0 | 536.682 | 201.713 | 50.885 | 284.07 | 0 | 0.014 | 248.48 | 0 | 0 | 536.682 | 248.48 | 288.202 | 0
|  | 908.861 | 248.48 | 0 | 0 | 0 | 660.381 | 9284.458 | 92.84% | 0 | 908.861 | 204.462 | 33.002 | 376.891 | 187.936 | 106.57 | 248.48 | 0 | 0 | 908.861 | 248.48 | 660.381 | 0
|  | 2052.127 | 248.48 | 0 | 0 | 0 | 1803.647 | 8624.077 | 86.24% | 0 | 2052.127 | 434.683 | 19.684 | 664.553 | 636.075 | 297.132 | 248.48 | 0 | 0 | 2052.127 | 248.48 | 1803.647 | 0
|  | 1662.561 | 248.48 | 0 | 0 | 0 | 1414.081 | 6820.43 | 68.2% | 0 | 1662.561 | 507.661 | 15.143 | 344.445 | 345.676 | 449.637 | 248.48 | 0 | 0 | 1662.561 | 248.48 | 1414.081 | 0
|  | 1072.176 | 248.48 | 0 | 0 | 0 | 823.696 | 5406.349 | 54.06% | 0 | 1072.176 | 485.524 | 19.045 | 297.488 | 0 | 270.119 | 248.48 | 0 | 0 | 1072.176 | 248.48 | 823.696 | 0
|  | 1019.511 | 248.48 | 771.031 | 0 | 2500 | 0 | 4582.653 | 45.83% | 0 | 1019.511 | 473.93 | 62.722 | 386.974 | 0 | 95.885 | 248.48 | 0 | 7500 | 1019.511 | 248.48 | 0 | 771.031
|  | 1040.39 | 248.92 | 791.47 | 0 | 2500 | 0 | 7082.653 | 70.83% | 0 | 1040.39 | 461.339 | 104.541 | 337.602 | 0 | 136.908 | 248.48 | 0.44 | 7500 | 1040.39 | 248.92 | 0 | 791.47
|  | 979.656 | 252.858 | 726.798 | 0 | 417.347 | 0 | 9582.653 | 95.83% | 0 | 979.656 | 442.38 | 105.633 | 322.623 | 0 | 109.021 | 248.48 | 4.378 | 7500 | 979.656 | 252.858 | 0 | 726.798
|  | 922.064 | 309.581 | 612.483 | 0 | 0 | 0 | 10000 | 100% | 0 | 922.064 | 469.628 | 96.442 | 315.459 | 0 | 40.535 | 248.48 | 61.101 | 7500 | 922.064 | 309.581 | 0 | 612.483
|  | 879.988 | 407.609 | 472.379 | 0 | 0 | 0 | 10000 | 100% | 0 | 879.988 | 409.028 | 75.018 | 395.942 | 0 | 0 | 248.48 | 159.129 | 7500 | 879.988 | 407.609 | 0 | 472.379
|  | 1107.075 | 507.868 | 599.207 | 0 | 0 | 0 | 10000 | 100% | 0 | 1107.075 | 425.32 | 94.592 | 394.081 | 193.082 | 0 | 248.48 | 259.388 | 7500 | 1107.075 | 507.868 | 0 | 599.207
|  | 1480.502 | 364.722 | 0 | 0 | 0 | 1115.78 | 10000 | 100% | 0 | 1480.502 | 519.364 | 83.065 | 307.613 | 570.459 | 0 | 248.48 | 116.242 | 0 | 1480.502 | 364.722 | 1115.78 | 0
|  | 1656.205 | 248.48 | 0 | 0 | 0 | 1407.725 | 8884.22 | 88.84% | 0 | 1656.205 | 686.47 | 58.089 | 328.949 | 582.697 | 0 | 248.48 | 0 | 0 | 1656.205 | 248.48 | 1407.725 | 0
|  | 1429.614 | 248.48 | 0 | 0 | 0 | 1181.134 | 7476.495 | 74.76% | 0 | 1429.614 | 826.566 | 41.21 | 326.697 | 222.141 | 13 | 248.48 | 0 | 0 | 1429.614 | 248.48 | 1181.134 | 0
|  | 1280.939 | 248.48 | 0 | 0 | 0 | 1032.459 | 6295.361 | 62.95% | 0 | 1280.939 | 801.024 | 22.46 | 352.716 | 78.738 | 26 | 248.48 | 0 | 0 | 1280.939 | 248.48 | 1032.459 | 0
|  | 1394.009 | 248.48 | 0 | 0 | 0 | 1145.529 | 5262.902 | 52.63% | 0 | 1394.009 | 794.608 | 21.295 | 255.508 | 296.591 | 26.007 | 248.48 | 0 | 0 | 1394.009 | 248.48 | 1145.529 | 0
|  | 1339.597 | 248.48 | 1091.117 | 0 | 2500 | 0 | 4117.373 | 41.17% | 0 | 1339.597 | 709.035 | 60.035 | 203.175 | 341.332 | 26.021 | 248.48 | 0 | 7500 | 1339.597 | 248.48 | 0 | 1091.117
|  | 1201.359 | 248.48 | 0 | 0 | 0 | 952.879 | 6617.373 | 66.17% | 0 | 1201.359 | 619.29 | 113.536 | 303.694 | 138.776 | 26.063 | 248.48 | 0 | 0 | 1201.359 | 248.48 | 952.879 | 0
|  | 952.485 | 248.48 | 704.005 | 0 | 2500 | 0 | 5664.494 | 56.64% | 0 | 952.485 | 535.079 | 84.051 | 307.285 | 0 | 26.07 | 248.48 | 0 | 7500 | 952.485 | 248.48 | 0 | 704.005
|  | 751.295 | 248.48 | 502.815 | 0 | 1835.506 | 0 | 8164.494 | 81.64% | 0 | 751.295 | 334.38 | 122.811 | 268.376 | 0 | 25.728 | 248.48 | 0 | 7500 | 751.295 | 248.48 | 0 | 502.815
|  | 610.717 | 248.48 | 362.237 | 0 | 0 | 0 | 10000 | 100% | 0 | 610.717 | 225.071 | 81.44 | 270.419 | 0 | 33.787 | 248.48 | 0 | 7500 | 610.717 | 248.48 | 0 | 362.237
|  | 557.479 | 248.48 | 308.999 | 0 | 0 | 0 | 10000 | 100% | 0 | 557.479 | 187.399 | 76.917 | 273.413 | 0 | 19.75 | 248.48 | 0 | 7500 | 557.479 | 248.48 | 0 | 308.999
|  | 584.087 | 248.48 | 335.607 | 0 | 0 | 0 | 10000 | 100% | 0 | 584.087 | 172.221 | 94.719 | 230.254 | 0 | 86.893 | 248.48 | 0 | 7500 | 584.087 | 248.48 | 0 | 335.607
|  | 513.623 | 248.48 | 0 | 0 | 0 | 265.143 | 10000 | 100% | 0 | 513.623 | 158.845 | 63.198 | 227.882 | 0 | 63.698 | 248.48 | 0 | 0 | 513.623 | 248.48 | 265.143 | 0
|  | 538.215 | 248.48 | 0 | 0 | 0 | 289.735 | 9734.857 | 97.35% | 0 | 538.215 | 169.446 | 54.325 | 258.705 | 0 | 55.739 | 248.48 | 0 | 0 | 538.215 | 248.48 | 289.735 | 0
|  | 1061.575 | 248.48 | 0 | 0 | 0 | 813.095 | 9445.122 | 94.45% | 0 | 1061.575 | 211.642 | 27.38 | 346.66 | 197.618 | 278.276 | 248.48 | 0 | 0 | 1061.575 | 248.48 | 813.095 | 0
|  | 1824.585 | 248.48 | 0 | 0 | 0 | 1576.105 | 8632.027 | 86.32% | 0 | 1824.585 | 397.062 | 20.261 | 375.07 | 560.71 | 471.483 | 248.48 | 0 | 0 | 1824.585 | 248.48 | 1576.105 | 0
|  | 1973.754 | 248.48 | 0 | 0 | 0 | 1725.274 | 7055.922 | 70.56% | 0 | 1973.754 | 611.164 | 17.916 | 346.34 | 400.33 | 598.004 | 248.48 | 0 | 0 | 1973.754 | 248.48 | 1725.274 | 0
|  | 1587.143 | 248.48 | 0 | 0 | 0 | 1338.663 | 5330.648 | 53.31% | 0 | 1587.143 | 465.723 | 33.326 | 264.03 | 0 | 824.064 | 248.48 | 0 | 0 | 1587.143 | 248.48 | 1338.663 | 0
|  | 1295.287 | 248.48 | 1046.807 | 0 | 2500 | 0 | 3991.985 | 39.92% | 0 | 1295.287 | 478.096 | 101.8 | 327.185 | 0 | 388.207 | 248.48 | 0 | 7500 | 1295.287 | 248.48 | 0 | 1046.807
|  | 927.439 | 248.485 | 678.954 | 0 | 2500 | 0 | 6491.985 | 64.92% | 0 | 927.439 | 376.814 | 112.575 | 298.294 | 0 | 139.756 | 248.48 | 0.005 | 7500 | 927.439 | 248.485 | 0 | 678.954
|  | 855.46 | 248.822 | 606.638 | 0 | 1008.015 | 0 | 8991.985 | 89.92% | 0 | 855.46 | 419.664 | 117.699 | 284.839 | 0 | 33.258 | 248.48 | 0.342 | 7500 | 855.46 | 248.822 | 0 | 606.638
|  | 943.761 | 254.18 | 689.581 | 0 | 0 | 0 | 10000 | 100% | 0 | 943.761 | 464.694 | 73.499 | 285.539 | 0 | 120.029 | 248.48 | 5.7 | 7500 | 943.761 | 254.18 | 0 | 689.581
|  | 949.881 | 250.823 | 699.058 | 0 | 0 | 0 | 10000 | 100% | 0 | 949.881 | 408.209 | 71.852 | 408.15 | 0 | 61.671 | 248.48 | 2.343 | 7500 | 949.881 | 250.823 | 0 | 699.058
|  | 1107.168 | 248.501 | 858.667 | 0 | 0 | 0 | 10000 | 100% | 0 | 1107.168 | 431.612 | 88.276 | 371.07 | 189.496 | 26.715 | 248.48 | 0.021 | 7500 | 1107.168 | 248.501 | 0 | 858.667
|  | 1531.183 | 248.722 | 0 | 0 | 0 | 1282.461 | 10000 | 100% | 0 | 1531.183 | 539.56 | 66.74 | 324.05 | 600.833 | 0 | 248.48 | 0.242 | 0 | 1531.183 | 248.722 | 1282.461 | 0
|  | 1663.389 | 248.48 | 0 | 0 | 0 | 1414.909 | 8717.539 | 87.18% | 0 | 1663.389 | 725.003 | 55.351 | 288.087 | 594.949 | 0 | 248.48 | 0 | 0 | 1663.389 | 248.48 | 1414.909 | 0
|  | 1511.795 | 248.48 | 0 | 0 | 0 | 1263.315 | 7302.63 | 73.03% | 0 | 1511.795 | 868.123 | 25.286 | 378.267 | 227.282 | 12.837 | 248.48 | 0 | 0 | 1511.795 | 248.48 | 1263.315 | 0
|  | 1347.418 | 248.48 | 0 | 0 | 0 | 1098.938 | 6039.315 | 60.39% | 0 | 1347.418 | 882.619 | 21.205 | 335.414 | 82.505 | 25.675 | 248.48 | 0 | 0 | 1347.418 | 248.48 | 1098.938 | 0
|  | 1394.841 | 248.48 | 0 | 0 | 0 | 1146.361 | 4940.377 | 49.4% | 0 | 1394.841 | 778.575 | 26.841 | 254.689 | 309.061 | 25.675 | 248.48 | 0 | 0 | 1394.841 | 248.48 | 1146.361 | 0
|  | 1481.4 | 248.48 | 1232.92 | 0 | 2500 | 0 | 3794.016 | 37.94% | 0 | 1481.4 | 771.089 | 93.19 | 217.616 | 373.824 | 25.682 | 248.48 | 0 | 7500 | 1481.4 | 248.48 | 0 | 1232.92
|  | 1116.837 | 248.48 | 0 | 0 | 0 | 868.357 | 6294.016 | 62.94% | 0 | 1116.837 | 577.525 | 102.072 | 281.035 | 130.47 | 25.735 | 248.48 | 0 | 0 | 1116.837 | 248.48 | 868.357 | 0
|  | 904.197 | 248.48 | 655.717 | 0 | 2500 | 0 | 5425.659 | 54.26% | 0 | 904.197 | 488.562 | 80.082 | 309.803 | 0 | 25.751 | 248.48 | 0 | 7500 | 904.197 | 248.48 | 0 | 655.717
|  | 738.676 | 248.48 | 490.196 | 0 | 2074.341 | 0 | 7925.659 | 79.26% | 0 | 738.676 | 356.555 | 93.391 | 258.08 | 0 | 30.65 | 248.48 | 0 | 7500 | 738.676 | 248.48 | 0 | 490.196
|  | 572.62 | 248.48 | 324.14 | 0 | 0 | 0 | 10000 | 100% | 0 | 572.62 | 254.568 | 72.057 | 218.773 | 0 | 27.223 | 248.48 | 0 | 7500 | 572.62 | 248.48 | 0 | 324.14
|  | 637.727 | 248.48 | 389.247 | 0 | 0 | 0 | 10000 | 100% | 0 | 637.727 | 207.579 | 94.835 | 217.365 | 0 | 117.948 | 248.48 | 0 | 7500 | 637.727 | 248.48 | 0 | 389.247
|  | 601.624 | 248.48 | 353.144 | 0 | 0 | 0 | 10000 | 100% | 0 | 601.624 | 189.024 | 75.244 | 217.958 | 0 | 119.399 | 248.48 | 0 | 7500 | 601.624 | 248.48 | 0 | 353.144
|  | 545.914 | 248.48 | 0 | 0 | 0 | 297.434 | 10000 | 100% | 0 | 545.914 | 173.951 | 58.327 | 236.597 | 0 | 77.039 | 248.48 | 0 | 0 | 545.914 | 248.48 | 297.434 | 0
|  | 541.909 | 248.48 | 0 | 0 | 0 | 293.429 | 9702.566 | 97.03% | 0 | 541.909 | 170.471 | 36.438 | 253.771 | 0 | 81.229 | 248.48 | 0 | 0 | 541.909 | 248.48 | 293.429 | 0
|  | 997.008 | 248.48 | 0 | 0 | 0 | 748.528 | 9409.137 | 94.09% | 0 | 997.008 | 182.117 | 22.261 | 376.412 | 213.964 | 202.254 | 248.48 | 0 | 0 | 997.008 | 248.48 | 748.528 | 0
|  | 1638.764 | 248.48 | 0 | 0 | 0 | 1390.284 | 8660.609 | 86.61% | 0 | 1638.764 | 247.323 | 16.084 | 403.345 | 573.607 | 398.404 | 248.48 | 0 | 0 | 1638.764 | 248.48 | 1390.284 | 0
|  | 1604.827 | 248.48 | 0 | 0 | 0 | 1356.347 | 7270.325 | 72.7% | 0 | 1604.827 | 372.877 | 17.882 | 235.124 | 354.553 | 624.391 | 248.48 | 0 | 0 | 1604.827 | 248.48 | 1356.347 | 0
|  | 1174.818 | 248.48 | 0 | 0 | 0 | 926.338 | 5913.978 | 59.14% | 0 | 1174.818 | 493.887 | 61.614 | 198.289 | 0 | 421.028 | 248.48 | 0 | 0 | 1174.818 | 248.48 | 926.338 | 0
|  | 1094.251 | 248.48 | 845.771 | 0 | 2500 | 0 | 4987.64 | 49.88% | 0 | 1094.251 | 537.467 | 110.544 | 204.942 | 0 | 241.298 | 248.48 | 0 | 7500 | 1094.251 | 248.48 | 0 | 845.771
|  | 1157.129 | 248.669 | 908.46 | 0 | 2500 | 0 | 7487.64 | 74.88% | 0 | 1157.129 | 699.063 | 104.865 | 226.461 | 0 | 126.74 | 248.48 | 0.189 | 7500 | 1157.129 | 248.669 | 0 | 908.46
|  | 1071.422 | 248.887 | 822.535 | 0 | 12.36 | 0 | 9987.64 | 99.88% | 0 | 1071.422 | 734.506 | 94.67 | 222.433 | 0 | 19.814 | 248.48 | 0.407 | 7500 | 1071.422 | 248.887 | 0 | 822.535
|  | 1053.168 | 256.181 | 796.987 | 0 | 0 | 0 | 10000 | 100% | 0 | 1053.168 | 750.695 | 71.028 | 230.385 | 0 | 1.06 | 248.48 | 7.701 | 7500 | 1053.168 | 256.181 | 0 | 796.987
|  | 1040.798 | 273.167 | 767.631 | 0 | 0 | 0 | 10000 | 100% | 0 | 1040.798 | 584.072 | 92.913 | 323.534 | 0 | 40.28 | 248.48 | 24.687 | 7500 | 1040.798 | 273.167 | 0 | 767.631
|  | 1178.637 | 256.176 | 922.461 | 0 | 0 | 0 | 10000 | 100% | 0 | 1178.637 | 579.818 | 69.425 | 269.412 | 186.718 | 73.264 | 248.48 | 7.696 | 7500 | 1178.637 | 256.176 | 0 | 922.461
|  | 1554.873 | 262.396 | 0 | 0 | 0 | 1292.477 | 10000 | 100% | 0 | 1554.873 | 575.107 | 56.055 | 263.039 | 595.323 | 65.349 | 248.48 | 13.916 | 0 | 1554.873 | 262.396 | 1292.477 | 0
|  | 1755.451 | 248.48 | 0 | 0 | 0 | 1506.971 | 8707.523 | 87.08% | 0 | 1755.451 | 772.613 | 37.696 | 305.035 | 640.107 | 0 | 248.48 | 0 | 0 | 1755.451 | 248.48 | 1506.971 | 0
|  | 1349.35 | 248.48 | 0 | 0 | 0 | 1100.87 | 7200.552 | 72.01% | 0 | 1349.35 | 822.321 | 23.56 | 275.191 | 213.49 | 14.788 | 248.48 | 0 | 0 | 1349.35 | 248.48 | 1100.87 | 0
|  | 1285.922 | 248.48 | 0 | 0 | 0 | 1037.442 | 6099.682 | 61% | 0 | 1285.922 | 891.946 | 19.206 | 265.194 | 80.001 | 29.575 | 248.48 | 0 | 0 | 1285.922 | 248.48 | 1037.442 | 0
|  | 1408.667 | 248.48 | 0 | 0 | 0 | 1160.187 | 5062.24 | 50.62% | 0 | 1408.667 | 777.193 | 59.84 | 239.294 | 302.765 | 29.575 | 248.48 | 0 | 0 | 1408.667 | 248.48 | 1160.187 | 0
|  | 1374.602 | 248.48 | 1126.122 | 0 | 2500 | 0 | 3902.053 | 39.02% | 0 | 1374.602 | 702.231 | 109.335 | 187.216 | 346.245 | 29.575 | 248.48 | 0 | 7500 | 1374.602 | 248.48 | 0 | 1126.122
|  | 1043.743 | 248.48 | 0 | 0 | 0 | 795.263 | 6402.053 | 64.02% | 0 | 1043.743 | 568.563 | 92.253 | 234.517 | 118.835 | 29.575 | 248.48 | 0 | 0 | 1043.743 | 248.48 | 795.263 | 0
|  | 838.378 | 248.48 | 589.898 | 0 | 2500 | 0 | 5606.79 | 56.07% | 0 | 838.378 | 477.421 | 75.213 | 256.169 | 0 | 29.575 | 248.48 | 0 | 7500 | 838.378 | 248.48 | 0 | 589.898
|  | 698.583 | 248.48 | 450.103 | 0 | 1893.21 | 0 | 8106.79 | 81.07% | 0 | 698.583 | 364.429 | 79.576 | 227.218 | 0 | 27.36 | 248.48 | 0 | 7500 | 698.583 | 248.48 | 0 | 450.103
|  | 682.802 | 248.48 | 434.322 | 0 | 0 | 0 | 10000 | 100% | 0 | 682.802 | 259.723 | 75.47 | 246.56 | 0 | 101.049 | 248.48 | 0 | 7500 | 682.802 | 248.48 | 0 | 434.322
|  | 680.051 | 248.48 | 431.571 | 0 | 0 | 0 | 10000 | 100% | 0 | 680.051 | 197.201 | 96.116 | 244.311 | 0 | 142.423 | 248.48 | 0 | 7500 | 680.051 | 248.48 | 0 | 431.571
|  | 585.226 | 248.48 | 336.746 | 0 | 0 | 0 | 10000 | 100% | 0 | 585.226 | 183.576 | 67.286 | 216.876 | 0 | 117.489 | 248.48 | 0 | 7500 | 585.226 | 248.48 | 0 | 336.746
|  | 647.658 | 248.48 | 0 | 0 | 0 | 399.178 | 10000 | 100% | 0 | 647.658 | 190.811 | 50.85 | 261.782 | 0 | 144.216 | 248.48 | 0 | 0 | 647.658 | 248.48 | 399.178 | 0
|  | 780.873 | 248.48 | 0 | 0 | 0 | 532.393 | 9600.822 | 96.01% | 0 | 780.873 | 186.398 | 25.162 | 267.987 | 0 | 301.326 | 248.48 | 0 | 0 | 780.873 | 248.48 | 532.393 | 0
|  | 970.811 | 248.48 | 0 | 0 | 0 | 722.331 | 9068.429 | 90.68% | 0 | 970.811 | 182.057 | 21.199 | 398.822 | 207.433 | 161.3 | 248.48 | 0 | 0 | 970.811 | 248.48 | 722.331 | 0
|  | 1497.759 | 248.48 | 0 | 0 | 0 | 1249.279 | 8346.098 | 83.46% | 0 | 1497.759 | 249.436 | 16.172 | 550.097 | 589.391 | 92.663 | 248.48 | 0 | 0 | 1497.759 | 248.48 | 1249.279 | 0
|  | 1618.003 | 248.48 | 0 | 0 | 0 | 1369.523 | 7096.819 | 70.97% | 0 | 1618.003 | 399.822 | 37.488 | 414.813 | 380.446 | 385.434 | 248.48 | 0 | 0 | 1618.003 | 248.48 | 1369.523 | 0
|  | 1952.503 | 248.48 | 0 | 0 | 0 | 1704.023 | 5727.296 | 57.27% | 0 | 1952.503 | 524.886 | 109.467 | 407.348 | 0 | 910.802 | 248.48 | 0 | 0 | 1952.503 | 248.48 | 1704.023 | 0
|  | 1433.183 | 270.68 | 1162.503 | 0 | 2500 | 0 | 4023.273 | 40.23% | 0 | 1433.183 | 553.806 | 110.967 | 403.797 | 0 | 364.613 | 248.48 | 22.2 | 7500 | 1433.183 | 270.68 | 0 | 1162.503
|  | 1420.89 | 264.839 | 1156.051 | 0 | 2500 | 0 | 6523.273 | 65.23% | 0 | 1420.89 | 706.186 | 116.395 | 366.349 | 0 | 231.96 | 248.48 | 16.359 | 7500 | 1420.89 | 264.839 | 0 | 1156.051
|  | 1309.674 | 255.384 | 1054.29 | 0 | 976.727 | 0 | 9023.273 | 90.23% | 0 | 1309.674 | 827.069 | 68.242 | 281.638 | 0 | 132.725 | 248.48 | 6.904 | 7500 | 1309.674 | 255.384 | 0 | 1054.29
|  | 1199.724 | 296.029 | 903.695 | 0 | 0 | 0 | 10000 | 100% | 0 | 1199.724 | 739.694 | 85.678 | 293.612 | 0 | 80.74 | 248.48 | 47.549 | 7500 | 1199.724 | 296.029 | 0 | 903.695
|  | 1037.882 | 281.673 | 756.209 | 0 | 0 | 0 | 10000 | 100% | 0 | 1037.882 | 625.069 | 95.195 | 278.079 | 0 | 39.539 | 248.48 | 33.193 | 7500 | 1037.882 | 281.673 | 0 | 756.209
|  | 1083.182 | 318.987 | 764.195 | 0 | 0 | 0 | 10000 | 100% | 0 | 1083.182 | 589.619 | 59.438 | 262.544 | 171.581 | 0 | 248.48 | 70.507 | 7500 | 1083.182 | 318.987 | 0 | 764.195
|  | 1297.932 | 257.408 | 0 | 0 | 0 | 1040.524 | 10000 | 100% | 2.2737e-13 | 1297.932 | 550.731 | 49.494 | 200.883 | 496.824 | 0 | 248.48 | 8.928 | 0 | 1297.932 | 257.408 | 1040.524 | 0
|  | 1815.58 | 248.48 | 0 | 0 | 0 | 1567.1 | 8959.476 | 89.59% | 0 | 1815.58 | 824.298 | 23.951 | 320.179 | 647.152 | 0 | 248.48 | 0 | 0 | 1815.58 | 248.48 | 1567.1 | 0
|  | 1416.212 | 248.48 | 0 | 0 | 0 | 1167.732 | 7392.376 | 73.92% | 0 | 1416.212 | 887.686 | 21.123 | 285.206 | 208.548 | 13.65 | 248.48 | 0 | 0 | 1416.212 | 248.48 | 1167.732 | 0
|  | 1266.495 | 248.48 | 0 | 0 | 0 | 1018.015 | 6224.644 | 62.25% | 0 | 1266.495 | 822.184 | 28.2 | 317.862 | 70.949 | 27.3 | 248.48 | 0 | 0 | 1266.495 | 248.48 | 1018.015 | 0
|  | 1518.093 | 248.48 | 0 | 0 | 0 | 1269.613 | 5206.629 | 52.07% | 0 | 1518.093 | 831.53 | 93.094 | 264.191 | 301.952 | 27.326 | 248.48 | 0 | 0 | 1518.093 | 248.48 | 1269.613 | 0
|  | 1355.853 | 248.48 | 1107.373 | 0 | 2500 | 0 | 3937.016 | 39.37% | 0 | 1355.853 | 687.774 | 97.838 | 192.727 | 350.178 | 27.335 | 248.48 | 0 | 7500 | 1355.853 | 248.48 | 0 | 1107.373
|  | 1266.62 | 248.48 | 0 | 0 | 0 | 1018.14 | 6437.016 | 64.37% | 0 | 1266.62 | 715.092 | 83.052 | 297.827 | 143.341 | 27.308 | 248.48 | 0 | 0 | 1266.62 | 248.48 | 1018.14 | 0
|  | 842.089 | 248.48 | 593.609 | 0 | 2500 | 0 | 5418.876 | 54.19% | 0 | 842.089 | 518.231 | 68.793 | 227.765 | 0 | 27.3 | 248.48 | 0 | 7500 | 842.089 | 248.48 | 0 | 593.609
|  | 636.548 | 248.48 | 388.068 | 0 | 2081.124 | 0 | 7918.876 | 79.19% | 0 | 636.548 | 324.181 | 77.004 | 210.943 | 0 | 24.42 | 248.48 | 0 | 7500 | 636.548 | 248.48 | 0 | 388.068
|  | 523.987 | 248.48 | 275.507 | 0 | 0 | 0 | 10000 | 100% | 0 | 523.987 | 219.828 | 91.176 | 191.662 | 0 | 21.322 | 248.48 | 0 | 7500 | 523.987 | 248.48 | 0 | 275.507
|  | 512.441 | 248.48 | 263.961 | 0 | 0 | 0 | 10000 | 100% | 0 | 512.441 | 197.394 | 78.793 | 217.249 | 0 | 19.005 | 248.48 | 0 | 7500 | 512.441 | 248.48 | 0 | 263.961
|  | 480.593 | 248.48 | 232.113 | 0 | 0 | 0 | 10000 | 100% | 0 | 480.593 | 157.102 | 57.985 | 186.076 | 0 | 79.429 | 248.48 | 0 | 7500 | 480.593 | 248.48 | 0 | 232.113
|  | 400.766 | 248.48 | 0 | 0 | 0 | 152.286 | 10000 | 100% | 0 | 400.766 | 150.919 | 33.011 | 200.979 | 0 | 15.858 | 248.48 | 0 | 0 | 400.766 | 248.48 | 152.286 | 0
|  | 417.888 | 248.48 | 0 | 0 | 0 | 169.408 | 9847.714 | 98.48% | 0 | 417.888 | 152.416 | 21.149 | 215.349 | 0 | 28.975 | 248.48 | 0 | 0 | 417.888 | 248.48 | 169.408 | 0
|  | 1006.245 | 248.48 | 0 | 0 | 0 | 757.765 | 9678.306 | 96.78% | 0 | 1006.245 | 235.573 | 14.668 | 350.012 | 205.88 | 200.113 | 248.48 | 0 | 0 | 1006.245 | 248.48 | 757.765 | 0
|  | 1937.596 | 248.48 | 0 | 0 | 0 | 1689.116 | 8920.541 | 89.21% | 0 | 1937.596 | 379.625 | 18.362 | 543.617 | 585.645 | 410.347 | 248.48 | 0 | 0 | 1937.596 | 248.48 | 1689.116 | 0
|  | 1841.12 | 248.48 | 0 | 0 | 0 | 1592.64 | 7231.425 | 72.31% | 0 | 1841.12 | 513.639 | 68.148 | 412.524 | 591.1 | 255.708 | 248.48 | 0 | 0 | 1841.12 | 248.48 | 1592.64 | 0
|  | 1878.912 | 248.48 | 0 | 0 | 0 | 1630.432 | 5638.785 | 56.39% | 0 | 1878.912 | 472.497 | 116.896 | 473.475 | 234.112 | 581.933 | 248.48 | 0 | 0 | 1878.912 | 248.48 | 1630.432 | 0
|  | 1530.215 | 311.21 | 1219.005 | 0 | 2500 | 0 | 4008.353 | 40.08% | 0 | 1530.215 | 437.547 | 118.136 | 382.094 | 112.198 | 480.24 | 248.48 | 62.73 | 7500 | 1530.215 | 311.21 | 0 | 1219.005
|  | 1446.353 | 794.708 | 651.645 | 0 | 2500 | 0 | 6508.353 | 65.08% | 0 | 1446.353 | 426.341 | 92.525 | 337.86 | 398.598 | 191.03 | 248.48 | 546.228 | 7500 | 1446.353 | 794.708 | 0 | 651.645
|  | 1306.175 | 1105.531 | 200.644 | 0 | 991.647 | 0 | 9008.353 | 90.08% | 0 | 1306.175 | 422.762 | 72.273 | 335.006 | 396.952 | 79.181 | 248.48 | 857.051 | 7500 | 1306.175 | 1105.531 | 0 | 200.644
|  | 1037.654 | 1037.654 | 0 | 101.156 | 0 | 0 | 10000 | 100% | 0 | 1037.654 | 420.601 | 92.17 | 317.36 | 156.785 | 50.738 | 248.48 | 890.33 | 0 | 1037.654 | 1037.654 | 0 | 0
|  | 905.935 | 905.935 | 0 | 163.359 | 0 | 0 | 10000 | 100% | 0 | 905.935 | 366.136 | 71.088 | 386.895 | 81.817 | 0 | 248.48 | 820.814 | 0 | 905.935 | 905.935 | 0 | 0
|  | 1084.124 | 927.942 | 156.182 | 0 | 0 | 0 | 10000 | 100% | 0 | 1084.124 | 410.443 | 60.383 | 343.709 | 269.589 | 0 | 248.48 | 679.462 | 7500 | 1084.124 | 927.942 | 0 | 156.182
|  | 1148.894 | 425.505 | 0 | 0 | 0 | 723.389 | 10000 | 100% | 0 | 1148.894 | 516.208 | 40.252 | 287.783 | 304.651 | 0 | 248.48 | 177.025 | 0 | 1148.894 | 425.505 | 723.389 | 0
|  | 1443.127 | 248.48 | 0 | 0 | 0 | 1194.647 | 9276.611 | 92.77% | 0 | 1443.127 | 866.723 | 24.542 | 373.66 | 178.202 | 0 | 248.48 | 0 | 0 | 1443.127 | 248.48 | 1194.647 | 0
|  | 1190.7 | 248.48 | 0 | 0 | 0 | 942.22 | 8081.964 | 80.82% | 0 | 1190.7 | 730.959 | 21.214 | 305.142 | 121.685 | 11.7 | 248.48 | 0 | 0 | 1190.7 | 248.48 | 942.22 | 0
|  | 1473.686 | 248.48 | 0 | 0 | 0 | 1225.206 | 7139.744 | 71.4% | 0 | 1473.686 | 869.186 | 57.546 | 289.545 | 234.009 | 23.4 | 248.48 | 0 | 0 | 1473.686 | 248.48 | 1225.206 | 0
|  | 1405.654 | 248.48 | 0 | 0 | 0 | 1157.174 | 5914.538 | 59.15% | 0 | 1405.654 | 793.99 | 105.54 | 261.885 | 220.83 | 23.409 | 248.48 | 0 | 0 | 1405.654 | 248.48 | 1157.174 | 0
|  | 1153.796 | 248.48 | 905.316 | 0 | 2500 | 0 | 4757.364 | 47.57% | 0 | 1153.796 | 765.251 | 80.547 | 200.562 | 84.027 | 23.409 | 248.48 | 0 | 7500 | 1153.796 | 248.48 | 0 | 905.316
|  | 1010.272 | 248.48 | 0 | 0 | 0 | 761.792 | 7257.364 | 72.57% | 0 | 1010.272 | 609.699 | 80.392 | 280.511 | 16.27 | 23.4 | 248.48 | 0 | 0 | 1010.272 | 248.48 | 761.792 | 0
|  | 859.915 | 248.48 | 611.435 | 0 | 2500 | 0 | 6495.572 | 64.96% | 0 | 859.915 | 513.303 | 63.694 | 259.519 | 0 | 23.4 | 248.48 | 0 | 7500 | 859.915 | 248.48 | 0 | 611.435
|  | 716.719 | 248.48 | 468.239 | 0 | 1004.428 | 0 | 8995.572 | 89.96% | 0 | 716.719 | 358.419 | 72.362 | 257.422 | 0 | 28.516 | 248.48 | 0 | 7500 | 716.719 | 248.48 | 0 | 468.239
|  | 521.974 | 248.48 | 273.494 | 0 | 0 | 0 | 10000 | 100% | 0 | 521.974 | 203.145 | 92.458 | 193.825 | 0 | 32.546 | 248.48 | 0 | 7500 | 521.974 | 248.48 | 0 | 273.494
|  | 489.53 | 248.48 | 241.05 | 0 | 0 | 0 | 10000 | 100% | 0 | 489.53 | 172.512 | 65.239 | 227.723 | 0 | 24.056 | 248.48 | 0 | 7500 | 489.53 | 248.48 | 0 | 241.05
|  | 522.972 | 248.48 | 274.492 | 0 | 0 | 0 | 10000 | 100% | 0 | 522.972 | 159.74 | 50.675 | 229.853 | 0 | 82.705 | 248.48 | 0 | 7500 | 522.972 | 248.48 | 0 | 274.492
|  | 507.035 | 248.48 | 0 | 0 | 0 | 258.555 | 10000 | 100% | -5.6843e-14 | 507.035 | 160.659 | 25.913 | 229.705 | 0 | 90.759 | 248.48 | 0 | 0 | 507.035 | 248.48 | 258.555 | 0
|  | 498.399 | 248.48 | 0 | 0 | 0 | 249.919 | 9741.445 | 97.41% | 0 | 498.399 | 174.576 | 20.528 | 247.286 | 0 | 56.01 | 248.48 | 0 | 0 | 498.399 | 248.48 | 249.919 | 0
|  | 894.609 | 248.48 | 0 | 0 | 0 | 646.129 | 9491.526 | 94.92% | 0 | 894.609 | 233.691 | 16.511 | 365.179 | 173.97 | 105.258 | 248.48 | 0 | 0 | 894.609 | 248.48 | 646.129 | 0
|  | 1741.347 | 248.48 | 0 | 0 | 0 | 1492.867 | 8845.397 | 88.45% | 0 | 1741.347 | 378.362 | 33.109 | 641.017 | 491.794 | 197.065 | 248.48 | 0 | 0 | 1741.347 | 248.48 | 1492.867 | 0
|  | 2394.012 | 248.48 | 0 | 0 | 0 | 2145.532 | 7352.53 | 73.53% | 0 | 2394.012 | 583.369 | 102.568 | 468.643 | 577.573 | 661.858 | 248.48 | 0 | 0 | 2394.012 | 248.48 | 2145.532 | 0
|  | 1746.309 | 248.48 | 0 | 0 | 0 | 1497.829 | 5206.998 | 52.07% | 0 | 1746.309 | 520.192 | 107.277 | 402.916 | 228.174 | 487.751 | 248.48 | 0 | 0 | 1746.309 | 248.48 | 1497.829 | 0
|  | 1523.013 | 248.988 | 1274.025 | 0 | 2500 | 0 | 3709.169 | 37.09% | 0 | 1523.013 | 474.525 | 111.83 | 401.99 | 114.346 | 420.323 | 248.48 | 0.508 | 7500 | 1523.013 | 248.988 | 0 | 1274.025
|  | 1403.306 | 796.084 | 607.222 | 0 | 2500 | 0 | 6209.169 | 62.09% | 0 | 1403.306 | 407.251 | 73.419 | 329.407 | 375.661 | 217.568 | 248.48 | 547.604 | 7500 | 1403.306 | 796.084 | 0 | 607.222
|  | 1450.893 | 295.192 | 1155.701 | 0 | 1290.831 | 0 | 8709.169 | 87.09% | 0 | 1450.893 | 471.604 | 75.807 | 341.806 | 460.825 | 100.851 | 248.48 | 46.712 | 7500 | 1450.893 | 295.192 | 0 | 1155.701
|  | 1057.513 | 598.05 | 459.463 | 0 | 0 | 0 | 10000 | 100% | 0 | 1057.513 | 410.822 | 85.32 | 358.356 | 169.972 | 33.043 | 248.48 | 349.57 | 7500 | 1057.513 | 598.05 | 0 | 459.463
|  | 961.281 | 606.15 | 355.131 | 0 | 0 | 0 | 10000 | 100% | 0 | 961.281 | 403.992 | 58.684 | 395.993 | 102.047 | 0.566 | 248.48 | 357.67 | 7500 | 961.281 | 606.15 | 0 | 355.131
|  | 1237.719 | 413.705 | 824.014 | 0 | 0 | 0 | 10000 | 100% | 0 | 1237.719 | 413.119 | 48.723 | 397.106 | 378.772 | 0 | 248.48 | 165.225 | 7500 | 1237.719 | 413.705 | 0 | 824.014
|  | 1347.024 | 253.433 | 0 | 0 | 0 | 1093.591 | 10000 | 100% | 0 | 1347.024 | 566.268 | 26.068 | 341.262 | 413.426 | 0 | 248.48 | 4.953 | 0 | 1347.024 | 253.433 | 1093.591 | 0
|  | 1235.701 | 248.48 | 0 | 0 | 0 | 987.221 | 8906.409 | 89.06% | 0 | 1235.701 | 760.965 | 21.905 | 300.178 | 152.652 | 0 | 248.48 | 0 | 0 | 1235.701 | 248.48 | 987.221 | 0
|  | 1275.921 | 248.48 | 0 | 0 | 0 | 1027.441 | 7919.188 | 79.19% | 0 | 1275.921 | 819.489 | 27.074 | 326.473 | 88.911 | 13.975 | 248.48 | 0 | 0 | 1275.921 | 248.48 | 1027.441 | 0
|  | 1477.297 | 248.48 | 0 | 0 | 0 | 1228.817 | 6891.747 | 68.92% | 0 | 1477.297 | 793.911 | 100.732 | 287.516 | 267.188 | 27.95 | 248.48 | 0 | 0 | 1477.297 | 248.48 | 1228.817 | 0
|  | 1405.203 | 248.48 | 0 | 0 | 0 | 1156.723 | 5662.93 | 56.63% | 0 | 1405.203 | 722.724 | 92.987 | 276.015 | 285.527 | 27.95 | 248.48 | 0 | 0 | 1405.203 | 248.48 | 1156.723 | 0
|  | 1133.995 | 248.48 | 885.515 | 0 | 2500 | 0 | 4506.207 | 45.06% | 0 | 1133.995 | 696.203 | 78.024 | 229.443 | 102.376 | 27.95 | 248.48 | 0 | 7500 | 1133.995 | 248.48 | 0 | 885.515
|  | 1009.135 | 248.48 | 0 | 0 | 0 | 760.655 | 7006.207 | 70.06% | 0 | 1009.135 | 587.542 | 71.133 | 312.79 | 9.72 | 27.95 | 248.48 | 0 | 0 | 1009.135 | 248.48 | 760.655 | 0
|  | 881.662 | 248.48 | 633.182 | 0 | 2500 | 0 | 6245.552 | 62.46% | 0 | 881.662 | 494.107 | 57.974 | 301.631 | 0 | 27.95 | 248.48 | 0 | 7500 | 881.662 | 248.48 | 0 | 633.182
|  | 705.676 | 248.48 | 457.196 | 0 | 1254.448 | 0 | 8745.552 | 87.46% | 0 | 705.676 | 331.559 | 94.07 | 256.901 | 0 | 23.147 | 248.48 | 0 | 7500 | 705.676 | 248.48 | 0 | 457.196
|  | 542.135 | 248.48 | 293.655 | 0 | 0 | 0 | 10000 | 100% | 0 | 542.135 | 216.047 | 72.492 | 233.163 | 0 | 20.434 | 248.48 | 0 | 7500 | 542.135 | 248.48 | 0 | 293.655
|  | 503.05 | 248.48 | 254.57 | 0 | 0 | 0 | 10000 | 100% | 0 | 503.05 | 186.668 | 59.518 | 235.614 | 0 | 21.25 | 248.48 | 0 | 7500 | 503.05 | 248.48 | 0 | 254.57
|  | 501.368 | 248.48 | 252.888 | 0 | 0 | 0 | 10000 | 100% | 0 | 501.368 | 166.933 | 38.138 | 276.368 | 0 | 19.929 | 248.48 | 0 | 7500 | 501.368 | 248.48 | 0 | 252.888
|  | 402.316 | 248.48 | 0 | 0 | 0 | 153.836 | 10000 | 100% | 0 | 402.316 | 152.955 | 20.049 | 219.148 | 0 | 10.164 | 248.48 | 0 | 0 | 402.316 | 248.48 | 153.836 | 0
|  | 570.615 | 248.48 | 0 | 0 | 0 | 322.135 | 9846.164 | 98.46% | 0 | 570.615 | 166.112 | 15.621 | 278.772 | 0 | 110.11 | 248.48 | 0 | 0 | 570.615 | 248.48 | 322.135 | 0
|  | 946.019 | 248.48 | 0 | 0 | 0 | 697.539 | 9524.029 | 95.24% | 0 | 946.019 | 230.899 | 18.745 | 332.196 | 167.761 | 196.418 | 248.48 | 0 | 0 | 946.019 | 248.48 | 697.539 | 0
|  | 2060.624 | 248.48 | 0 | 0 | 0 | 1812.144 | 8826.49 | 88.26% | 0 | 2060.624 | 425.535 | 65.488 | 638.897 | 580.031 | 350.673 | 248.48 | 0 | 0 | 2060.624 | 248.48 | 1812.144 | 0
|  | 2726.023 | 248.48 | 0 | 0 | 0 | 2477.543 | 7014.346 | 70.14% | 0 | 2726.023 | 575.766 | 109.99 | 428.6 | 366.981 | 1244.686 | 248.48 | 0 | 0 | 2726.023 | 248.48 | 2477.543 | 0
|  | 1732.205 | 248.48 | 0 | 0 | 0 | 1483.725 | 4536.803 | 45.37% | 0 | 1732.205 | 502.638 | 108.719 | 464.834 | 0 | 656.015 | 248.48 | 0 | 0 | 1732.205 | 248.48 | 1483.725 | 0
|  | 1246.997 | 248.48 | 998.517 | 0 | 2500 | 0 | 3053.078 | 30.53% | 0 | 1246.997 | 419.709 | 97.953 | 474.085 | 0 | 255.251 | 248.48 | 0 | 7500 | 1246.997 | 248.48 | 0 | 998.517
|  | 978.204 | 248.487 | 729.717 | 0 | 2500 | 0 | 5553.078 | 55.53% | 0 | 978.204 | 358.796 | 74.826 | 353.237 | 0 | 191.345 | 248.48 | 0.007 | 7500 | 978.204 | 248.487 | 0 | 729.717
|  | 909.697 | 248.48 | 661.217 | 0 | 1946.922 | 0 | 8053.078 | 80.53% | 0 | 909.697 | 401.669 | 90.933 | 349.536 | 0 | 67.559 | 248.48 | 0 | 7500 | 909.697 | 248.48 | 0 | 661.217
|  | 811.703 | 249.816 | 561.887 | 0 | 0 | 0 | 10000 | 100% | 0 | 811.703 | 398.139 | 69.833 | 273.848 | 0 | 69.883 | 248.48 | 1.336 | 7500 | 811.703 | 249.816 | 0 | 561.887
|  | 862.059 | 251.42 | 610.639 | 0 | 0 | 0 | 10000 | 100% | 0 | 862.059 | 370.582 | 56.203 | 428.62 | 0 | 6.655 | 248.48 | 2.94 | 7500 | 862.059 | 251.42 | 0 | 610.639
|  | 987.233 | 250.566 | 736.667 | 0 | 0 | 0 | 10000 | 100% | 0 | 987.233 | 427.716 | 42.726 | 338.35 | 177.863 | 0.578 | 248.48 | 2.086 | 7500 | 987.233 | 250.566 | 0 | 736.667
|  | 1328.506 | 248.567 | 0 | 0 | 0 | 1079.939 | 10000 | 100% | 0 | 1328.506 | 535.733 | 20.62 | 244.784 | 527.369 | 0 | 248.48 | 0.087 | 0 | 1328.506 | 248.567 | 1079.939 | 0
|  | 1836.374 | 248.48 | 0 | 0 | 0 | 1587.894 | 8920.061 | 89.2% | 0 | 1836.374 | 833.231 | 21.256 | 342.84 | 639.047 | 0 | 248.48 | 0 | 0 | 1836.374 | 248.48 | 1587.894 | 0
|  | 1662.719 | 248.48 | 0 | 0 | 0 | 1414.239 | 7332.167 | 73.32% | 0 | 1662.719 | 941.718 | 62.402 | 417.931 | 229.131 | 11.538 | 248.48 | 0 | 0 | 1662.719 | 248.48 | 1414.239 | 0
|  | 1366.553 | 248.48 | 0 | 0 | 0 | 1118.073 | 5917.928 | 59.18% | 0 | 1366.553 | 849.804 | 115.223 | 300.792 | 77.659 | 23.075 | 248.48 | 0 | 0 | 1366.553 | 248.48 | 1118.073 | 0
|  | 1469.701 | 248.48 | 0 | 0 | 0 | 1221.221 | 4799.855 | 48% | 0 | 1469.701 | 757.116 | 84.494 | 294.305 | 310.68 | 23.106 | 248.48 | 0 | 0 | 1469.701 | 248.48 | 1221.221 | 0
|  | 1503.104 | 248.48 | 1254.624 | 0 | 2500 | 0 | 3578.634 | 35.79% | 0 | 1503.104 | 810.232 | 75.601 | 234.841 | 359.302 | 23.127 | 248.48 | 0 | 7500 | 1503.104 | 248.48 | 0 | 1254.624
|  | 1237.809 | 248.48 | 0 | 0 | 0 | 989.329 | 6078.634 | 60.79% | 0 | 1237.809 | 672.519 | 60.683 | 351.557 | 129.882 | 23.168 | 248.48 | 0 | 0 | 1237.809 | 248.48 | 989.329 | 0
|  | 948.567 | 248.48 | 700.087 | 0 | 2500 | 0 | 5089.305 | 50.89% | 0 | 948.567 | 526.341 | 63.112 | 335.936 | 0 | 23.178 | 248.48 | 0 | 7500 | 948.567 | 248.48 | 0 | 700.087
|  | 664.194 | 248.48 | 415.714 | 0 | 2410.695 | 0 | 7589.305 | 75.89% | 0 | 664.194 | 324.098 | 87.11 | 224.696 | 0 | 28.29 | 248.48 | 0 | 7500 | 664.194 | 248.48 | 0 | 415.714
|  | 561.068 | 248.48 | 312.588 | 0 | 0 | 0 | 10000 | 100% | 0 | 561.068 | 211.961 | 63.543 | 256.482 | 0 | 29.082 | 248.48 | 0 | 7500 | 561.068 | 248.48 | 0 | 312.588
|  | 557.707 | 248.48 | 309.227 | 0 | 0 | 0 | 10000 | 100% | 0 | 557.707 | 182.905 | 53.549 | 268.885 | 0 | 52.368 | 248.48 | 0 | 7500 | 557.707 | 248.48 | 0 | 309.227
|  | 515.006 | 248.48 | 266.526 | 0 | 0 | 0 | 10000 | 100% | 0 | 515.006 | 150.708 | 25.18 | 241.712 | 0 | 97.406 | 248.48 | 0 | 7500 | 515.006 | 248.48 | 0 | 266.526
|  | 602.656 | 248.48 | 0 | 0 | 0 | 354.176 | 10000 | 100% | 0 | 602.656 | 170.392 | 19.864 | 248.708 | 0 | 163.692 | 248.48 | 0 | 0 | 602.656 | 248.48 | 354.176 | 0
|  | 690.007 | 248.48 | 0 | 0 | 0 | 441.527 | 9645.824 | 96.46% | 0 | 690.007 | 181.377 | 18.128 | 328.038 | 0 | 162.463 | 248.48 | 0 | 0 | 690.007 | 248.48 | 441.527 | 0
|  | 826.699 | 248.48 | 0 | 0 | 0 | 578.219 | 9204.297 | 92.04% | 0 | 826.699 | 195.798 | 35.257 | 347.547 | 180.445 | 67.653 | 248.48 | 0 | 0 | 826.699 | 248.48 | 578.219 | 0
|  | 2134.548 | 248.48 | 0 | 0 | 0 | 1886.068 | 8626.078 | 86.26% | 0 | 2134.548 | 434.584 | 102.444 | 687.759 | 598.303 | 311.459 | 248.48 | 0 | 0 | 2134.548 | 248.48 | 1886.068 | 0
|  | 1946.866 | 248.48 | 0 | 0 | 0 | 1698.386 | 6740.01 | 67.4% | 0 | 1946.866 | 601.095 | 111.222 | 513.082 | 401.249 | 320.219 | 248.48 | 0 | 0 | 1946.866 | 248.48 | 1698.386 | 0
|  | 1232.634 | 248.48 | 0 | 0 | 0 | 984.154 | 5041.624 | 50.42% | 0 | 1232.634 | 417.162 | 106.683 | 403.6 | 0 | 305.189 | 248.48 | 0 | 0 | 1232.634 | 248.48 | 984.154 | 0
|  | 994.82 | 248.48 | 746.34 | 0 | 2500 | 0 | 4057.47 | 40.57% | 0 | 994.82 | 391.544 | 76.983 | 309.793 | 0 | 216.501 | 248.48 | 0 | 7500 | 994.82 | 248.48 | 0 | 746.34
|  | 975.53 | 248.49 | 727.04 | 0 | 2500 | 0 | 6557.47 | 65.57% | 0 | 975.53 | 428.634 | 76.127 | 313.057 | 0 | 157.712 | 248.48 | 0.01 | 7500 | 975.53 | 248.49 | 0 | 727.04
|  | 1034.058 | 250.174 | 783.884 | 0 | 942.53 | 0 | 9057.47 | 90.57% | 0 | 1034.058 | 479.661 | 85.559 | 317.906 | 0 | 150.933 | 248.48 | 1.694 | 7500 | 1034.058 | 250.174 | 0 | 783.884
|  | 735.889 | 249.853 | 486.036 | 0 | 0 | 0 | 10000 | 100% | 0 | 735.889 | 384.096 | 60.762 | 289.851 | 0 | 1.18 | 248.48 | 1.373 | 7500 | 735.889 | 249.853 | 0 | 486.036
|  | 810.653 | 275.902 | 534.751 | 0 | 0 | 0 | 10000 | 100% | 0 | 810.653 | 361.603 | 50.248 | 398.702 | 0 | 0.1 | 248.48 | 27.422 | 7500 | 810.653 | 275.902 | 0 | 534.751
|  | 954.047 | 249.659 | 704.388 | 0 | 0 | 0 | 10000 | 100% | 0 | 954.047 | 433.915 | 26.876 | 316.536 | 176.721 | 0 | 248.48 | 1.179 | 7500 | 954.047 | 249.659 | 0 | 704.388
|  | 1556.933 | 249.567 | 0 | 0 | 0 | 1307.366 | 10000 | 100% | 0 | 1556.933 | 617.993 | 21.14 | 288.452 | 629.348 | 0 | 248.48 | 1.087 | 0 | 1556.933 | 249.567 | 1307.366 | 0
|  | 1646.274 | 248.48 | 0 | 0 | 0 | 1397.794 | 8692.634 | 86.93% | 0 | 1646.274 | 708.319 | 27.023 | 310.628 | 600.305 | 0 | 248.48 | 0 | 0 | 1646.274 | 248.48 | 1397.794 | 0
|  | 1500.003 | 248.48 | 0 | 0 | 0 | 1251.523 | 7294.84 | 72.95% | 0 | 1500.003 | 858.767 | 90.467 | 328.017 | 208.939 | 13.813 | 248.48 | 0 | 0 | 1500.003 | 248.48 | 1251.523 | 0
|  | 1444.478 | 248.48 | 0 | 0 | 0 | 1195.998 | 6043.317 | 60.43% | 0 | 1444.478 | 834.89 | 106.966 | 388.708 | 86.29 | 27.625 | 248.48 | 0 | 0 | 1444.478 | 248.48 | 1195.998 | 0
|  | 1481.85 | 248.48 | 0 | 0 | 0 | 1233.37 | 4847.319 | 48.47% | 0 | 1481.85 | 829.815 | 81.873 | 252.669 | 289.857 | 27.636 | 248.48 | 0 | 0 | 1481.85 | 248.48 | 1233.37 | 0
|  | 1441.151 | 248.48 | 1192.671 | 0 | 2500 | 0 | 3613.949 | 36.14% | 0 | 1441.151 | 770.203 | 76.978 | 216.639 | 349.674 | 27.657 | 248.48 | 0 | 7500 | 1441.151 | 248.48 | 0 | 1192.671
|  | 1102.097 | 248.48 | 0 | 0 | 0 | 853.617 | 6113.949 | 61.14% | 0 | 1102.097 | 621.948 | 55.748 | 269.861 | 126.819 | 27.722 | 248.48 | 0 | 0 | 1102.097 | 248.48 | 853.617 | 0
|  | 895.839 | 248.48 | 647.359 | 0 | 2500 | 0 | 5260.332 | 52.6% | 0 | 895.839 | 542.352 | 72.051 | 253.704 | 0 | 27.733 | 248.48 | 0 | 7500 | 895.839 | 248.48 | 0 | 647.359
|  | 651.678 | 248.48 | 403.198 | 0 | 2239.668 | 0 | 7760.332 | 77.6% | 0 | 651.678 | 338.959 | 73.543 | 214.397 | 0 | 24.78 | 248.48 | 0 | 7500 | 651.678 | 248.48 | 0 | 403.198
|  | 543.234 | 248.48 | 294.754 | 0 | 0 | 0 | 10000 | 100% | 0 | 543.234 | 242.377 | 59.217 | 219.767 | 0 | 21.873 | 248.48 | 0 | 7500 | 543.234 | 248.48 | 0 | 294.754
|  | 482.075 | 248.48 | 233.595 | 0 | 0 | 0 | 10000 | 100% | 0 | 482.075 | 202.015 | 36.073 | 224.987 | 0 | 19 | 248.48 | 0 | 7500 | 482.075 | 248.48 | 0 | 233.595
|  | 365.498 | 248.48 | 117.018 | 0 | 0 | 0 | 10000 | 100% | 0 | 365.498 | 146.241 | 22.33 | 177.467 | 0 | 19.46 | 248.48 | 0 | 7500 | 365.498 | 248.48 | 0 | 117.018
|  | 512.161 | 248.48 | 0 | 0 | 0 | 263.681 | 10000 | 100% | 0 | 512.161 | 177.482 | 15.117 | 230.694 | 0 | 88.867 | 248.48 | 0 | 0 | 512.161 | 248.48 | 263.681 | 0
|  | 617.914 | 248.48 | 0 | 0 | 0 | 369.434 | 9736.319 | 97.36% | 0 | 617.914 | 172.218 | 20.824 | 217.885 | 0 | 206.987 | 248.48 | 0 | 0 | 617.914 | 248.48 | 369.434 | 0
|  | 995.418 | 248.48 | 0 | 0 | 0 | 746.938 | 9366.885 | 93.67% | 0 | 995.418 | 220.862 | 58.397 | 315.62 | 188.745 | 211.795 | 248.48 | 0 | 0 | 995.418 | 248.48 | 746.938 | 0
|  | 1956.502 | 248.48 | 0 | 0 | 0 | 1708.022 | 8619.947 | 86.2% | 0 | 1956.502 | 390.619 | 120.978 | 424.209 | 590.315 | 430.381 | 248.48 | 0 | 0 | 1956.502 | 248.48 | 1708.022 | 0
|  | 1845.501 | 248.48 | 0 | 0 | 0 | 1597.021 | 6911.925 | 69.12% | 0 | 1845.501 | 561.619 | 120.559 | 296.982 | 376.834 | 489.507 | 248.48 | 0 | 0 | 1845.501 | 248.48 | 1597.021 | 0
|  | 1231.329 | 248.48 | 0 | 0 | 0 | 982.849 | 5314.904 | 53.15% | 0 | 1231.329 | 529.125 | 86.568 | 305.098 | 0 | 310.538 | 248.48 | 0 | 0 | 1231.329 | 248.48 | 982.849 | 0
|  | 1199.159 | 249.924 | 949.235 | 0 | 2500 | 0 | 4332.055 | 43.32% | 0 | 1199.159 | 459.13 | 68.6 | 338.76 | 0 | 332.669 | 248.48 | 1.444 | 7500 | 1199.159 | 249.924 | 0 | 949.235
|  | 1013.535 | 248.743 | 764.792 | 0 | 2500 | 0 | 6832.055 | 68.32% | 0 | 1013.535 | 383.718 | 84.205 | 302.778 | 0 | 242.834 | 248.48 | 0.263 | 7500 | 1013.535 | 248.743 | 0 | 764.792
|  | 857.636 | 248.485 | 609.151 | 0 | 667.945 | 0 | 9332.055 | 93.32% | 0 | 857.636 | 430.026 | 80.787 | 241.16 | 0 | 105.663 | 248.48 | 0.005 | 7500 | 857.636 | 248.485 | 0 | 609.151
|  | 826.058 | 248.816 | 577.242 | 0 | 0 | 0 | 10000 | 100% | 0 | 826.058 | 440.794 | 56.344 | 258.182 | 0 | 70.739 | 248.48 | 0.336 | 7500 | 826.058 | 248.816 | 0 | 577.242
|  | 782.796 | 248.506 | 534.29 | 0 | 0 | 0 | 10000 | 100% | 0 | 782.796 | 385.531 | 36.036 | 326.52 | 0 | 34.709 | 248.48 | 0.026 | 7500 | 782.796 | 248.506 | 0 | 534.29
|  | 928.475 | 248.502 | 679.973 | 0 | 0 | 0 | 10000 | 100% | 0 | 928.475 | 402.634 | 24.346 | 306.717 | 194.778 | 0 | 248.48 | 0.022 | 7500 | 928.475 | 248.502 | 0 | 679.973
|  | 1334.492 | 248.488 | 0 | 0 | 0 | 1086.004 | 10000 | 100% | 0 | 1334.492 | 542.339 | 19.028 | 225.824 | 547.301 | 0 | 248.48 | 0.008 | 0 | 1334.492 | 248.488 | 1086.004 | 0
|  | 1765.597 | 248.48 | 0 | 0 | 0 | 1517.117 | 8913.996 | 89.14% | 0 | 1765.597 | 779.248 | 60.74 | 293.841 | 631.768 | 0 | 248.48 | 0 | 0 | 1765.597 | 248.48 | 1517.117 | 0
|  | 1554.942 | 248.48 | 0 | 0 | 0 | 1306.462 | 7396.879 | 73.97% | 0 | 1554.942 | 863.271 | 101.184 | 351.711 | 226.427 | 12.35 | 248.48 | 0 | 0 | 1554.942 | 248.48 | 1306.462 | 0
|  | 1449.219 | 248.48 | 0 | 0 | 0 | 1200.739 | 6090.417 | 60.9% | 0 | 1449.219 | 862.491 | 80.107 | 394.832 | 87.09 | 24.7 | 248.48 | 0 | 0 | 1449.219 | 248.48 | 1200.739 | 0
|  | 1351.915 | 248.48 | 0 | 0 | 0 | 1103.435 | 4889.678 | 48.9% | 0 | 1351.915 | 730.478 | 73.731 | 235.377 | 287.629 | 24.7 | 248.48 | 0 | 0 | 1351.915 | 248.48 | 1103.435 | 0
|  | 1378.865 | 248.48 | 1130.385 | 0 | 2500 | 0 | 3786.243 | 37.86% | 0 | 1378.865 | 750.607 | 59.12 | 197.162 | 347.265 | 24.712 | 248.48 | 0 | 7500 | 1378.865 | 248.48 | 0 | 1130.385
|  | 1130.994 | 248.48 | 0 | 0 | 0 | 882.514 | 6286.243 | 62.86% | 0 | 1130.994 | 697.39 | 56.323 | 229.774 | 122.718 | 24.79 | 248.48 | 0 | 0 | 1130.994 | 248.48 | 882.514 | 0
|  | 875.752 | 248.48 | 627.272 | 0 | 2500 | 0 | 5403.729 | 54.04% | 0 | 875.752 | 505.757 | 91.97 | 253.212 | 0 | 24.813 | 248.48 | 0 | 7500 | 875.752 | 248.48 | 0 | 627.272
|  | 676.52 | 248.48 | 428.04 | 0 | 2096.271 | 0 | 7903.729 | 79.04% | 0 | 676.52 | 355.898 | 62.371 | 203.894 | 0 | 54.357 | 248.48 | 0 | 7500 | 676.52 | 248.48 | 0 | 428.04
|  | 597.811 | 248.48 | 349.331 | 0 | 0 | 0 | 10000 | 100% | 0 | 597.811 | 261.455 | 48.041 | 236.155 | 0 | 52.16 | 248.48 | 0 | 7500 | 597.811 | 248.48 | 0 | 349.331
|  | 479.135 | 248.48 | 230.655 | 0 | 0 | 0 | 10000 | 100% | 0 | 479.135 | 192.579 | 26.915 | 239.192 | 0 | 20.449 | 248.48 | 0 | 7500 | 479.135 | 248.48 | 0 | 230.655
|  | 500.452 | 248.48 | 251.972 | 0 | 0 | 0 | 10000 | 100% | 0 | 500.452 | 194.766 | 20.358 | 224.679 | 0 | 60.649 | 248.48 | 0 | 7500 | 500.452 | 248.48 | 0 | 251.972
|  | 593.755 | 248.48 | 0 | 0 | 0 | 345.275 | 10000 | 100% | 0 | 593.755 | 172.799 | 17.554 | 206.068 | 0 | 197.334 | 248.48 | 0 | 0 | 593.755 | 248.48 | 345.275 | 0
|  | 554.083 | 248.48 | 0 | 0 | 0 | 305.603 | 9654.725 | 96.55% | 0 | 554.083 | 172.184 | 32.894 | 222.42 | 0 | 126.585 | 248.48 | 0 | 0 | 554.083 | 248.48 | 305.603 | 0
|  | 1133.728 | 248.48 | 0 | 0 | 0 | 885.248 | 9349.122 | 93.49% | 0 | 1133.728 | 193.903 | 97.407 | 324.473 | 201.61 | 316.335 | 248.48 | 0 | 0 | 1133.728 | 248.48 | 885.248 | 0
|  | 1483.008 | 248.48 | 0 | 0 | 0 | 1234.528 | 8463.874 | 84.64% | 0 | 1483.008 | 259.468 | 105.479 | 393.263 | 573.058 | 151.74 | 248.48 | 0 | 0 | 1483.008 | 248.48 | 1234.528 | 0
|  | 1576.402 | 248.48 | 0 | 0 | 0 | 1327.922 | 7229.346 | 72.29% | 0 | 1576.402 | 386.365 | 96.533 | 331.664 | 416.357 | 345.484 | 248.48 | 0 | 0 | 1576.402 | 248.48 | 1327.922 | 0
|  | 1086.776 | 248.48 | 0 | 0 | 0 | 838.296 | 5901.424 | 59.01% | 0 | 1086.776 | 515.22 | 74.736 | 232.508 | 0 | 264.312 | 248.48 | 0 | 0 | 1086.776 | 248.48 | 838.296 | 0
|  | 1261.328 | 755.76 | 505.568 | 0 | 2500 | 0 | 5063.128 | 50.63% | 0 | 1261.328 | 563.621 | 83.446 | 288.935 | 0 | 325.326 | 248.48 | 507.28 | 7500 | 1261.328 | 755.76 | 0 | 505.568
|  | 1283.251 | 575.401 | 707.85 | 0 | 2436.872 | 0 | 7563.128 | 75.63% | 0 | 1283.251 | 726.549 | 93.352 | 257.405 | 0 | 205.946 | 248.48 | 326.921 | 7500 | 1283.251 | 575.401 | 0 | 707.85
|  | 1030.309 | 574.439 | 455.87 | 0 | 0 | 0 | 10000 | 100% | 0 | 1030.309 | 731.013 | 64.628 | 213.405 | 0 | 21.264 | 248.48 | 325.959 | 7500 | 1030.309 | 574.439 | 0 | 455.87
|  | 998.045 | 401.138 | 596.907 | 0 | 0 | 0 | 10000 | 100% | 0 | 998.045 | 726.021 | 49.085 | 222.326 | 0 | 0.613 | 248.48 | 152.658 | 7500 | 998.045 | 401.138 | 0 | 596.907
|  | 950.106 | 303.595 | 646.511 | 0 | 0 | 0 | 10000 | 100% | 0 | 950.106 | 621.548 | 24.175 | 304.383 | 0 | 0 | 248.48 | 55.115 | 7500 | 950.106 | 303.595 | 0 | 646.511
|  | 1098.307 | 285.049 | 813.258 | 0 | 0 | 0 | 10000 | 100% | 0 | 1098.307 | 606.066 | 20.411 | 282.15 | 189.68 | 0 | 248.48 | 36.569 | 7500 | 1098.307 | 285.049 | 0 | 813.258
|  | 1597.545 | 251.984 | 0 | 0 | 0 | 1345.561 | 10000 | 100% | 0 | 1597.545 | 667.823 | 26.659 | 269.235 | 633.829 | 0 | 248.48 | 3.504 | 0 | 1597.545 | 251.984 | 1345.561 | 0
|  | 1756.246 | 248.48 | 0 | 0 | 0 | 1507.766 | 8654.439 | 86.54% | 0 | 1756.246 | 776.215 | 102.204 | 287.281 | 590.546 | 0 | 248.48 | 0 | 0 | 1756.246 | 248.48 | 1507.766 | 0
|  | 1521.159 | 248.48 | 0 | 0 | 0 | 1272.679 | 7146.673 | 71.47% | 0 | 1521.159 | 837.973 | 106.552 | 344.518 | 220.416 | 11.7 | 248.48 | 0 | 0 | 1521.159 | 248.48 | 1272.679 | 0
|  | 1339.771 | 248.48 | 0 | 0 | 0 | 1091.291 | 5873.994 | 58.74% | 0 | 1339.771 | 817.592 | 82.785 | 330.033 | 85.961 | 23.4 | 248.48 | 0 | 0 | 1339.771 | 248.48 | 1091.291 | 0
|  | 1366.255 | 248.48 | 0 | 0 | 0 | 1117.775 | 4782.703 | 47.83% | 0 | 1366.255 | 780.017 | 74.377 | 203.992 | 284.469 | 23.4 | 248.48 | 0 | 0 | 1366.255 | 248.48 | 1117.775 | 0
|  | 1304.888 | 248.48 | 1056.408 | 0 | 2500 | 0 | 3664.928 | 36.65% | 0 | 1304.888 | 706.688 | 57.369 | 172.792 | 344.64 | 23.4 | 248.48 | 0 | 7500 | 1304.888 | 248.48 | 0 | 1056.408
|  | 1124.725 | 248.48 | 0 | 0 | 0 | 876.245 | 6164.928 | 61.65% | 0 | 1124.725 | 640.425 | 71.158 | 260.767 | 128.975 | 23.4 | 248.48 | 0 | 0 | 1124.725 | 248.48 | 876.245 | 0
|  | 827.514 | 248.48 | 579.034 | 0 | 2500 | 0 | 5288.683 | 52.89% | 0 | 827.514 | 495.575 | 91.344 | 217.194 | 0 | 23.4 | 248.48 | 0 | 7500 | 827.514 | 248.48 | 0 | 579.034
|  | 677.73 | 248.48 | 429.25 | 0 | 2211.317 | 0 | 7788.683 | 77.89% | 0 | 677.73 | 365.746 | 53.092 | 226.305 | 0 | 32.587 | 248.48 | 0 | 7500 | 677.73 | 248.48 | 0 | 429.25
|  | 528.354 | 248.48 | 279.874 | 0 | 0 | 0 | 10000 | 100% | 0 | 528.354 | 260.066 | 37.275 | 200.986 | 0 | 30.026 | 248.48 | 0 | 7500 | 528.354 | 248.48 | 0 | 279.874
|  | 470.448 | 248.48 | 221.968 | 0 | 0 | 0 | 10000 | 100% | 0 | 470.448 | 208.853 | 20.676 | 180.557 | 0 | 60.362 | 248.48 | 0 | 7500 | 470.448 | 248.48 | 0 | 221.968
|  | 477.988 | 248.48 | 229.508 | 0 | 0 | 0 | 10000 | 100% | 0 | 477.988 | 164.251 | 16.582 | 197.224 | 0 | 99.931 | 248.48 | 0 | 7500 | 477.988 | 248.48 | 0 | 229.508
|  | 541.354 | 248.48 | 0 | 0 | 0 | 292.874 | 10000 | 100% | 0 | 541.354 | 181.605 | 20.055 | 232.85 | 0 | 106.844 | 248.48 | 0 | 0 | 541.354 | 248.48 | 292.874 | 0
|  | 499.535 | 248.48 | 0 | 0 | 0 | 251.055 | 9707.126 | 97.07% | 0 | 499.535 | 169.259 | 64.691 | 231.832 | 0 | 33.753 | 248.48 | 0 | 0 | 499.535 | 248.48 | 251.055 | 0
|  | 1080.26 | 248.48 | 0 | 0 | 0 | 831.78 | 9456.071 | 94.56% | 0 | 1080.26 | 184.249 | 127.303 | 326.06 | 193.737 | 248.912 | 248.48 | 0 | 0 | 1080.26 | 248.48 | 831.78 | 0
|  | 1765.411 | 248.48 | 0 | 0 | 0 | 1516.931 | 8624.291 | 86.24% | 0 | 1765.411 | 250.105 | 116.103 | 555.674 | 544.015 | 299.514 | 248.48 | 0 | 0 | 1765.411 | 248.48 | 1516.931 | 0
|  | 1729.237 | 248.48 | 0 | 0 | 0 | 1480.757 | 7107.36 | 71.07% | 0 | 1729.237 | 399.576 | 92.728 | 474.907 | 377.214 | 384.812 | 248.48 | 0 | 0 | 1729.237 | 248.48 | 1480.757 | 0
|  | 1305.275 | 248.48 | 0 | 0 | 0 | 1056.795 | 5626.603 | 56.27% | 0 | 1305.275 | 447.549 | 76.606 | 329.808 | 0 | 451.312 | 248.48 | 0 | 0 | 1305.275 | 248.48 | 1056.795 | 0
|  | 1428.596 | 249.414 | 1179.182 | 0 | 2500 | 0 | 4569.808 | 45.7% | 0 | 1428.596 | 556.051 | 84.896 | 385.428 | 0 | 402.222 | 248.48 | 0.934 | 7500 | 1428.596 | 249.414 | 0 | 1179.182
|  | 1472.594 | 248.503 | 1224.091 | 0 | 2500 | 0 | 7069.808 | 70.7% | 0 | 1472.594 | 629.301 | 79.574 | 391.636 | 0 | 372.083 | 248.48 | 0.023 | 7500 | 1472.594 | 248.503 | 0 | 1224.091
|  | 1310.628 | 248.902 | 1061.726 | 0 | 430.192 | 0 | 9569.808 | 95.7% | 0 | 1310.628 | 760.857 | 55.977 | 291.688 | 0 | 202.106 | 248.48 | 0.422 | 7500 | 1310.628 | 248.902 | 0 | 1061.726
|  | 1192.184 | 249.076 | 943.108 | 0 | 0 | 0 | 10000 | 100% | 0 | 1192.184 | 705.719 | 37.527 | 314.234 | 0 | 134.705 | 248.48 | 0.596 | 7500 | 1192.184 | 249.076 | 0 | 943.108
|  | 983.408 | 249.487 | 733.921 | 0 | 0 | 0 | 10000 | 100% | 0 | 983.408 | 588.698 | 21.556 | 305.621 | 0 | 67.533 | 248.48 | 1.007 | 7500 | 983.408 | 249.487 | 0 | 733.921
|  | 1043.784 | 248.497 | 795.287 | 0 | 0 | 0 | 10000 | 100% | 0 | 1043.784 | 544.457 | 22.065 | 286.247 | 191.015 | 0 | 248.48 | 0.017 | 7500 | 1043.784 | 248.497 | 0 | 795.287
|  | 1588.686 | 248.483 | 0 | 0 | 0 | 1340.203 | 10000 | 100% | 0 | 1588.686 | 598.191 | 64.705 | 314.299 | 611.491 | 0 | 248.48 | 0.003 | 0 | 1588.686 | 248.483 | 1340.203 | 0
|  | 1757.972 | 248.48 | 0 | 0 | 0 | 1509.492 | 8659.797 | 86.6% | 0 | 1757.972 | 777.716 | 96.879 | 282.849 | 600.528 | 0 | 248.48 | 0 | 0 | 1757.972 | 248.48 | 1509.492 | 0
|  | 1677.544 | 248.48 | 0 | 0 | 0 | 1429.064 | 7150.305 | 71.5% | 0 | 1677.544 | 917.376 | 89.165 | 408.185 | 246.569 | 16.25 | 248.48 | 0 | 0 | 1677.544 | 248.48 | 1429.064 | 0
|  | 1412.593 | 248.48 | 0 | 0 | 0 | 1164.113 | 5721.241 | 57.21% | 0 | 1412.593 | 832.22 | 79.892 | 379.656 | 88.325 | 32.5 | 248.48 | 0 | 0 | 1412.593 | 248.48 | 1164.113 | 0
|  | 1378.297 | 248.48 | 0 | 0 | 0 | 1129.817 | 4557.128 | 45.57% | 0 | 1378.297 | 730.139 | 58.243 | 252.128 | 305.248 | 32.538 | 248.48 | 0 | 0 | 1378.297 | 248.48 | 1129.817 | 0
|  | 1342.663 | 248.48 | 1094.183 | 0 | 2500 | 0 | 3427.311 | 34.27% | 0 | 1342.663 | 686.945 | 60.013 | 199.805 | 363.349 | 32.55 | 248.48 | 0 | 7500 | 1342.663 | 248.48 | 0 | 1094.183
|  | 1045.122 | 248.48 | 0 | 0 | 0 | 796.642 | 5927.311 | 59.27% | 0 | 1045.122 | 595.136 | 88.931 | 206.67 | 121.874 | 32.512 | 248.48 | 0 | 0 | 1045.122 | 248.48 | 796.642 | 0
|  | 874.056 | 248.48 | 625.576 | 0 | 2500 | 0 | 5130.669 | 51.31% | 0 | 874.056 | 528.408 | 83.589 | 229.559 | 0 | 32.5 | 248.48 | 0 | 7500 | 874.056 | 248.48 | 0 | 625.576
|  | 606.288 | 248.48 | 357.808 | 0 | 2369.331 | 0 | 7630.669 | 76.31% | 0 | 606.288 | 306.107 | 55.481 | 215.36 | 0 | 29.34 | 248.48 | 0 | 7500 | 606.288 | 248.48 | 0 | 357.808
|  | 446.411 | 248.48 | 197.931 | 0 | 0 | 0 | 10000 | 100% | 0 | 446.411 | 198.658 | 27.304 | 194.548 | 0 | 25.901 | 248.48 | 0 | 7500 | 446.411 | 248.48 | 0 | 197.931
|  | 420.194 | 248.48 | 171.714 | 0 | 0 | 0 | 10000 | 100% | 0 | 420.194 | 169.746 | 19.083 | 207.592 | 0 | 23.774 | 248.48 | 0 | 7500 | 420.194 | 248.48 | 0 | 171.714
|  | 389.296 | 0 | 389.296 | 0 | 0 | 0 | 10000 | 100% | 0 | 389.296 | 149.656 | 18.207 | 197.659 | 0 | 23.774 | 0 | 0 | 7500 | 389.296 | 0 | 0 | 389.296
|  | 363.135 | 0 | 0 | 0 | 0 | 363.135 | 10000 | 100% | 0 | 363.135 | 155.968 | 33.868 | 160.898 | 0 | 12.401 | 0 | 0 | 0 | 363.135 | 0 | 363.135 | 0
|  | 564.811 | 0 | 0 | 0 | 0 | 564.811 | 9636.865 | 96.37% | 0 | 564.811 | 166.838 | 93.585 | 173.859 | 0 | 130.529 | 0 | 0 | 0 | 564.811 | 0 | 564.811 | 0
|  | 949.997 | 0 | 0 | 0 | 0 | 949.997 | 9072.054 | 90.72% | 0 | 949.997 | 227.206 | 116.353 | 288.586 | 194.875 | 122.977 | 0 | 0 | 0 | 949.997 | 0 | 949.997 | 0
|  | 2230.035 | 0 | 0 | 0 | 0 | 2230.035 | 8122.057 | 81.22% | 0 | 2230.035 | 407.868 | 122.651 | 530.072 | 590.613 | 578.831 | 0 | 0 | 0 | 2230.035 | 0 | 2230.035 | 0
|  | 2532.545 | 0 | 0 | 0 | 0 | 2500 | 5892.022 | 58.92% | 32.545 | 2500 | 558.29 | 85.89 | 500.632 | 635.986 | 751.747 | 0 | 0 | 0 | 2532.545 | 0 | 2500 | 0
|  | 1858.224 | 0 | 0 | 0 | 0 | 392.022 | 3392.022 | 33.92% | 1466.202 | 392.022 | 489.998 | 83.769 | 438.818 | 241.477 | 604.163 | 0 | 0 | 0 | 1858.224 | 0 | 392.022 | 0
|  | 1515.959 | 1.343 | 1514.616 | 0 | 2500 | 0 | 3000 | 30% | 0 | 1515.959 | 455.93 | 101.335 | 393.434 | 141.148 | 424.112 | 0 | 1.343 | 7500 | 1515.959 | 1.343 | 0 | 1514.616
|  | 1687.413 | 0.739 | 1686.674 | 0 | 2500 | 0 | 5500 | 55% | 0 | 1687.413 | 417.946 | 63.003 | 322.898 | 436.972 | 446.595 | 0 | 0.739 | 7500 | 1687.413 | 0.739 | 0 | 1686.674
|  | 1508.149 | 17.854 | 1490.295 | 0 | 2000 | 0 | 8000 | 80% | 0 | 1508.149 | 453.918 | 52.126 | 315.846 | 478.143 | 208.117 | 0 | 17.854 | 7500 | 1508.149 | 17.854 | 0 | 1490.295
|  | 1030.025 | 55.309 | 974.716 | 0 | 0 | 0 | 10000 | 100% | 0 | 1030.025 | 417.787 | 25.985 | 269.885 | 178.446 | 137.922 | 0 | 55.309 | 7500 | 1030.025 | 55.309 | 0 | 974.716
|  | 949.069 | 10.732 | 938.337 | 0 | 0 | 0 | 10000 | 100% | 0 | 949.069 | 386.959 | 22.436 | 383.014 | 116.698 | 39.963 | 0 | 10.732 | 7500 | 949.069 | 10.732 | 0 | 938.337
|  | 1109.505 | 264.699 | 844.806 | 0 | 0 | 0 | 10000 | 100% | 0 | 1109.505 | 392.614 | 30.647 | 329.14 | 357.104 | 0 | 248.48 | 16.219 | 7500 | 1109.505 | 264.699 | 0 | 844.806
|  | 1349.599 | 256.808 | 0 | 0 | 0 | 1092.791 | 10000 | 100% | 0 | 1349.599 | 568.783 | 95.429 | 266.274 | 419.112 | 0 | 248.48 | 8.328 | 0 | 1349.599 | 256.808 | 1092.791 | 0
|  | 1390.861 | 248.48 | 0 | 0 | 0 | 1142.381 | 8907.209 | 89.07% | 0 | 1390.861 | 776.853 | 98.361 | 358.601 | 157.046 | 0 | 248.48 | 0 | 0 | 1390.861 | 248.48 | 1142.381 | 0
|  | 1418.164 | 248.48 | 0 | 0 | 0 | 1169.684 | 7764.828 | 77.65% | 0 | 1418.164 | 861.315 | 84.614 | 361.802 | 95.808 | 14.625 | 248.48 | 0 | 0 | 1418.164 | 248.48 | 1169.684 | 0
|  | 1709.534 | 248.48 | 0 | 0 | 0 | 1461.054 | 6595.144 | 65.95% | 0 | 1709.534 | 887.409 | 76.971 | 396.319 | 319.586 | 29.25 | 248.48 | 0 | 0 | 1709.534 | 248.48 | 1461.054 | 0
|  | 1491.821 | 248.48 | 0 | 0 | 0 | 1243.341 | 5134.09 | 51.34% | 0 | 1491.821 | 790.667 | 60.575 | 298.54 | 312.777 | 29.263 | 248.48 | 0 | 0 | 1491.821 | 248.48 | 1243.341 | 0
|  | 1225.942 | 248.48 | 977.462 | 0 | 2500 | 0 | 3890.749 | 38.91% | 0 | 1225.942 | 775.708 | 71.455 | 239.061 | 110.455 | 29.263 | 248.48 | 0 | 7500 | 1225.942 | 248.48 | 0 | 977.462
|  | 1024.675 | 248.48 | 0 | 0 | 0 | 776.195 | 6390.749 | 63.91% | 0 | 1024.675 | 641.239 | 89.008 | 252.616 | 12.563 | 29.25 | 248.48 | 0 | 0 | 1024.675 | 248.48 | 776.195 | 0
|  | 858.227 | 248.48 | 609.747 | 0 | 2500 | 0 | 5614.554 | 56.15% | 0 | 858.227 | 532.76 | 69.986 | 226.231 | 0 | 29.25 | 248.48 | 0 | 7500 | 858.227 | 248.48 | 0 | 609.747
|  | 554.454 | 248.48 | 305.974 | 0 | 1885.446 | 0 | 8114.554 | 81.15% | 0 | 554.454 | 317.157 | 37.675 | 174.597 | 0 | 25.025 | 248.48 | 0 | 7500 | 554.454 | 248.48 | 0 | 305.974
|  | 433.525 | 248.48 | 185.045 | 0 | 0 | 0 | 10000 | 100% | 0 | 433.525 | 213.695 | 21.374 | 176.318 | 0 | 22.138 | 248.48 | 0 | 7500 | 433.525 | 248.48 | 0 | 185.045
|  | 456.449 | 248.48 | 207.969 | 0 | 0 | 0 | 10000 | 100% | 0 | 456.449 | 180.4 | 16.008 | 203.715 | 0 | 56.326 | 248.48 | 0 | 7500 | 456.449 | 248.48 | 0 | 207.969
|  | 512.973 | 248.48 | 264.493 | 0 | 0 | 0 | 10000 | 100% | 0 | 512.973 | 187.504 | 18.222 | 215.202 | 0 | 92.045 | 248.48 | 0 | 7500 | 512.973 | 248.48 | 0 | 264.493
|  | 587.735 | 248.48 | 0 | 0 | 0 | 339.255 | 10000 | 100% | 0 | 587.735 | 163.017 | 66.708 | 179.926 | 0 | 178.084 | 248.48 | 0 | 0 | 587.735 | 248.48 | 339.255 | 0
|  | 795.984 | 248.48 | 0 | 0 | 0 | 547.504 | 9660.745 | 96.61% | 0 | 795.984 | 169.078 | 128.726 | 199.577 | 0 | 298.603 | 248.48 | 0 | 0 | 795.984 | 248.48 | 547.504 | 0
|  | 976.895 | 248.48 | 0 | 0 | 0 | 728.415 | 9113.241 | 91.13% | 0 | 976.895 | 229.812 | 110.776 | 276.395 | 179.462 | 180.451 | 248.48 | 0 | 0 | 976.895 | 248.48 | 728.415 | 0
|  | 2018.943 | 248.48 | 0 | 0 | 0 | 1770.463 | 8384.826 | 83.85% | 0 | 2018.943 | 436.611 | 85.91 | 592.127 | 602.78 | 301.516 | 248.48 | 0 | 0 | 2018.943 | 248.48 | 1770.463 | 0
|  | 1975.691 | 248.48 | 0 | 0 | 0 | 1727.211 | 6614.363 | 66.14% | 0 | 1975.691 | 544.946 | 72.483 | 477.414 | 569.61 | 311.238 | 248.48 | 0 | 0 | 1975.691 | 248.48 | 1727.211 | 0
|  | 1710.076 | 248.48 | 0 | 0 | 0 | 1461.596 | 4887.152 | 48.87% | 0 | 1710.076 | 486.98 | 96.496 | 377.46 | 228.485 | 520.656 | 248.48 | 0 | 0 | 1710.076 | 248.48 | 1461.596 | 0
|  | 1253.033 | 248.97 | 1004.063 | 0 | 2500 | 0 | 3425.556 | 34.26% | 0 | 1253.033 | 410.558 | 68.163 | 412.339 | 118.123 | 243.85 | 248.48 | 0.49 | 7500 | 1253.033 | 248.97 | 0 | 1004.063
|  | 1272.379 | 248.489 | 1023.89 | 0 | 2500 | 0 | 5925.556 | 59.26% | 0 | 1272.379 | 419.679 | 56.462 | 306.254 | 374.776 | 115.208 | 248.48 | 0.009 | 7500 | 1272.379 | 248.489 | 0 | 1023.89
|  | 1441.202 | 260.803 | 1180.399 | 0 | 1574.444 | 0 | 8425.556 | 84.26% | 0 | 1441.202 | 404.431 | 40.266 | 361.546 | 445.801 | 189.157 | 248.48 | 12.323 | 7500 | 1441.202 | 260.803 | 0 | 1180.399
|  | 993.931 | 357.658 | 636.273 | 0 | 0 | 0 | 10000 | 100% | 0 | 993.931 | 395.587 | 23.462 | 285.406 | 167.82 | 121.655 | 248.48 | 109.178 | 7500 | 993.931 | 357.658 | 0 | 636.273
|  | 899.198 | 362.49 | 536.708 | 0 | 0 | 0 | 10000 | 100% | 0 | 899.198 | 399.715 | 21.563 | 323.598 | 93.099 | 61.224 | 248.48 | 114.01 | 7500 | 899.198 | 362.49 | 0 | 536.708
|  | 987.934 | 530.831 | 457.103 | 0 | 0 | 0 | 10000 | 100% | 0 | 987.934 | 359.577 | 56.601 | 253.281 | 317.826 | 0.649 | 248.48 | 282.351 | 7500 | 987.934 | 530.831 | 0 | 457.103
|  | 1226.483 | 377.306 | 0 | 0 | 0 | 849.177 | 10000 | 100% | 0 | 1226.483 | 518.469 | 111.834 | 224.091 | 372.09 | 0 | 248.48 | 128.826 | 0 | 1226.483 | 377.306 | 849.177 | 0
|  | 1307.391 | 248.48 | 0 | 0 | 0 | 1058.911 | 9150.823 | 91.51% | 0 | 1307.391 | 751.124 | 88.648 | 310.64 | 156.98 | 0 | 248.48 | 0 | 0 | 1307.391 | 248.48 | 1058.911 | 0
|  | 1422.806 | 248.48 | 0 | 0 | 0 | 1174.326 | 8091.912 | 80.92% | 0 | 1422.806 | 886.855 | 79.057 | 354.111 | 90.271 | 12.512 | 248.48 | 0 | 0 | 1422.806 | 248.48 | 1174.326 | 0
|  | 1661.245 | 248.48 | 0 | 0 | 0 | 1412.765 | 6917.586 | 69.18% | 0 | 1661.245 | 896.062 | 64.801 | 374.367 | 300.992 | 25.025 | 248.48 | 0 | 0 | 1661.245 | 248.48 | 1412.765 | 0
|  | 1353.68 | 248.48 | 0 | 0 | 0 | 1105.2 | 5504.821 | 55.05% | 0 | 1353.68 | 733.323 | 62.558 | 248.146 | 284.629 | 25.025 | 248.48 | 0 | 0 | 1353.68 | 248.48 | 1105.2 | 0
|  | 1163.16 | 248.48 | 914.68 | 0 | 2500 | 0 | 4399.621 | 44% | 0 | 1163.16 | 736.027 | 81.549 | 214.667 | 105.892 | 25.025 | 248.48 | 0 | 7500 | 1163.16 | 248.48 | 0 | 914.68
|  | 966.222 | 248.48 | 0 | 0 | 0 | 717.742 | 6899.621 | 69% | 0 | 966.222 | 645.117 | 80.765 | 205.835 | 9.48 | 25.025 | 248.48 | 0 | 0 | 966.222 | 248.48 | 717.742 | 0
|  | 903.596 | 248.48 | 655.116 | 0 | 2500 | 0 | 6181.879 | 61.82% | 0 | 903.596 | 566.448 | 70.157 | 241.966 | 0 | 25.025 | 248.48 | 0 | 7500 | 903.596 | 248.48 | 0 | 655.116
|  | 605.405 | 248.48 | 356.925 | 0 | 1318.121 | 0 | 8681.879 | 86.82% | 0 | 605.405 | 331.7 | 27.145 | 218.512 | 0 | 28.048 | 248.48 | 0 | 7500 | 605.405 | 248.48 | 0 | 356.925
|  | 501.267 | 248.48 | 252.787 | 0 | 0 | 0 | 10000 | 100% | 0 | 501.267 | 224.551 | 18.656 | 190.431 | 0 | 67.629 | 248.48 | 0 | 7500 | 501.267 | 248.48 | 0 | 252.787
|  | 415.78 | 248.48 | 167.3 | 0 | 0 | 0 | 10000 | 100% | 0 | 415.78 | 168.54 | 18.771 | 203.671 | 0 | 24.798 | 248.48 | 0 | 7500 | 415.78 | 248.48 | 0 | 167.3
|  | 501.67 | 248.48 | 253.19 | 0 | 0 | 0 | 10000 | 100% | 0 | 501.67 | 177.256 | 35.726 | 194.516 | 0 | 94.172 | 248.48 | 0 | 7500 | 501.67 | 248.48 | 0 | 253.19
|  | 613.037 | 248.48 | 0 | 0 | 0 | 364.557 | 10000 | 100% | 0 | 613.037 | 178.852 | 107.882 | 217.638 | 0 | 108.665 | 248.48 | 0 | 0 | 613.037 | 248.48 | 364.557 | 0
|  | 514.797 | 248.48 | 0 | 0 | 0 | 266.317 | 9635.443 | 96.35% | 0 | 514.797 | 171.082 | 114.247 | 200.544 | 0 | 28.923 | 248.48 | 0 | 0 | 514.797 | 248.48 | 266.317 | 0
|  | 829.65 | 248.48 | 0 | 0 | 0 | 581.17 | 9369.126 | 93.69% | 0 | 829.65 | 202.285 | 111.308 | 273.291 | 178.686 | 64.08 | 248.48 | 0 | 0 | 829.65 | 248.48 | 581.17 | 0
|  | 1870.759 | 248.48 | 0 | 0 | 0 | 1622.279 | 8787.956 | 87.88% | 0 | 1870.759 | 357.763 | 69.241 | 563.358 | 545.002 | 335.395 | 248.48 | 0 | 0 | 1870.759 | 248.48 | 1622.279 | 0
|  | 2092.314 | 248.48 | 0 | 0 | 0 | 1843.834 | 7165.677 | 71.66% | 0 | 2092.314 | 523.262 | 71.901 | 455.612 | 354.151 | 687.389 | 248.48 | 0 | 0 | 2092.314 | 248.48 | 1843.834 | 0
|  | 1696.218 | 248.48 | 0 | 0 | 0 | 1447.738 | 5321.843 | 53.22% | 0 | 1696.218 | 447.524 | 93.683 | 481.483 | 0 | 673.528 | 248.48 | 0 | 0 | 1696.218 | 248.48 | 1447.738 | 0
|  | 1277.08 | 248.798 | 1028.282 | 0 | 2500 | 0 | 3874.105 | 38.74% | 0 | 1277.08 | 458.901 | 63.833 | 475.514 | 0 | 278.832 | 248.48 | 0.318 | 7500 | 1277.08 | 248.798 | 0 | 1028.282
|  | 1055.145 | 248.74 | 806.405 | 0 | 2500 | 0 | 6374.105 | 63.74% | 0 | 1055.145 | 434.476 | 50.769 | 378.825 | 0 | 191.075 | 248.48 | 0.26 | 7500 | 1055.145 | 248.74 | 0 | 806.405
|  | 1081.885 | 282.263 | 799.622 | 0 | 1125.895 | 0 | 8874.105 | 88.74% | 0 | 1081.885 | 496.15 | 27.063 | 368.55 | 0 | 190.122 | 248.48 | 33.783 | 7500 | 1081.885 | 282.263 | 0 | 799.622
|  | 814.73 | 262.379 | 552.351 | 0 | 0 | 0 | 10000 | 100% | 0 | 814.73 | 425.639 | 20.14 | 284.747 | 0 | 84.204 | 248.48 | 13.899 | 7500 | 814.73 | 262.379 | 0 | 552.351
|  | 888.067 | 253.486 | 634.581 | 0 | 0 | 0 | 10000 | 100% | 0 | 888.067 | 416.278 | 28.643 | 368.893 | 0 | 74.253 | 248.48 | 5.006 | 7500 | 888.067 | 253.486 | 0 | 634.581
|  | 1013.628 | 254.465 | 759.163 | 0 | 0 | 0 | 10000 | 100% | 0 | 1013.628 | 442.819 | 95.175 | 286.227 | 189.406 | 0 | 248.48 | 5.985 | 7500 | 1013.628 | 254.465 | 0 | 759.163
|  | 1454.038 | 262.095 | 0 | 0 | 0 | 1191.943 | 10000 | 100% | 0 | 1454.038 | 547.602 | 88.398 | 250.925 | 567.113 | 0 | 248.48 | 13.615 | 0 | 1454.038 | 262.095 | 1191.943 | 0
|  | 1797.201 | 248.48 | 0 | 0 | 0 | 1548.721 | 8808.057 | 88.08% | 0 | 1797.201 | 767.852 | 80.706 | 317.266 | 631.377 | 0 | 248.48 | 0 | 0 | 1797.201 | 248.48 | 1548.721 | 0
|  | 1344.002 | 248.48 | 0 | 0 | 0 | 1095.522 | 7259.336 | 72.59% | 0 | 1344.002 | 754.852 | 64.49 | 311.277 | 199.409 | 13.975 | 248.48 | 0 | 0 | 1344.002 | 248.48 | 1095.522 | 0
|  | 1413.826 | 248.48 | 0 | 0 | 0 | 1165.346 | 6163.814 | 61.64% | 0 | 1413.826 | 835.958 | 56.938 | 393.577 | 99.403 | 27.95 | 248.48 | 0 | 0 | 1413.826 | 248.48 | 1165.346 | 0
|  | 1426.659 | 248.48 | 0 | 0 | 0 | 1178.179 | 4998.468 | 49.98% | 0 | 1426.659 | 784.068 | 67.151 | 248.283 | 299.165 | 27.992 | 248.48 | 0 | 0 | 1426.659 | 248.48 | 1178.179 | 0
|  | 1398.932 | 248.48 | 1150.452 | 0 | 2500 | 0 | 3820.289 | 38.2% | 0 | 1398.932 | 724.654 | 95.89 | 214.634 | 335.734 | 28.02 | 248.48 | 0 | 7500 | 1398.932 | 248.48 | 0 | 1150.452
|  | 1121.11 | 248.48 | 0 | 0 | 0 | 872.63 | 6320.289 | 63.2% | 0 | 1121.11 | 657.007 | 65.482 | 242.567 | 127.978 | 28.076 | 248.48 | 0 | 0 | 1121.11 | 248.48 | 872.63 | 0
|  | 890.275 | 248.48 | 641.795 | 0 | 2500 | 0 | 5447.659 | 54.48% | 0 | 890.275 | 563.56 | 58.212 | 240.413 | 0 | 28.09 | 248.48 | 0 | 7500 | 890.275 | 248.48 | 0 | 641.795
|  | 592.825 | 248.48 | 344.345 | 0 | 2052.341 | 0 | 7947.659 | 79.48% | 0 | 592.825 | 320.723 | 20.413 | 226.888 | 0 | 24.801 | 248.48 | 0 | 7500 | 592.825 | 248.48 | 0 | 344.345
|  | 467.038 | 248.48 | 218.558 | 0 | 0 | 0 | 10000 | 100% | 0 | 467.038 | 198.653 | 16.846 | 196.763 | 0 | 54.776 | 248.48 | 0 | 7500 | 467.038 | 248.48 | 0 | 218.558
|  | 561.685 | 248.48 | 313.205 | 0 | 0 | 0 | 10000 | 100% | 0 | 561.685 | 184.586 | 19.807 | 199.116 | 0 | 158.176 | 248.48 | 0 | 7500 | 561.685 | 248.48 | 0 | 313.205
|  | 499.551 | 248.48 | 251.071 | 0 | 0 | 0 | 10000 | 100% | 0 | 499.551 | 140.714 | 58.488 | 174.088 | 0 | 126.262 | 248.48 | 0 | 7500 | 499.551 | 248.48 | 0 | 251.071
|  | 619.602 | 248.48 | 0 | 0 | 0 | 371.122 | 10000 | 100% | 0 | 619.602 | 174.139 | 108.609 | 189.862 | 0 | 146.993 | 248.48 | 0 | 0 | 619.602 | 248.48 | 371.122 | 0
|  | 714.793 | 248.48 | 0 | 0 | 0 | 466.313 | 9628.878 | 96.29% | 0 | 714.793 | 183.842 | 117.466 | 205.244 | 0 | 208.241 | 248.48 | 0 | 0 | 714.793 | 248.48 | 466.313 | 0
|  | 900.98 | 248.48 | 0 | 0 | 0 | 652.5 | 9162.565 | 91.63% | 0 | 900.98 | 227.187 | 82.896 | 317.366 | 200.323 | 73.208 | 248.48 | 0 | 0 | 900.98 | 248.48 | 652.5 | 0
|  | 1669.348 | 248.48 | 0 | 0 | 0 | 1420.868 | 8510.065 | 85.1% | 0 | 1669.348 | 409.094 | 78.767 | 490.171 | 585.476 | 105.841 | 248.48 | 0 | 0 | 1669.348 | 248.48 | 1420.868 | 0
|  | 1610.999 | 248.48 | 0 | 0 | 0 | 1362.519 | 7089.197 | 70.89% | 0 | 1610.999 | 500.788 | 86.518 | 417.668 | 362.61 | 243.415 | 248.48 | 0 | 0 | 1610.999 | 248.48 | 1362.519 | 0
|  | 1212.754 | 248.48 | 0 | 0 | 0 | 964.274 | 5726.678 | 57.27% | 0 | 1212.754 | 470.385 | 75.399 | 343.696 | 0 | 323.274 | 248.48 | 0 | 0 | 1212.754 | 248.48 | 964.274 | 0
|  | 1160.552 | 248.991 | 911.561 | 0 | 2500 | 0 | 4762.404 | 47.62% | 0 | 1160.552 | 439.719 | 57.865 | 375.708 | 0 | 287.261 | 248.48 | 0.511 | 7500 | 1160.552 | 248.991 | 0 | 911.561
|  | 1071.384 | 248.903 | 822.481 | 0 | 2500 | 0 | 7262.404 | 72.62% | 0 | 1071.384 | 468.9 | 36.56 | 372.123 | 0 | 193.801 | 248.48 | 0.423 | 7500 | 1071.384 | 248.903 | 0 | 822.481
|  | 944.301 | 275.86 | 668.441 | 0 | 237.596 | 0 | 9762.404 | 97.62% | 0 | 944.301 | 431.966 | 23.171 | 350.534 | 0 | 138.63 | 248.48 | 27.38 | 7500 | 944.301 | 275.86 | 0 | 668.441
|  | 915.209 | 310.597 | 604.612 | 0 | 0 | 0 | 10000 | 100% | 0 | 915.209 | 477.111 | 21.16 | 332.504 | 0 | 84.435 | 248.48 | 62.117 | 7500 | 915.209 | 310.597 | 0 | 604.612
|  | 846.523 | 322.509 | 524.014 | 0 | 0 | 0 | 10000 | 100% | 0 | 846.523 | 392.474 | 66.7 | 327.457 | 0 | 59.892 | 248.48 | 74.029 | 7500 | 846.523 | 322.509 | 0 | 524.014
|  | 1023.22 | 284.633 | 738.587 | 0 | 0 | 0 | 10000 | 100% | 0 | 1023.22 | 391.353 | 108.924 | 325.257 | 197.687 | 0 | 248.48 | 36.153 | 7500 | 1023.22 | 284.633 | 0 | 738.587
|  | 1521.163 | 255.345 | 0 | 0 | 0 | 1265.818 | 10000 | 100% | 0 | 1521.163 | 538.742 | 88.8 | 270.928 | 622.693 | 0 | 248.48 | 6.865 | 0 | 1521.163 | 255.345 | 1265.818 | 0
|  | 1722.759 | 248.48 | 0 | 0 | 0 | 1474.279 | 8734.182 | 87.34% | 0 | 1722.759 | 697.194 | 78.786 | 348.891 | 597.888 | 0 | 248.48 | 0 | 0 | 1722.759 | 248.48 | 1474.279 | 0
|  | 1496.917 | 248.48 | 0 | 0 | 0 | 1248.437 | 7259.903 | 72.6% | 0 | 1496.917 | 815.431 | 66.043 | 379.298 | 223.796 | 12.35 | 248.48 | 0 | 0 | 1496.917 | 248.48 | 1248.437 | 0
|  | 1342.842 | 248.48 | 0 | 0 | 0 | 1094.362 | 6011.466 | 60.11% | 0 | 1342.842 | 851.487 | 55.834 | 324.77 | 86.051 | 24.7 | 248.48 | 0 | 0 | 1342.842 | 248.48 | 1094.362 | 0
|  | 1399.025 | 248.48 | 0 | 0 | 0 | 1150.545 | 4917.104 | 49.17% | 0 | 1399.025 | 747.801 | 90.538 | 243.773 | 292.198 | 24.714 | 248.48 | 0 | 0 | 1399.025 | 248.48 | 1150.545 | 0
|  | 1396.45 | 248.48 | 1147.97 | 0 | 2500 | 0 | 3766.559 | 37.67% | 0 | 1396.45 | 706.566 | 76.459 | 237.985 | 350.699 | 24.743 | 248.48 | 0 | 7500 | 1396.45 | 248.48 | 0 | 1147.97
|  | 1166.775 | 248.48 | 0 | 0 | 0 | 918.295 | 6266.559 | 62.67% | 0 | 1166.775 | 667.927 | 69.135 | 272.962 | 131.921 | 24.83 | 248.48 | 0 | 0 | 1166.775 | 248.48 | 918.295 | 0
|  | 823.517 | 248.48 | 575.037 | 0 | 2500 | 0 | 5348.264 | 53.48% | 0 | 823.517 | 541.572 | 39.981 | 217.118 | 0 | 24.845 | 248.48 | 0 | 7500 | 823.517 | 248.48 | 0 | 575.037
|  | 531.43 | 248.48 | 282.95 | 0 | 2151.736 | 0 | 7848.264 | 78.48% | 0 | 531.43 | 294.718 | 18.56 | 195.622 | 0 | 22.53 | 248.48 | 0 | 7500 | 531.43 | 248.48 | 0 | 282.95
|  | 474.644 | 248.48 | 226.164 | 0 | 0 | 0 | 10000 | 100% | 0 | 474.644 | 230.286 | 17.652 | 206.839 | 0 | 19.867 | 248.48 | 0 | 7500 | 474.644 | 248.48 | 0 | 226.164
|  | 512.283 | 248.48 | 263.803 | 0 | 0 | 0 | 10000 | 100% | 0 | 512.283 | 175.33 | 34.022 | 228.864 | 0 | 74.067 | 248.48 | 0 | 7500 | 512.283 | 248.48 | 0 | 263.803
|  | 577.47 | 248.48 | 328.99 | 0 | 0 | 0 | 10000 | 100% | 0 | 577.47 | 154.473 | 98.365 | 225.17 | 0 | 99.462 | 248.48 | 0 | 7500 | 577.47 | 248.48 | 0 | 328.99
|  | 614.902 | 248.48 | 0 | 0 | 0 | 366.422 | 10000 | 100% | 0 | 614.902 | 150.907 | 108.726 | 211.219 | 0 | 144.05 | 248.48 | 0 | 0 | 614.902 | 248.48 | 366.422 | 0
|  | 698.504 | 248.48 | 0 | 0 | 0 | 450.024 | 9633.578 | 96.34% | 0 | 698.504 | 177.322 | 113.661 | 246.695 | 0 | 160.826 | 248.48 | 0 | 0 | 698.504 | 248.48 | 450.024 | 0
|  | 1038.392 | 248.48 | 0 | 0 | 0 | 789.912 | 9183.554 | 91.84% | 0 | 1038.392 | 221.241 | 82.454 | 370.005 | 200.737 | 163.956 | 248.48 | 0 | 0 | 1038.392 | 248.48 | 789.912 | 0
|  | 1777.428 | 248.48 | 0 | 0 | 0 | 1528.948 | 8393.642 | 83.94% | 0 | 1777.428 | 401.514 | 83.18 | 427.85 | 608.26 | 256.625 | 248.48 | 0 | 0 | 1777.428 | 248.48 | 1528.948 | 0
|  | 1619.079 | 248.48 | 0 | 0 | 0 | 1370.599 | 6864.694 | 68.65% | 0 | 1619.079 | 542.011 | 95.984 | 348.836 | 409.187 | 223.061 | 248.48 | 0 | 0 | 1619.079 | 248.48 | 1370.599 | 0
|  | 1081.015 | 248.48 | 0 | 0 | 0 | 832.535 | 5494.095 | 54.94% | 0 | 1081.015 | 443.431 | 67.409 | 275.674 | 0 | 294.502 | 248.48 | 0 | 0 | 1081.015 | 248.48 | 832.535 | 0
|  | 968.943 | 250.065 | 718.878 | 0 | 2500 | 0 | 4661.56 | 46.62% | 0 | 968.943 | 420.206 | 48.1 | 287.568 | 0 | 213.069 | 248.48 | 1.585 | 7500 | 968.943 | 250.065 | 0 | 718.878
|  | 945.42 | 279.586 | 665.834 | 0 | 2500 | 0 | 7161.56 | 71.62% | 0 | 945.42 | 418.897 | 24.627 | 287.607 | 0 | 214.289 | 248.48 | 31.106 | 7500 | 945.42 | 279.586 | 0 | 665.834
|  | 962.333 | 300.293 | 662.04 | 0 | 338.44 | 0 | 9661.56 | 96.62% | 0 | 962.333 | 450.752 | 20.399 | 295.449 | 0 | 195.734 | 248.48 | 51.813 | 7500 | 962.333 | 300.293 | 0 | 662.04
|  | 674.48 | 261.925 | 412.555 | 0 | 0 | 0 | 10000 | 100% | 0 | 674.48 | 400.989 | 26.657 | 245.467 | 0 | 1.368 | 248.48 | 13.445 | 7500 | 674.48 | 261.925 | 0 | 412.555
|  | 835.135 | 249.468 | 585.667 | 0 | 0 | 0 | 10000 | 100% | 0 | 835.135 | 422.887 | 92.712 | 318.852 | 0 | 0.684 | 248.48 | 0.988 | 7500 | 835.135 | 249.468 | 0 | 585.667
|  | 1036.79 | 269.895 | 766.895 | 0 | 0 | 0 | 10000 | 100% | 0 | 1036.79 | 453.668 | 101.87 | 272.291 | 208.961 | 0 | 248.48 | 21.415 | 7500 | 1036.79 | 269.895 | 0 | 766.895
|  | 1476.853 | 261.949 | 0 | 0 | 0 | 1214.904 | 10000 | 100% | 0 | 1476.853 | 524.337 | 86.903 | 250.93 | 614.684 | 0 | 248.48 | 13.469 | 0 | 1476.853 | 261.949 | 1214.904 | 0
|  | 1873.488 | 248.48 | 0 | 0 | 0 | 1625.008 | 8785.096 | 87.85% | 0 | 1873.488 | 791.831 | 76.113 | 324.222 | 681.323 | 0 | 248.48 | 0 | 0 | 1873.488 | 248.48 | 1625.008 | 0
|  | 1483.741 | 248.48 | 0 | 0 | 0 | 1235.261 | 7160.088 | 71.6% | 0 | 1483.741 | 812.699 | 55.012 | 371.02 | 233.799 | 11.212 | 248.48 | 0 | 0 | 1483.741 | 248.48 | 1235.261 | 0
|  | 1358.807 | 248.48 | 0 | 0 | 0 | 1110.327 | 5924.827 | 59.25% | 0 | 1358.807 | 835.985 | 75.879 | 334.268 | 90.251 | 22.425 | 248.48 | 0 | 0 | 1358.807 | 248.48 | 1110.327 | 0
|  | 1297.127 | 248.48 | 0 | 0 | 0 | 1048.647 | 4814.5 | 48.14% | 0 | 1297.127 | 684.588 | 85.97 | 222.231 | 281.914 | 22.425 | 248.48 | 0 | 0 | 1297.127 | 248.48 | 1048.647 | 0
|  | 1327.335 | 248.48 | 1078.855 | 0 | 2500 | 0 | 3765.853 | 37.66% | 0 | 1327.335 | 692.745 | 69.869 | 203.88 | 338.401 | 22.44 | 248.48 | 0 | 7500 | 1327.335 | 248.48 | 0 | 1078.855
|  | 1113.213 | 248.48 | 0 | 0 | 0 | 864.733 | 6265.853 | 62.66% | 0 | 1113.213 | 677.45 | 59.612 | 226.756 | 126.85 | 22.545 | 248.48 | 0 | 0 | 1113.213 | 248.48 | 864.733 | 0
|  | 754.97 | 248.48 | 506.49 | 0 | 2500 | 0 | 5401.12 | 54.01% | 0 | 754.97 | 482.5 | 26.702 | 223.192 | 0 | 22.575 | 248.48 | 0 | 7500 | 754.97 | 248.48 | 0 | 506.49
|  | 610.876 | 248.48 | 362.396 | 0 | 2098.88 | 0 | 7901.12 | 79.01% | 0 | 610.876 | 356.256 | 16.19 | 208.248 | 0 | 30.182 | 248.48 | 0 | 7500 | 610.876 | 248.48 | 0 | 362.396
|  | 507.922 | 248.48 | 259.442 | 0 | 0 | 0 | 10000 | 100% | 0 | 507.922 | 242.827 | 19.26 | 185.908 | 0 | 59.928 | 248.48 | 0 | 7500 | 507.922 | 248.48 | 0 | 259.442
|  | 563.696 | 248.48 | 315.216 | 0 | 0 | 0 | 10000 | 100% | 0 | 563.696 | 207.195 | 66.871 | 205.437 | 0 | 84.194 | 248.48 | 0 | 7500 | 563.696 | 248.48 | 0 | 315.216
|  | 509.104 | 248.48 | 260.624 | 0 | 0 | 0 | 10000 | 100% | 0 | 509.104 | 171.819 | 115.245 | 198.474 | 0 | 23.567 | 248.48 | 0 | 7500 | 509.104 | 248.48 | 0 | 260.624
|  | 556.549 | 248.48 | 0 | 0 | 0 | 308.069 | 10000 | 100% | 0 | 556.549 | 185.469 | 105.493 | 215.537 | 0 | 50.051 | 248.48 | 0 | 0 | 556.549 | 248.48 | 308.069 | 0
|  | 537.931 | 248.48 | 0 | 0 | 0 | 289.451 | 9691.931 | 96.92% | 0 | 537.931 | 172.723 | 96.673 | 193.495 | 0 | 75.04 | 248.48 | 0 | 0 | 537.931 | 248.48 | 289.451 | 0
|  | 1068.297 | 248.48 | 0 | 0 | 0 | 819.817 | 9402.48 | 94.02% | 0 | 1068.297 | 198.722 | 71.234 | 327.131 | 209.048 | 262.162 | 248.48 | 0 | 0 | 1068.297 | 248.48 | 819.817 | 0
|  | 1408.805 | 248.48 | 0 | 0 | 0 | 1160.325 | 8582.663 | 85.83% | 0 | 1408.805 | 247.414 | 95.071 | 348.76 | 540.819 | 176.741 | 248.48 | 0 | 0 | 1408.805 | 248.48 | 1160.325 | 0
|  | 1581.848 | 248.48 | 0 | 0 | 0 | 1333.368 | 7422.338 | 74.22% | 0 | 1581.848 | 402.974 | 68.558 | 295.471 | 399.854 | 414.991 | 248.48 | 0 | 0 | 1581.848 | 248.48 | 1333.368 | 0
|  | 1621.027 | 248.48 | 0 | 0 | 0 | 1372.547 | 6088.97 | 60.89% | 0 | 1621.027 | 487.228 | 53.911 | 245.821 | 0 | 834.066 | 248.48 | 0 | 0 | 1621.027 | 248.48 | 1372.547 | 0
|  | 1259.703 | 249.31 | 1010.393 | 0 | 2500 | 0 | 4716.423 | 47.16% | 0 | 1259.703 | 573.945 | 42.003 | 268.475 | 0 | 375.281 | 248.48 | 0.83 | 7500 | 1259.703 | 249.31 | 0 | 1010.393
|  | 1255.643 | 260.905 | 994.738 | 0 | 2500 | 0 | 7216.423 | 72.16% | 0 | 1255.643 | 741.268 | 24.031 | 292.736 | 0 | 197.608 | 248.48 | 12.425 | 7500 | 1255.643 | 260.905 | 0 | 994.738
|  | 1082.616 | 273.186 | 809.43 | 0 | 283.577 | 0 | 9716.423 | 97.16% | 0 | 1082.616 | 772.824 | 20.197 | 233.609 | 0 | 55.987 | 248.48 | 24.706 | 7500 | 1082.616 | 273.186 | 0 | 809.43
|  | 992.968 | 295.145 | 697.823 | 0 | 0 | 0 | 10000 | 100% | 0 | 992.968 | 683.816 | 62.804 | 244.895 | 0 | 1.453 | 248.48 | 46.665 | 7500 | 992.968 | 295.145 | 0 | 697.823
|  | 974.981 | 348.033 | 626.948 | 0 | 0 | 0 | 10000 | 100% | 0 | 974.981 | 574.751 | 103.562 | 296.667 | 0 | 0 | 248.48 | 99.553 | 7500 | 974.981 | 348.033 | 0 | 626.948
|  | 1196.364 | 318.581 | 877.783 | 0 | 0 | 0 | 10000 | 100% | 0 | 1196.364 | 621.506 | 91.984 | 278.783 | 204.092 | 0 | 248.48 | 70.101 | 7500 | 1196.364 | 318.581 | 0 | 877.783
|  | 1538.268 | 256.107 | 0 | 0 | 0 | 1282.161 | 10000 | 100% | 0 | 1538.268 | 602.45 | 78.547 | 256.887 | 600.384 | 0 | 248.48 | 7.627 | 0 | 1538.268 | 256.107 | 1282.161 | 0
|  | 1820.285 | 252.934 | 0 | 0 | 0 | 1567.351 | 8717.839 | 87.18% | 0 | 1820.285 | 764.924 | 61.874 | 323.953 | 669.535 | 0 | 248.48 | 4.454 | 0 | 1820.285 | 252.934 | 1567.351 | 0
|  | 1508.034 | 248.48 | 0 | 0 | 0 | 1259.554 | 7150.488 | 71.5% | 0 | 1508.034 | 840.166 | 61.607 | 356.799 | 234.513 | 14.95 | 248.48 | 0 | 0 | 1508.034 | 248.48 | 1259.554 | 0
|  | 1308.853 | 248.48 | 0 | 0 | 0 | 1060.373 | 5890.934 | 58.91% | 0 | 1308.853 | 816.947 | 81.872 | 296.281 | 83.853 | 29.9 | 248.48 | 0 | 0 | 1308.853 | 248.48 | 1060.373 | 0
|  | 1474.104 | 248.48 | 0 | 0 | 0 | 1225.624 | 4830.561 | 48.31% | 0 | 1474.104 | 780.771 | 78.29 | 261.033 | 324.111 | 29.9 | 248.48 | 0 | 0 | 1474.104 | 248.48 | 1225.624 | 0
|  | 1342.966 | 248.48 | 1094.486 | 0 | 2500 | 0 | 3604.937 | 36.05% | 0 | 1342.966 | 698.688 | 70.983 | 194.608 | 348.786 | 29.9 | 248.48 | 0 | 7500 | 1342.966 | 248.48 | 0 | 1094.486
|  | 1091.689 | 248.48 | 0 | 0 | 0 | 843.209 | 6104.937 | 61.05% | 0 | 1091.689 | 661.55 | 39.28 | 232.99 | 127.97 | 29.9 | 248.48 | 0 | 0 | 1091.689 | 248.48 | 843.209 | 0
|  | 789.151 | 248.48 | 540.671 | 0 | 2500 | 0 | 5261.728 | 52.62% | 0 | 789.151 | 489.145 | 24.195 | 245.911 | 0 | 29.9 | 248.48 | 0 | 7500 | 789.151 | 248.48 | 0 | 540.671
|  | 727.639 | 248.48 | 479.159 | 0 | 2238.272 | 0 | 7761.728 | 77.62% | 0 | 727.639 | 407.703 | 18.1 | 278.364 | 0 | 23.472 | 248.48 | 0 | 7500 | 727.639 | 248.48 | 0 | 479.159
|  | 547.182 | 248.48 | 298.702 | 0 | 0 | 0 | 10000 | 100% | 0 | 547.182 | 274.883 | 35.6 | 214.962 | 0 | 21.737 | 248.48 | 0 | 7500 | 547.182 | 248.48 | 0 | 298.702
|  | 549.961 | 248.48 | 301.481 | 0 | 0 | 0 | 10000 | 100% | 0 | 549.961 | 208.611 | 96.185 | 222.238 | 0 | 22.928 | 248.48 | 0 | 7500 | 549.961 | 248.48 | 0 | 301.481
|  | 547.961 | 248.48 | 299.481 | 0 | 0 | 0 | 10000 | 100% | 0 | 547.961 | 174.959 | 117.637 | 236.684 | 0 | 18.681 | 248.48 | 0 | 7500 | 547.961 | 248.48 | 0 | 299.481
|  | 606.421 | 248.48 | 0 | 0 | 0 | 357.941 | 10000 | 100% | 0 | 606.421 | 154.312 | 115.738 | 211.092 | 0 | 125.28 | 248.48 | 0 | 0 | 606.421 | 248.48 | 357.941 | 0
|  | 581.051 | 248.48 | 0 | 0 | 0 | 332.571 | 9642.059 | 96.42% | 0 | 581.051 | 170.968 | 75.47 | 252.858 | 0 | 81.755 | 248.48 | 0 | 0 | 581.051 | 248.48 | 332.571 | 0
|  | 941.529 | 248.48 | 0 | 0 | 0 | 693.049 | 9309.488 | 93.09% | 0 | 941.529 | 174.395 | 73.843 | 400.175 | 207.636 | 85.479 | 248.48 | 0 | 0 | 941.529 | 248.48 | 693.049 | 0
|  | 1556.139 | 248.48 | 0 | 0 | 0 | 1307.659 | 8616.439 | 86.16% | 0 | 1556.139 | 244.584 | 99.535 | 479.447 | 549.134 | 183.439 | 248.48 | 0 | 0 | 1556.139 | 248.48 | 1307.659 | 0
|  | 1463.302 | 248.48 | 0 | 0 | 0 | 1214.822 | 7308.78 | 73.09% | 0 | 1463.302 | 382.412 | 61.822 | 394.909 | 383.082 | 241.078 | 248.48 | 0 | 0 | 1463.302 | 248.48 | 1214.822 | 0
|  | 1347.511 | 248.48 | 0 | 0 | 0 | 1099.031 | 6093.958 | 60.94% | 0 | 1347.511 | 536.044 | 51.779 | 434.217 | 0 | 325.471 | 248.48 | 0 | 0 | 1347.511 | 248.48 | 1099.031 | 0
|  | 1360.034 | 354.632 | 1005.402 | 0 | 2500 | 0 | 4994.927 | 49.95% | 0 | 1360.034 | 525.085 | 26.35 | 486.009 | 0 | 322.59 | 248.48 | 106.152 | 7500 | 1360.034 | 354.632 | 0 | 1005.402
|  | 1353.33 | 415.086 | 938.244 | 0 | 2500 | 0 | 7494.927 | 74.95% | 0 | 1353.33 | 652.099 | 21.573 | 401.21 | 0 | 278.448 | 248.48 | 166.606 | 7500 | 1353.33 | 415.086 | 0 | 938.244
|  | 1008.386 | 389.752 | 618.634 | 0 | 5.073 | 0 | 9994.927 | 99.95% | 0 | 1008.386 | 630.797 | 26.406 | 272.901 | 0 | 78.283 | 248.48 | 141.272 | 7500 | 1008.386 | 389.752 | 0 | 618.634
|  | 1281.527 | 251.799 | 1029.728 | 0 | 0 | 0 | 10000 | 100% | 0 | 1281.527 | 727.139 | 96.988 | 306.887 | 0 | 150.513 | 248.48 | 3.319 | 7500 | 1281.527 | 251.799 | 0 | 1029.728
|  | 1082.692 | 695.593 | 387.099 | 0 | 0 | 0 | 10000 | 100% | 0 | 1082.692 | 556.89 | 99.745 | 344.57 | 0 | 81.487 | 248.48 | 447.113 | 7500 | 1082.692 | 695.593 | 0 | 387.099
|  | 1170.714 | 610.833 | 559.881 | 0 | 0 | 0 | 10000 | 100% | 0 | 1170.714 | 581.307 | 79.378 | 261.934 | 189.449 | 58.646 | 248.48 | 362.353 | 7500 | 1170.714 | 610.833 | 0 | 559.881
|  | 1610.862 | 263.439 | 0 | 0 | 0 | 1347.423 | 10000 | 100% | 0 | 1610.862 | 634.259 | 70.925 | 275.229 | 624.263 | 6.186 | 248.48 | 14.959 | 0 | 1610.862 | 263.439 | 1347.423 | 0
|  | 1790.522 | 276.421 | 0 | 0 | 0 | 1514.101 | 8652.577 | 86.53% | 0 | 1790.522 | 727.463 | 57.559 | 329.049 | 676.451 | 0 | 248.48 | 27.941 | 0 | 1790.522 | 276.421 | 1514.101 | 0
|  | 1483.981 | 248.48 | 0 | 0 | 0 | 1235.501 | 7138.476 | 71.38% | 0 | 1483.981 | 831.073 | 77.239 | 331.366 | 233.091 | 11.212 | 248.48 | 0 | 0 | 1483.981 | 248.48 | 1235.501 | 0
|  | 1217.589 | 248.48 | 0 | 0 | 0 | 969.109 | 5902.975 | 59.03% | 0 | 1217.589 | 736.732 | 90.765 | 283.633 | 84.034 | 22.425 | 248.48 | 0 | 0 | 1217.589 | 248.48 | 969.109 | 0
|  | 1450.588 | 248.48 | 0 | 0 | 0 | 1202.108 | 4933.866 | 49.34% | 0 | 1450.588 | 785.64 | 67.284 | 254.577 | 320.614 | 22.473 | 248.48 | 0 | 0 | 1450.588 | 248.48 | 1202.108 | 0
|  | 1389.001 | 248.48 | 1140.521 | 0 | 2500 | 0 | 3731.758 | 37.32% | 0 | 1389.001 | 696.929 | 56.661 | 227.884 | 385.038 | 22.489 | 248.48 | 0 | 7500 | 1389.001 | 248.48 | 0 | 1140.521
|  | 1178.619 | 248.48 | 0 | 0 | 0 | 930.139 | 6231.758 | 62.32% | 0 | 1178.619 | 727.394 | 26.263 | 253.872 | 148.65 | 22.44 | 248.48 | 0 | 0 | 1178.619 | 248.48 | 930.139 | 0
|  | 827.715 | 248.48 | 579.235 | 0 | 2500 | 0 | 5301.619 | 53.02% | 0 | 827.715 | 530.138 | 21.65 | 253.502 | 0 | 22.425 | 248.48 | 0 | 7500 | 827.715 | 248.48 | 0 | 579.235
|  | 646.579 | 248.48 | 398.099 | 0 | 2198.381 | 0 | 7801.619 | 78.02% | 0 | 646.579 | 371.186 | 20.339 | 224.387 | 0 | 30.667 | 248.48 | 0 | 7500 | 646.579 | 248.48 | 0 | 398.099
|  | 628.705 | 248.48 | 380.225 | 0 | 0 | 0 | 10000 | 100% | 0 | 628.705 | 204.864 | 67.451 | 218.353 | 0 | 138.038 | 248.48 | 0 | 7500 | 628.705 | 248.48 | 0 | 380.225
|  | 648.793 | 248.48 | 400.313 | 0 | 0 | 0 | 10000 | 100% | 0 | 648.793 | 162.314 | 123.16 | 199.539 | 0 | 163.781 | 248.48 | 0 | 7500 | 648.793 | 248.48 | 0 | 400.313
|  | 695.854 | 248.48 | 447.374 | 0 | 0 | 0 | 10000 | 100% | 0 | 695.854 | 165.894 | 113.672 | 219.626 | 0 | 196.662 | 248.48 | 0 | 7500 | 695.854 | 248.48 | 0 | 447.374
|  | 647.148 | 248.48 | 0 | 0 | 0 | 398.668 | 10000 | 100% | 0 | 647.148 | 174.666 | 84.888 | 198.056 | 0 | 189.538 | 248.48 | 0 | 0 | 647.148 | 248.48 | 398.668 | 0
|  | 568.196 | 248.48 | 0 | 0 | 0 | 319.716 | 9601.332 | 96.01% | 0 | 568.196 | 178.688 | 71.297 | 221.142 | 0 | 97.069 | 248.48 | 0 | 0 | 568.196 | 248.48 | 319.716 | 0
|  | 1249.782 | 248.48 | 0 | 0 | 0 | 1001.302 | 9281.616 | 92.82% | 0 | 1249.782 | 211.786 | 96.253 | 358.34 | 217.789 | 365.614 | 248.48 | 0 | 0 | 1249.782 | 248.48 | 1001.302 | 0
|  | 2082.878 | 248.48 | 0 | 0 | 0 | 1834.398 | 8280.314 | 82.8% | 0 | 2082.878 | 428.057 | 76.439 | 571.979 | 648.807 | 357.596 | 248.48 | 0 | 0 | 2082.878 | 248.48 | 1834.398 | 0
|  | 1771.026 | 248.48 | 0 | 0 | 0 | 1522.546 | 6445.916 | 64.46% | 0 | 1771.026 | 464.394 | 59.227 | 392.038 | 598.608 | 256.76 | 248.48 | 0 | 0 | 1771.026 | 248.48 | 1522.546 | 0
|  | 1488.486 | 248.48 | 0 | 0 | 0 | 1240.006 | 4923.37 | 49.23% | 0 | 1488.486 | 496.654 | 42.154 | 390.831 | 284.447 | 274.4 | 248.48 | 0 | 0 | 1488.486 | 248.48 | 1240.006 | 0
|  | 1207.955 | 249.736 | 958.219 | 0 | 2500 | 0 | 3683.364 | 36.83% | 0 | 1207.955 | 399.724 | 23.562 | 430.357 | 132.053 | 222.259 | 248.48 | 1.256 | 7500 | 1207.955 | 249.736 | 0 | 958.219
|  | 1405.625 | 256.298 | 1149.327 | 0 | 2500 | 0 | 6183.364 | 61.83% | 0 | 1405.625 | 408.591 | 20.381 | 383.238 | 437.872 | 155.544 | 248.48 | 7.818 | 7500 | 1405.625 | 256.298 | 0 | 1149.327
|  | 1528.886 | 252.133 | 1276.753 | 0 | 1316.636 | 0 | 8683.364 | 86.83% | 0 | 1528.886 | 430.065 | 67.287 | 374.958 | 487.651 | 168.926 | 248.48 | 3.653 | 7500 | 1528.886 | 252.133 | 0 | 1276.753
|  | 1149.437 | 291.637 | 857.8 | 0 | 0 | 0 | 10000 | 100% | 0 | 1149.437 | 396.468 | 99.967 | 314.709 | 205.206 | 133.086 | 248.48 | 43.157 | 7500 | 1149.437 | 291.637 | 0 | 857.8
|  | 1077.732 | 259.205 | 818.527 | 0 | 0 | 0 | 10000 | 100% | 0 | 1077.732 | 427.524 | 91.347 | 388.5 | 133.712 | 36.65 | 248.48 | 10.725 | 7500 | 1077.732 | 259.205 | 0 | 818.527
|  | 1134.152 | 252.013 | 882.139 | 0 | 0 | 0 | 10000 | 100% | 0 | 1134.152 | 374.803 | 79.098 | 311.161 | 369.09 | 0 | 248.48 | 3.533 | 7500 | 1134.152 | 252.013 | 0 | 882.139
|  | 1223.77 | 251.978 | 0 | 0 | 0 | 971.792 | 10000 | 100% | 0 | 1223.77 | 485.66 | 65.958 | 232.2 | 439.952 | 0 | 248.48 | 3.498 | 0 | 1223.77 | 251.978 | 971.792 | 0
|  | 1267.59 | 248.555 | 0 | 0 | 0 | 1019.035 | 9028.208 | 90.28% | 0 | 1267.59 | 714.378 | 60.334 | 321.396 | 171.483 | 0 | 248.48 | 0.075 | 0 | 1267.59 | 248.555 | 1019.035 | 0
|  | 1254.582 | 248.48 | 0 | 0 | 0 | 1006.102 | 8009.173 | 80.09% | 0 | 1254.582 | 730.836 | 82.501 | 324.608 | 101.363 | 15.275 | 248.48 | 0 | 0 | 1254.582 | 248.48 | 1006.102 | 0
|  | 1709.176 | 248.48 | 0 | 0 | 0 | 1460.696 | 7003.071 | 70.03% | 0 | 1709.176 | 869.958 | 81.985 | 376.442 | 350.241 | 30.55 | 248.48 | 0 | 0 | 1709.176 | 248.48 | 1460.696 | 0
|  | 1493.867 | 248.48 | 0 | 0 | 0 | 1245.387 | 5542.375 | 55.42% | 0 | 1493.867 | 761.897 | 61.586 | 303.779 | 336.038 | 30.566 | 248.48 | 0 | 0 | 1493.867 | 248.48 | 1245.387 | 0
|  | 1099.933 | 248.48 | 851.453 | 0 | 2500 | 0 | 4296.988 | 42.97% | 0 | 1099.933 | 690.622 | 40.777 | 220.706 | 117.262 | 30.566 | 248.48 | 0 | 7500 | 1099.933 | 248.48 | 0 | 851.453
|  | 939.987 | 248.48 | 0 | 0 | 0 | 691.507 | 6796.988 | 67.97% | 0 | 939.987 | 625.5 | 23.215 | 244.378 | 16.345 | 30.55 | 248.48 | 0 | 0 | 939.987 | 248.48 | 691.507 | 0
|  | 800.979 | 248.48 | 552.499 | 0 | 2500 | 0 | 6105.481 | 61.05% | 0 | 800.979 | 457.877 | 21.917 | 290.635 | 0 | 30.55 | 248.48 | 0 | 7500 | 800.979 | 248.48 | 0 | 552.499
|  | 618.44 | 248.48 | 369.96 | 0 | 1394.519 | 0 | 8605.481 | 86.05% | 0 | 618.44 | 336.304 | 37.369 | 217.467 | 0 | 27.3 | 248.48 | 0 | 7500 | 618.44 | 248.48 | 0 | 369.96
|  | 590.365 | 248.48 | 341.885 | 0 | 0 | 0 | 10000 | 100% | 0 | 590.365 | 228.928 | 97.575 | 238.982 | 0 | 24.88 | 248.48 | 0 | 7500 | 590.365 | 248.48 | 0 | 341.885
|  | 537.655 | 248.48 | 289.175 | 0 | 0 | 0 | 10000 | 100% | 0 | 537.655 | 186.663 | 117.683 | 209.767 | 0 | 23.543 | 248.48 | 0 | 7500 | 537.655 | 248.48 | 0 | 289.175
|  | 521.873 | 248.48 | 273.393 | 0 | 0 | 0 | 10000 | 100% | 0 | 521.873 | 159.488 | 119.079 | 220.845 | 0 | 22.461 | 248.48 | 0 | 7500 | 521.873 | 248.48 | 0 | 273.393
|  | 520.386 | 248.48 | 0 | 0 | 0 | 271.906 | 10000 | 100% | 0 | 520.386 | 166.386 | 77.722 | 232.463 | 0 | 43.815 | 248.48 | 0 | 0 | 520.386 | 248.48 | 271.906 | 0
|  | 582.971 | 248.48 | 0 | 0 | 0 | 334.491 | 9728.094 | 97.28% | 0 | 582.971 | 172.718 | 77.38 | 219.589 | 0 | 113.285 | 248.48 | 0 | 0 | 582.971 | 248.48 | 334.491 | 0
|  | 980.189 | 248.48 | 0 | 0 | 0 | 731.709 | 9393.603 | 93.94% | 0 | 980.189 | 225.202 | 97.449 | 394.165 | 215.154 | 48.219 | 248.48 | 0 | 0 | 980.189 | 248.48 | 731.709 | 0
|  | 1855.293 | 248.48 | 0 | 0 | 0 | 1606.813 | 8661.894 | 86.62% | 0 | 1855.293 | 400.763 | 57.552 | 547.846 | 605.57 | 243.562 | 248.48 | 0 | 0 | 1855.293 | 248.48 | 1606.813 | 0
|  | 1954.42 | 248.48 | 0 | 0 | 0 | 1705.94 | 7055.081 | 70.55% | 0 | 1954.42 | 561.077 | 50.269 | 465.511 | 629.198 | 248.365 | 248.48 | 0 | 0 | 1954.42 | 248.48 | 1705.94 | 0
|  | 1879.379 | 248.48 | 0 | 0 | 0 | 1630.899 | 5349.141 | 53.49% | 0 | 1879.379 | 445.656 | 24.926 | 455.225 | 256.136 | 697.437 | 248.48 | 0 | 0 | 1879.379 | 248.48 | 1630.899 | 0
|  | 1427.1 | 248.993 | 1178.107 | 0 | 2500 | 0 | 3718.242 | 37.18% | 0 | 1427.1 | 456.381 | 19.881 | 422.567 | 127.633 | 400.639 | 248.48 | 0.513 | 7500 | 1427.1 | 248.993 | 0 | 1178.107
|  | 1603.107 | 257.047 | 1346.06 | 0 | 2500 | 0 | 6218.242 | 62.18% | 0 | 1603.107 | 442.758 | 28.706 | 401.336 | 432.81 | 297.498 | 248.48 | 8.567 | 7500 | 1603.107 | 257.047 | 0 | 1346.06
|  | 1611.239 | 278.819 | 1332.42 | 0 | 1281.758 | 0 | 8718.242 | 87.18% | 0 | 1611.239 | 474.565 | 103.037 | 398.13 | 497.682 | 137.826 | 248.48 | 30.339 | 7500 | 1611.239 | 278.819 | 0 | 1332.42
|  | 1132.064 | 332.151 | 799.913 | 0 | 0 | 0 | 10000 | 100% | 0 | 1132.064 | 467.599 | 93.826 | 336.668 | 199.599 | 34.372 | 248.48 | 83.671 | 7500 | 1132.064 | 332.151 | 0 | 799.913
|  | 910.197 | 266.619 | 643.578 | 0 | 0 | 0 | 10000 | 100% | 0 | 910.197 | 378.462 | 86.13 | 324.106 | 121.499 | 0 | 248.48 | 18.139 | 7500 | 910.197 | 266.619 | 0 | 643.578
|  | 1164.901 | 250.601 | 914.3 | 0 | 0 | 0 | 10000 | 100% | 0 | 1164.901 | 377.013 | 71.469 | 326.399 | 390.02 | 0 | 248.48 | 2.121 | 7500 | 1164.901 | 250.601 | 0 | 914.3
|  | 1440.03 | 255.806 | 0 | 0 | 0 | 1184.224 | 10000 | 100% | 0 | 1440.03 | 592.206 | 58.908 | 327.242 | 461.675 | 0 | 248.48 | 7.326 | 0 | 1440.03 | 255.806 | 1184.224 | 0
|  | 1243.396 | 249.253 | 0 | 0 | 0 | 994.143 | 8815.776 | 88.16% | 0 | 1243.396 | 668.053 | 73.178 | 338.881 | 163.285 | 0 | 248.48 | 0.773 | 0 | 1243.396 | 249.253 | 994.143 | 0
|  | 1467.692 | 248.48 | 0 | 0 | 0 | 1219.212 | 7821.633 | 78.22% | 0 | 1467.692 | 841.021 | 96.571 | 405.362 | 111.088 | 13.65 | 248.48 | 0 | 0 | 1467.692 | 248.48 | 1219.212 | 0
|  | 1626.263 | 248.48 | 0 | 0 | 0 | 1377.783 | 6602.421 | 66.02% | 0 | 1626.263 | 781.13 | 73.002 | 397.564 | 347.267 | 27.3 | 248.48 | 0 | 0 | 1626.263 | 248.48 | 1377.783 | 0
|  | 1450.682 | 248.48 | 0 | 0 | 0 | 1202.202 | 5224.638 | 52.25% | 0 | 1450.682 | 722.772 | 51.057 | 313.415 | 336.139 | 27.3 | 248.48 | 0 | 0 | 1450.682 | 248.48 | 1202.202 | 0
|  | 1235.203 | 248.48 | 986.723 | 0 | 2500 | 0 | 4022.436 | 40.22% | 0 | 1235.203 | 799.516 | 28.371 | 256.589 | 123.427 | 27.3 | 248.48 | 0 | 7500 | 1235.203 | 248.48 | 0 | 986.723
|  | 894.947 | 248.48 | 0 | 0 | 0 | 646.467 | 6522.436 | 65.22% | 0 | 894.947 | 591.952 | 21.102 | 238.802 | 15.791 | 27.3 | 248.48 | 0 | 0 | 894.947 | 248.48 | 646.467 | 0
|  | 883.444 | 248.48 | 634.964 | 0 | 2500 | 0 | 5875.969 | 58.76% | 0 | 883.444 | 508.727 | 26.901 | 320.517 | 0 | 27.3 | 248.48 | 0 | 7500 | 883.444 | 248.48 | 0 | 634.964
|  | 641.744 | 248.48 | 393.264 | 0 | 1624.031 | 0 | 8375.969 | 83.76% | 0 | 641.744 | 308.164 | 59.828 | 241.453 | 0 | 32.299 | 248.48 | 0 | 7500 | 641.744 | 248.48 | 0 | 393.264
|  | 585.887 | 248.48 | 337.407 | 0 | 0 | 0 | 10000 | 100% | 0 | 585.887 | 202.098 | 112.069 | 243.222 | 0 | 28.498 | 248.48 | 0 | 7500 | 585.887 | 248.48 | 0 | 337.407
|  | 591.36 | 248.48 | 342.88 | 0 | 0 | 0 | 10000 | 100% | 0 | 591.36 | 173.233 | 106.282 | 253.824 | 0 | 58.021 | 248.48 | 0 | 7500 | 591.36 | 248.48 | 0 | 342.88
|  | 650.037 | 248.48 | 401.557 | 0 | 0 | 0 | 10000 | 100% | 0 | 650.037 | 177.931 | 85.149 | 254.451 | 0 | 132.506 | 248.48 | 0 | 7500 | 650.037 | 248.48 | 0 | 401.557
|  | 596.835 | 248.48 | 0 | 0 | 0 | 348.355 | 10000 | 100% | 0 | 596.835 | 143.778 | 80.159 | 228.57 | 0 | 144.328 | 248.48 | 0 | 0 | 596.835 | 248.48 | 348.355 | 0
|  | 611.5 | 248.48 | 0 | 0 | 0 | 363.02 | 9651.645 | 96.52% | 0 | 611.5 | 167.952 | 92.618 | 209.233 | 0 | 141.697 | 248.48 | 0 | 0 | 611.5 | 248.48 | 363.02 | 0
|  | 959.174 | 248.48 | 0 | 0 | 0 | 710.694 | 9288.625 | 92.89% | 0 | 959.174 | 217.751 | 81.782 | 289.442 | 193.084 | 177.114 | 248.48 | 0 | 0 | 959.174 | 248.48 | 710.694 | 0
|  | 1927.763 | 248.48 | 0 | 0 | 0 | 1679.283 | 8577.931 | 85.78% | 0 | 1927.763 | 405.502 | 55.809 | 633.815 | 636.815 | 195.822 | 248.48 | 0 | 0 | 1927.763 | 248.48 | 1679.283 | 0
|  | 2110.005 | 248.48 | 0 | 0 | 0 | 1861.525 | 6898.648 | 68.99% | 0 | 2110.005 | 614.514 | 41.025 | 570.397 | 442.779 | 441.289 | 248.48 | 0 | 0 | 2110.005 | 248.48 | 1861.525 | 0
|  | 991.068 | 248.48 | 0 | 0 | 0 | 742.588 | 5037.123 | 50.37% | 0 | 991.068 | 436.021 | 25.98 | 325.413 | 0 | 203.654 | 248.48 | 0 | 0 | 991.068 | 248.48 | 742.588 | 0
|  | 938.011 | 482.727 | 455.284 | 0 | 2500 | 0 | 4294.535 | 42.95% | 0 | 938.011 | 395.716 | 20.465 | 377.517 | 0 | 144.313 | 248.48 | 234.247 | 7500 | 938.011 | 482.727 | 0 | 455.284
|  | 832.599 | 284.966 | 547.633 | 0 | 2500 | 0 | 6794.535 | 67.95% | 0 | 832.599 | 391.22 | 63.027 | 333.678 | 0 | 44.674 | 248.48 | 36.486 | 7500 | 832.599 | 284.966 | 0 | 547.633
|  | 976.248 | 274.836 | 701.412 | 0 | 705.465 | 0 | 9294.535 | 92.95% | 0 | 976.248 | 485.475 | 103.23 | 386.028 | 0 | 1.515 | 248.48 | 26.356 | 7500 | 976.248 | 274.836 | 0 | 701.412
|  | 844.735 | 330.294 | 514.441 | 0 | 0 | 0 | 10000 | 100% | 0 | 844.735 | 467.299 | 81.439 | 295.997 | 0 | 0 | 248.48 | 81.814 | 7500 | 844.735 | 330.294 | 0 | 514.441
|  | 787.587 | 321.963 | 465.624 | 0 | 0 | 0 | 10000 | 100% | 0 | 787.587 | 367.132 | 80.614 | 339.841 | 0 | 0 | 248.48 | 73.483 | 7500 | 787.587 | 321.963 | 0 | 465.624
|  | 976.119 | 289.978 | 686.141 | 0 | 0 | 0 | 10000 | 100% | 0 | 976.119 | 390.423 | 65.478 | 327.839 | 192.38 | 0 | 248.48 | 41.498 | 7500 | 976.119 | 289.978 | 0 | 686.141
|  | 1388.219 | 255.864 | 0 | 0 | 0 | 1132.355 | 10000 | 100% | 0 | 1388.219 | 480.041 | 58.417 | 284.633 | 565.128 | 0 | 248.48 | 7.384 | 0 | 1388.219 | 255.864 | 1132.355 | 0
|  | 1706.366 | 248.622 | 0 | 0 | 0 | 1457.744 | 8867.645 | 88.68% | 0 | 1706.366 | 667.653 | 86.951 | 333.005 | 618.757 | 0 | 248.48 | 0.142 | 0 | 1706.366 | 248.622 | 1457.744 | 0
|  | 1320.4 | 248.48 | 0 | 0 | 0 | 1071.92 | 7409.901 | 74.1% | 0 | 1320.4 | 708.915 | 77.589 | 303.618 | 214.191 | 16.087 | 248.48 | 0 | 0 | 1320.4 | 248.48 | 1071.92 | 0
|  | 1449.741 | 248.48 | 0 | 0 | 0 | 1201.261 | 6337.981 | 63.38% | 0 | 1449.741 | 842.471 | 67.917 | 407.918 | 99.26 | 32.175 | 248.48 | 0 | 0 | 1449.741 | 248.48 | 1201.261 | 0
|  | 1442.61 | 248.48 | 0 | 0 | 0 | 1194.13 | 5136.72 | 51.37% | 0 | 1442.61 | 728.638 | 40.458 | 300.868 | 340.418 | 32.228 | 248.48 | 0 | 0 | 1442.61 | 248.48 | 1194.13 | 0
|  | 1258.737 | 248.48 | 1010.257 | 0 | 2500 | 0 | 3942.59 | 39.43% | 0 | 1258.737 | 642.566 | 24.478 | 201.949 | 357.48 | 32.264 | 248.48 | 0 | 7500 | 1258.737 | 248.48 | 0 | 1010.257
|  | 1100.469 | 248.48 | 0 | 0 | 0 | 851.989 | 6442.59 | 64.43% | 0 | 1100.469 | 652.843 | 20.701 | 238.93 | 155.662 | 32.334 | 248.48 | 0 | 0 | 1100.469 | 248.48 | 851.989 | 0
|  | 945.886 | 248.48 | 697.406 | 0 | 2500 | 0 | 5590.601 | 55.91% | 0 | 945.886 | 515.062 | 64.52 | 333.952 | 0 | 32.352 | 248.48 | 0 | 7500 | 945.886 | 248.48 | 0 | 697.406
|  | 719.997 | 248.48 | 471.517 | 0 | 1909.399 | 0 | 8090.601 | 80.91% | 0 | 719.997 | 329.162 | 104.755 | 263.203 | 0 | 22.877 | 248.48 | 0 | 7500 | 719.997 | 248.48 | 0 | 471.517
|  | 567.614 | 248.48 | 319.134 | 0 | 0 | 0 | 10000 | 100% | 0 | 567.614 | 213.902 | 110.434 | 223.117 | 0 | 20.161 | 248.48 | 0 | 7500 | 567.614 | 248.48 | 0 | 319.134
|  | 594.463 | 248.48 | 345.983 | 0 | 0 | 0 | 10000 | 100% | 0 | 594.463 | 156.295 | 115.084 | 202.667 | 0 | 120.416 | 248.48 | 0 | 7500 | 594.463 | 248.48 | 0 | 345.983
|  | 650.269 | 248.48 | 401.789 | 0 | 0 | 0 | 10000 | 100% | 0 | 650.269 | 170.279 | 73.388 | 256.654 | 0 | 149.949 | 248.48 | 0 | 7500 | 650.269 | 248.48 | 0 | 401.789
|  | 654.601 | 248.48 | 0 | 0 | 0 | 406.121 | 10000 | 100% | 0 | 654.601 | 166.43 | 83.193 | 248.651 | 0 | 156.327 | 248.48 | 0 | 0 | 654.601 | 248.48 | 406.121 | 0
|  | 688.883 | 248.48 | 0 | 0 | 0 | 440.403 | 9593.879 | 95.94% | 0 | 688.883 | 160.852 | 96.992 | 231.597 | 0 | 199.442 | 248.48 | 0 | 0 | 688.883 | 248.48 | 440.403 | 0
|  | 1131.164 | 248.48 | 0 | 0 | 0 | 882.684 | 9153.476 | 91.53% | 0 | 1131.164 | 215.739 | 64.294 | 318.544 | 193.057 | 339.53 | 248.48 | 0 | 0 | 1131.164 | 248.48 | 882.684 | 0
|  | 1926.851 | 248.48 | 0 | 0 | 0 | 1678.371 | 8270.792 | 82.71% | 0 | 1926.851 | 413.981 | 49.338 | 536.502 | 655.997 | 271.034 | 248.48 | 0 | 0 | 1926.851 | 248.48 | 1678.371 | 0
|  | 1642.324 | 248.48 | 0 | 0 | 0 | 1393.844 | 6592.421 | 65.92% | 0 | 1642.324 | 520.592 | 22.772 | 435.417 | 379.771 | 283.772 | 248.48 | 0 | 0 | 1642.324 | 248.48 | 1393.844 | 0
|  | 1320.623 | 248.48 | 0 | 0 | 0 | 1072.143 | 5198.577 | 51.99% | 0 | 1320.623 | 470.977 | 22.063 | 468.183 | 0 | 359.401 | 248.48 | 0 | 0 | 1320.623 | 248.48 | 1072.143 | 0
|  | 1080.752 | 249.214 | 831.538 | 0 | 2500 | 0 | 4126.434 | 41.26% | 0 | 1080.752 | 435.216 | 27.597 | 410.335 | 0 | 207.605 | 248.48 | 0.734 | 7500 | 1080.752 | 249.214 | 0 | 831.538
|  | 1102.591 | 250.628 | 851.963 | 0 | 2500 | 0 | 6626.434 | 66.26% | 0 | 1102.591 | 430.787 | 92.8 | 408.124 | 0 | 170.881 | 248.48 | 2.148 | 7500 | 1102.591 | 250.628 | 0 | 851.963
|  | 953.433 | 252.258 | 701.175 | 0 | 873.566 | 0 | 9126.434 | 91.26% | 0 | 953.433 | 432.804 | 97.869 | 315.352 | 0 | 107.408 | 248.48 | 3.778 | 7500 | 953.433 | 252.258 | 0 | 701.175
|  | 770.491 | 301.06 | 469.431 | 0 | 0 | 0 | 10000 | 100% | 0 | 770.491 | 405.607 | 80.975 | 283.005 | 0 | 0.905 | 248.48 | 52.58 | 7500 | 770.491 | 301.06 | 0 | 469.431
|  | 803.353 | 319.981 | 483.372 | 0 | 0 | 0 | 10000 | 100% | 0 | 803.353 | 412.302 | 72.081 | 318.97 | 0 | 0 | 248.48 | 71.501 | 7500 | 803.353 | 319.981 | 0 | 483.372
|  | 1053.226 | 272.134 | 781.092 | 0 | 0 | 0 | 10000 | 100% | 0 | 1053.226 | 422.65 | 55.598 | 343.143 | 231.834 | 0 | 248.48 | 23.654 | 7500 | 1053.226 | 272.134 | 0 | 781.092
|  | 1621.255 | 249.679 | 0 | 0 | 0 | 1371.576 | 10000 | 100% | 0 | 1621.255 | 542.227 | 72.74 | 314.543 | 691.746 | 0 | 248.48 | 1.199 | 0 | 1621.255 | 249.679 | 1371.576 | 0
|  | 1927.739 | 248.48 | 0 | 0 | 0 | 1679.259 | 8628.424 | 86.28% | 0 | 1927.739 | 734.421 | 99.051 | 371.193 | 723.075 | 0 | 248.48 | 0 | 0 | 1927.739 | 248.48 | 1679.259 | 0
|  | 1504.284 | 248.48 | 0 | 0 | 0 | 1255.804 | 6949.165 | 69.49% | 0 | 1504.284 | 770.038 | 68.951 | 398.264 | 255.657 | 11.375 | 248.48 | 0 | 0 | 1504.284 | 248.48 | 1255.804 | 0
|  | 1232.709 | 248.48 | 0 | 0 | 0 | 984.229 | 5693.361 | 56.93% | 0 | 1232.709 | 747.974 | 55.659 | 299.119 | 107.207 | 22.75 | 248.48 | 0 | 0 | 1232.709 | 248.48 | 984.229 | 0
|  | 1464.046 | 248.48 | 0 | 0 | 0 | 1215.566 | 4709.132 | 47.09% | 0 | 1464.046 | 710.173 | 27.181 | 311.109 | 392.814 | 22.768 | 248.48 | 0 | 0 | 1464.046 | 248.48 | 1215.566 | 0
|  | 1498.758 | 248.48 | 1250.278 | 0 | 2500 | 0 | 3493.566 | 34.94% | 0 | 1498.758 | 770.094 | 20.47 | 252.879 | 432.511 | 22.804 | 248.48 | 0 | 7500 | 1498.758 | 248.48 | 0 | 1250.278
|  | 993.229 | 248.48 | 0 | 0 | 0 | 744.749 | 5993.566 | 59.94% | 0 | 993.229 | 611.937 | 27.455 | 196.684 | 134.24 | 22.913 | 248.48 | 0 | 0 | 993.229 | 248.48 | 744.749 | 0
|  | 951.42 | 248.48 | 702.94 | 0 | 2500 | 0 | 5248.817 | 52.49% | 0 | 951.42 | 517.041 | 94.183 | 317.264 | 0 | 22.932 | 248.48 | 0 | 7500 | 951.42 | 248.48 | 0 | 702.94
|  | 770.279 | 248.48 | 521.799 | 0 | 2251.183 | 0 | 7748.817 | 77.49% | 0 | 770.279 | 375.994 | 106.408 | 249.441 | 0 | 38.437 | 248.48 | 0 | 7500 | 770.279 | 248.48 | 0 | 521.799
|  | 617.85 | 248.48 | 369.37 | 0 | 0 | 0 | 10000 | 100% | 0 | 617.85 | 234.709 | 105.892 | 253.924 | 0 | 23.326 | 248.48 | 0 | 7500 | 617.85 | 248.48 | 0 | 369.37
|  | 552.73 | 248.48 | 304.25 | 0 | 0 | 0 | 10000 | 100% | 0 | 552.73 | 182.334 | 85.112 | 225.318 | 0 | 59.966 | 248.48 | 0 | 7500 | 552.73 | 248.48 | 0 | 304.25
|  | 615.187 | 248.48 | 366.707 | 0 | 0 | 0 | 10000 | 100% | 0 | 615.187 | 163.631 | 76.33 | 248.63 | 0 | 126.596 | 248.48 | 0 | 7500 | 615.187 | 248.48 | 0 | 366.707
|  | 478.859 | 248.48 | 0 | 0 | 0 | 230.379 | 10000 | 100% | 0 | 478.859 | 148.759 | 90.934 | 226.934 | 0 | 12.232 | 248.48 | 0 | 0 | 478.859 | 248.48 | 230.379 | 0
|  | 499.804 | 248.48 | 0 | 0 | 0 | 251.324 | 9769.621 | 97.7% | 0 | 499.804 | 164.075 | 75.235 | 258.161 | 0 | 2.333 | 248.48 | 0 | 0 | 499.804 | 248.48 | 251.324 | 0
|  | 1119.115 | 248.48 | 0 | 0 | 0 | 870.635 | 9518.297 | 95.18% | 0 | 1119.115 | 228.609 | 52.434 | 377.807 | 222.606 | 237.66 | 248.48 | 0 | 0 | 1119.115 | 248.48 | 870.635 | 0
|  | 1635.652 | 248.48 | 0 | 0 | 0 | 1387.172 | 8647.662 | 86.48% | 0 | 1635.652 | 383.071 | 40.038 | 359.293 | 603.401 | 249.85 | 248.48 | 0 | 0 | 1635.652 | 248.48 | 1387.172 | 0
|  | 1722.755 | 248.48 | 0 | 0 | 0 | 1474.275 | 7260.49 | 72.6% | 0 | 1722.755 | 542.418 | 22.997 | 361.784 | 430.161 | 365.395 | 248.48 | 0 | 0 | 1722.755 | 248.48 | 1474.275 | 0
|  | 1102.374 | 248.48 | 0 | 0 | 0 | 853.894 | 5786.215 | 57.86% | 0 | 1102.374 | 478.925 | 21.001 | 301.878 | 0 | 300.57 | 248.48 | 0 | 0 | 1102.374 | 248.48 | 853.894 | 0
|  | 1135.782 | 248.803 | 886.979 | 0 | 2500 | 0 | 4932.321 | 49.32% | 0 | 1135.782 | 455.371 | 59.542 | 314.437 | 0 | 306.433 | 248.48 | 0.323 | 7500 | 1135.782 | 248.803 | 0 | 886.979
|  | 1157.977 | 251.097 | 906.88 | 0 | 2500 | 0 | 7432.321 | 74.32% | 0 | 1157.977 | 388.825 | 105.7 | 360.037 | 0 | 303.415 | 248.48 | 2.617 | 7500 | 1157.977 | 251.097 | 0 | 906.88
|  | 1003.364 | 249.882 | 753.482 | 0 | 67.679 | 0 | 9932.321 | 99.32% | 0 | 1003.364 | 422.575 | 87.333 | 323.44 | 0 | 170.016 | 248.48 | 1.402 | 7500 | 1003.364 | 249.882 | 0 | 753.482
|  | 840.134 | 253.81 | 586.324 | 0 | 0 | 0 | 10000 | 100% | 0 | 840.134 | 448.239 | 79.578 | 309.286 | 0 | 3.031 | 248.48 | 5.33 | 7500 | 840.134 | 253.81 | 0 | 586.324
|  | 784.186 | 264.233 | 519.953 | 0 | 0 | 0 | 10000 | 100% | 0 | 784.186 | 417.348 | 62.272 | 303.953 | 0 | 0.613 | 248.48 | 15.753 | 7500 | 784.186 | 264.233 | 0 | 519.953
|  | 1040.341 | 249.464 | 790.877 | 0 | 0 | 0 | 10000 | 100% | 0 | 1040.341 | 415.274 | 60.926 | 341.388 | 222.753 | 0 | 248.48 | 0.984 | 7500 | 1040.341 | 249.464 | 0 | 790.877
|  | 1627.899 | 248.483 | 0 | 0 | 0 | 1379.416 | 10000 | 100% | 0 | 1627.899 | 561.443 | 83.444 | 294.67 | 688.343 | 0 | 248.48 | 0.003 | 0 | 1627.899 | 248.483 | 1379.416 | 0
|  | 1802.505 | 248.48 | 0 | 0 | 0 | 1554.025 | 8620.584 | 86.21% | 0 | 1802.505 | 697.961 | 79.98 | 321.53 | 703.034 | 0 | 248.48 | 0 | 0 | 1802.505 | 248.48 | 1554.025 | 0
|  | 1597.914 | 248.48 | 0 | 0 | 0 | 1349.434 | 7066.559 | 70.67% | 0 | 1597.914 | 890.974 | 66.926 | 366.84 | 260.012 | 13.163 | 248.48 | 0 | 0 | 1597.914 | 248.48 | 1349.434 | 0
|  | 1208.565 | 248.48 | 0 | 0 | 0 | 960.085 | 5717.125 | 57.17% | 0 | 1208.565 | 725.029 | 39.129 | 326.41 | 91.672 | 26.325 | 248.48 | 0 | 0 | 1208.565 | 248.48 | 960.085 | 0
|  | 1477.792 | 248.48 | 0 | 0 | 0 | 1229.312 | 4757.04 | 47.57% | 0 | 1477.792 | 788.119 | 24.56 | 285.962 | 352.826 | 26.325 | 248.48 | 0 | 0 | 1477.792 | 248.48 | 1229.312 | 0
|  | 1334.506 | 248.48 | 1086.026 | 0 | 2500 | 0 | 3527.728 | 35.28% | 0 | 1334.506 | 663.845 | 21.46 | 226.54 | 396.317 | 26.344 | 248.48 | 0 | 7500 | 1334.506 | 248.48 | 0 | 1086.026
|  | 1185.689 | 248.48 | 0 | 0 | 0 | 937.209 | 6027.728 | 60.28% | 0 | 1185.689 | 683.838 | 58.739 | 249.058 | 167.579 | 26.475 | 248.48 | 0 | 0 | 1185.689 | 248.48 | 937.209 | 0
|  | 932.244 | 248.48 | 683.764 | 0 | 2500 | 0 | 5090.519 | 50.91% | 0 | 932.244 | 503.764 | 109.097 | 292.871 | 0 | 26.512 | 248.48 | 0 | 7500 | 932.244 | 248.48 | 0 | 683.764
|  | 769.159 | 248.48 | 520.679 | 0 | 2409.481 | 0 | 7590.519 | 75.91% | 0 | 769.159 | 375.237 | 106.894 | 259.691 | 0 | 27.337 | 248.48 | 0 | 7500 | 769.159 | 248.48 | 0 | 520.679
|  | 630.14 | 248.48 | 381.66 | 0 | 0 | 0 | 10000 | 100% | 0 | 630.14 | 263.941 | 112.726 | 228.547 | 0 | 24.927 | 248.48 | 0 | 7500 | 630.14 | 248.48 | 0 | 381.66
|  | 580.426 | 248.48 | 331.946 | 0 | 0 | 0 | 10000 | 100% | 0 | 580.426 | 228.195 | 81.029 | 248.991 | 0 | 22.212 | 248.48 | 0 | 7500 | 580.426 | 248.48 | 0 | 331.946
|  | 548.346 | 248.48 | 299.866 | 0 | 0 | 0 | 10000 | 100% | 0 | 548.346 | 176.776 | 79.362 | 230.582 | 0 | 61.627 | 248.48 | 0 | 7500 | 548.346 | 248.48 | 0 | 299.866
|  | 580.565 | 248.48 | 0 | 0 | 0 | 332.085 | 10000 | 100% | 0 | 580.565 | 173.07 | 91.002 | 212.939 | 0 | 103.554 | 248.48 | 0 | 0 | 580.565 | 248.48 | 332.085 | 0
|  | 519.873 | 248.48 | 0 | 0 | 0 | 271.393 | 9667.915 | 96.68% | 0 | 519.873 | 163.324 | 57.993 | 222.506 | 0 | 76.051 | 248.48 | 0 | 0 | 519.873 | 248.48 | 271.393 | 0
|  | 908.174 | 248.48 | 0 | 0 | 0 | 659.694 | 9396.522 | 93.97% | 0 | 908.174 | 193.997 | 53.146 | 345.094 | 212.777 | 103.16 | 248.48 | 0 | 0 | 908.174 | 248.48 | 659.694 | 0
|  | 1755.64 | 248.48 | 0 | 0 | 0 | 1507.16 | 8736.828 | 87.37% | 0 | 1755.64 | 246.819 | 28.085 | 461.581 | 664.185 | 354.97 | 248.48 | 0 | 0 | 1755.64 | 248.48 | 1507.16 | 0
|  | 1728.074 | 248.48 | 0 | 0 | 0 | 1479.594 | 7229.668 | 72.3% | 0 | 1728.074 | 424.817 | 21.328 | 407.09 | 451.187 | 423.652 | 248.48 | 0 | 0 | 1728.074 | 248.48 | 1479.594 | 0
|  | 990.761 | 248.48 | 0 | 0 | 0 | 742.281 | 5750.074 | 57.5% | 0 | 990.761 | 466.858 | 27.735 | 252.726 | 0 | 243.443 | 248.48 | 0 | 0 | 990.761 | 248.48 | 742.281 | 0
|  | 1000.468 | 337.868 | 662.6 | 0 | 2500 | 0 | 5007.793 | 50.08% | 0 | 1000.468 | 528.154 | 98.912 | 198.242 | 0 | 175.16 | 248.48 | 89.388 | 7500 | 1000.468 | 337.868 | 0 | 662.6
|  | 1229.206 | 478.086 | 751.12 | 0 | 2492.207 | 0 | 7507.793 | 75.08% | 0 | 1229.206 | 642.3 | 98.006 | 191.789 | 0 | 297.111 | 248.48 | 229.606 | 7500 | 1229.206 | 478.086 | 0 | 751.12
|  | 1202.601 | 1156.552 | 46.049 | 0 | 0 | 0 | 10000 | 100% | 0 | 1202.601 | 696.434 | 84.076 | 260.859 | 0 | 161.232 | 248.48 | 908.072 | 7500 | 1202.601 | 1156.552 | 0 | 46.049
|  | 1172.631 | 476.417 | 696.214 | 0 | 0 | 0 | 10000 | 100% | 0 | 1172.631 | 745.357 | 71.773 | 273.717 | 0 | 81.785 | 248.48 | 227.937 | 7500 | 1172.631 | 476.417 | 0 | 696.214
|  | 915.565 | 395.729 | 519.836 | 0 | 0 | 0 | 10000 | 100% | 0 | 915.565 | 523.323 | 56.822 | 262.558 | 0 | 72.862 | 248.48 | 147.249 | 7500 | 915.565 | 395.729 | 0 | 519.836
|  | 1029.516 | 291.886 | 737.63 | 0 | 0 | 0 | 10000 | 100% | 0 | 1029.516 | 506.641 | 72.478 | 267.485 | 180.542 | 2.37 | 248.48 | 43.406 | 7500 | 1029.516 | 291.886 | 0 | 737.63
|  | 1546.464 | 280.128 | 0 | 0 | 0 | 1266.336 | 10000 | 100% | 0 | 1546.464 | 590.681 | 88.381 | 256.101 | 611.302 | 0 | 248.48 | 31.648 | 0 | 1546.464 | 280.128 | 1266.336 | 0
|  | 1523.054 | 249.84 | 0 | 0 | 0 | 1273.214 | 8733.664 | 87.34% | 0 | 1523.054 | 640.947 | 68.48 | 241.911 | 571.715 | 0 | 248.48 | 1.36 | 0 | 1523.054 | 249.84 | 1273.214 | 0
|  | 1374.234 | 248.48 | 0 | 0 | 0 | 1125.754 | 7460.45 | 74.6% | 0 | 1374.234 | 743.43 | 59.611 | 330.368 | 227.174 | 13.65 | 248.48 | 0 | 0 | 1374.234 | 248.48 | 1125.754 | 0
|  | 1227.513 | 248.48 | 0 | 0 | 0 | 979.033 | 6334.696 | 63.35% | 0 | 1227.513 | 779.065 | 28.378 | 300.948 | 91.822 | 27.3 | 248.48 | 0 | 0 | 1227.513 | 248.48 | 979.033 | 0
|  | 1335.494 | 248.48 | 0 | 0 | 0 | 1087.014 | 5355.663 | 53.56% | 0 | 1335.494 | 751.668 | 21.955 | 220.037 | 314.534 | 27.3 | 248.48 | 0 | 0 | 1335.494 | 248.48 | 1087.014 | 0
|  | 1237.867 | 248.48 | 989.387 | 0 | 2500 | 0 | 4268.649 | 42.69% | 0 | 1237.867 | 688.444 | 28.539 | 155.902 | 337.682 | 27.3 | 248.48 | 0 | 7500 | 1237.867 | 248.48 | 0 | 989.387
|  | 1120.311 | 248.48 | 0 | 0 | 0 | 871.831 | 6768.649 | 67.69% | 0 | 1120.311 | 638.567 | 105.403 | 197.276 | 151.766 | 27.3 | 248.48 | 0 | 0 | 1120.311 | 248.48 | 871.831 | 0
|  | 804.76 | 248.48 | 556.28 | 0 | 2500 | 0 | 5896.818 | 58.97% | 0 | 804.76 | 462.488 | 95.458 | 219.514 | 0 | 27.3 | 248.48 | 0 | 7500 | 804.76 | 248.48 | 0 | 556.28
|  | 808.22 | 248.48 | 559.74 | 0 | 1603.182 | 0 | 8396.818 | 83.97% | 0 | 808.22 | 398.293 | 110.416 | 240.8 | 0 | 58.712 | 248.48 | 0 | 7500 | 808.22 | 248.48 | 0 | 559.74
|  | 656.144 | 248.48 | 407.664 | 0 | 0 | 0 | 10000 | 100% | 0 | 656.144 | 289.205 | 88.51 | 199.091 | 0 | 79.339 | 248.48 | 0 | 7500 | 656.144 | 248.48 | 0 | 407.664
|  | 488.332 | 248.48 | 239.852 | 0 | 0 | 0 | 10000 | 100% | 0 | 488.332 | 187.35 | 78.047 | 185.673 | 0 | 37.262 | 248.48 | 0 | 7500 | 488.332 | 248.48 | 0 | 239.852
|  | 520.314 | 248.48 | 271.834 | 0 | 0 | 0 | 10000 | 100% | 0 | 520.314 | 179.07 | 94.515 | 217.689 | 0 | 29.039 | 248.48 | 0 | 7500 | 520.314 | 248.48 | 0 | 271.834
|  | 474.969 | 248.48 | 0 | 0 | 0 | 226.489 | 10000 | 100% | 0 | 474.969 | 180.34 | 73.297 | 208.829 | 0 | 12.503 | 248.48 | 0 | 0 | 474.969 | 248.48 | 226.489 | 0
|  | 438.606 | 248.48 | 0 | 0 | 0 | 190.126 | 9773.511 | 97.74% | 0 | 438.606 | 161.403 | 58.056 | 215.995 | 0 | 3.153 | 248.48 | 0 | 0 | 438.606 | 248.48 | 190.126 | 0
|  | 815.637 | 248.48 | 0 | 0 | 0 | 567.157 | 9583.385 | 95.83% | 0 | 815.637 | 182.342 | 41.048 | 325.815 | 204.595 | 61.837 | 248.48 | 0 | 0 | 815.637 | 248.48 | 567.157 | 0
|  | 1707.297 | 248.48 | 0 | 0 | 0 | 1458.817 | 9016.228 | 90.16% | 0 | 1707.297 | 256.763 | 26.122 | 599.626 | 625.628 | 199.158 | 248.48 | 0 | 0 | 1707.297 | 248.48 | 1458.817 | 0
|  | 1607.981 | 248.48 | 0 | 0 | 0 | 1359.501 | 7557.411 | 75.57% | 0 | 1607.981 | 406.33 | 19.709 | 469.55 | 409.268 | 303.125 | 248.48 | 0 | 0 | 1607.981 | 248.48 | 1359.501 | 0
|  | 1368.137 | 248.48 | 0 | 0 | 0 | 1119.657 | 6197.91 | 61.98% | 0 | 1368.137 | 505.732 | 62.715 | 450.839 | 0 | 348.851 | 248.48 | 0 | 0 | 1368.137 | 248.48 | 1119.657 | 0
|  | 1600.755 | 314.405 | 1286.35 | 0 | 2500 | 0 | 5078.253 | 50.78% | 0 | 1600.755 | 580.432 | 114.213 | 474.582 | 0 | 431.528 | 248.48 | 65.925 | 7500 | 1600.755 | 314.405 | 0 | 1286.35
|  | 1260.442 | 465.132 | 795.31 | 0 | 2421.747 | 0 | 7578.253 | 75.78% | 0 | 1260.442 | 600.06 | 77.175 | 421.028 | 0 | 162.179 | 248.48 | 216.652 | 7500 | 1260.442 | 465.132 | 0 | 795.31
|  | 1172.562 | 1119.779 | 52.783 | 0 | 0 | 0 | 10000 | 100% | 0 | 1172.562 | 725.115 | 78.661 | 331.74 | 0 | 37.046 | 248.48 | 871.299 | 7500 | 1172.562 | 1119.779 | 0 | 52.783
|  | 1087.34 | 473.033 | 614.307 | 0 | 0 | 0 | 10000 | 100% | 0 | 1087.34 | 719.605 | 65.481 | 302.255 | 0 | 0 | 248.48 | 224.553 | 7500 | 1087.34 | 473.033 | 0 | 614.307
|  | 948.655 | 392.832 | 555.823 | 0 | 0 | 0 | 10000 | 100% | 0 | 948.655 | 569.563 | 60.01 | 319.082 | 0 | 0 | 248.48 | 144.352 | 7500 | 948.655 | 392.832 | 0 | 555.823
|  | 1122.693 | 292.698 | 829.995 | 0 | 0 | 0 | 10000 | 100% | 0 | 1122.693 | 563.851 | 89.096 | 273.933 | 195.814 | 0 | 248.48 | 44.218 | 7500 | 1122.693 | 292.698 | 0 | 829.995
|  | 1366.588 | 279.859 | 0 | 0 | 0 | 1086.729 | 10000 | 100% | 0 | 1366.588 | 526.266 | 85.2 | 207.776 | 547.346 | 0 | 248.48 | 31.379 | 0 | 1366.588 | 279.859 | 1086.729 | 0
|  | 1744.328 | 249.905 | 0 | 0 | 0 | 1494.423 | 8913.271 | 89.13% | 0 | 1744.328 | 719.793 | 69.715 | 300.518 | 654.303 | 0 | 248.48 | 1.425 | 0 | 1744.328 | 249.905 | 1494.423 | 0
|  | 1357.612 | 248.48 | 0 | 0 | 0 | 1109.132 | 7418.848 | 74.19% | 0 | 1357.612 | 740.902 | 37.457 | 335.69 | 232.352 | 11.212 | 248.48 | 0 | 0 | 1357.612 | 248.48 | 1109.132 | 0
|  | 1180.928 | 248.48 | 0 | 0 | 0 | 932.448 | 6309.716 | 63.1% | 0 | 1180.928 | 766.115 | 24.924 | 285.021 | 82.443 | 22.425 | 248.48 | 0 | 0 | 1180.928 | 248.48 | 932.448 | 0
|  | 1477.936 | 248.48 | 0 | 0 | 0 | 1229.456 | 5377.268 | 53.77% | 0 | 1477.936 | 781.69 | 20.041 | 310.082 | 343.638 | 22.484 | 248.48 | 0 | 0 | 1477.936 | 248.48 | 1229.456 | 0
|  | 1402.064 | 248.48 | 1153.584 | 0 | 2500 | 0 | 4147.812 | 41.48% | 0 | 1402.064 | 683.488 | 60.995 | 234.972 | 400.104 | 22.504 | 248.48 | 0 | 7500 | 1402.064 | 248.48 | 0 | 1153.584
|  | 1163.941 | 248.48 | 0 | 0 | 0 | 915.461 | 6647.812 | 66.48% | 0 | 1163.941 | 675.912 | 101.442 | 208.599 | 155.544 | 22.444 | 248.48 | 0 | 0 | 1163.941 | 248.48 | 915.461 | 0
|  | 901.881 | 248.48 | 653.401 | 0 | 2500 | 0 | 5732.351 | 57.32% | 0 | 901.881 | 543.853 | 86.394 | 249.209 | 0 | 22.425 | 248.48 | 0 | 7500 | 901.881 | 248.48 | 0 | 653.401
|  | 661.168 | 248.48 | 412.688 | 0 | 1767.649 | 0 | 8232.351 | 82.32% | 0 | 661.168 | 292.468 | 103.132 | 227.024 | 0 | 38.544 | 248.48 | 0 | 7500 | 661.168 | 248.48 | 0 | 412.688
|  | 564.892 | 248.48 | 316.412 | 0 | 0 | 0 | 10000 | 100% | 0 | 564.892 | 225.943 | 73.011 | 242.322 | 0 | 23.616 | 248.48 | 0 | 7500 | 564.892 | 248.48 | 0 | 316.412
|  | 578.401 | 248.48 | 329.921 | 0 | 0 | 0 | 10000 | 100% | 0 | 578.401 | 187.335 | 78.981 | 252.349 | 0 | 59.736 | 248.48 | 0 | 7500 | 578.401 | 248.48 | 0 | 329.921
|  | 668.05 | 248.48 | 419.57 | 0 | 0 | 0 | 10000 | 100% | 0 | 668.05 | 166.086 | 100.167 | 259.027 | 0 | 142.77 | 248.48 | 0 | 7500 | 668.05 | 248.48 | 0 | 419.57
|  | 571.258 | 248.48 | 0 | 0 | 0 | 322.778 | 10000 | 100% | 0 | 571.258 | 149.981 | 60.725 | 227.798 | 0 | 132.754 | 248.48 | 0 | 0 | 571.258 | 248.48 | 322.778 | 0
|  | 542.449 | 248.48 | 0 | 0 | 0 | 293.969 | 9677.222 | 96.77% | 0 | 542.449 | 175.819 | 51.538 | 244.695 | 0 | 70.397 | 248.48 | 0 | 0 | 542.449 | 248.48 | 293.969 | 0
|  | 896.514 | 248.48 | 0 | 0 | 0 | 648.034 | 9383.253 | 93.83% | 0 | 896.514 | 231.426 | 25.761 | 333.415 | 206.669 | 99.243 | 248.48 | 0 | 0 | 896.514 | 248.48 | 648.034 | 0
|  | 1849.974 | 248.48 | 0 | 0 | 0 | 1601.494 | 8735.219 | 87.35% | 0 | 1849.974 | 397.171 | 20.03 | 539.325 | 610.134 | 283.315 | 248.48 | 0 | 0 | 1849.974 | 248.48 | 1601.494 | 0
|  | 2263.939 | 248.48 | 0 | 0 | 0 | 2015.459 | 7133.725 | 71.34% | 0 | 2263.939 | 529.622 | 27.104 | 573.376 | 716.255 | 417.583 | 248.48 | 0 | 0 | 2263.939 | 248.48 | 2015.459 | 0
|  | 1744.343 | 248.48 | 0 | 0 | 0 | 1495.863 | 5118.266 | 51.18% | 0 | 1744.343 | 436.933 | 100.657 | 438.596 | 262.093 | 506.064 | 248.48 | 0 | 0 | 1744.343 | 248.48 | 1495.863 | 0
|  | 1493.047 | 320.689 | 1172.358 | 0 | 2500 | 0 | 3622.403 | 36.22% | 0 | 1493.047 | 436.963 | 103.478 | 442.601 | 150.22 | 359.785 | 248.48 | 72.209 | 7500 | 1493.047 | 320.689 | 0 | 1172.358
|  | 1304.177 | 301.141 | 1003.036 | 0 | 2500 | 0 | 6122.403 | 61.22% | 0 | 1304.177 | 405.732 | 89.668 | 312.629 | 422.779 | 73.369 | 248.48 | 52.661 | 7500 | 1304.177 | 301.141 | 0 | 1003.036
|  | 1398.025 | 276.722 | 1121.303 | 0 | 1377.597 | 0 | 8622.403 | 86.22% | 0 | 1398.025 | 404.002 | 71.075 | 338.315 | 541.354 | 43.279 | 248.48 | 28.242 | 7500 | 1398.025 | 276.722 | 0 | 1121.303
|  | 995.052 | 310.36 | 684.692 | 0 | 0 | 0 | 10000 | 100% | 0 | 995.052 | 423.151 | 57.242 | 303.826 | 206.706 | 4.127 | 248.48 | 61.88 | 7500 | 995.052 | 310.36 | 0 | 684.692
|  | 818.334 | 307.286 | 511.048 | 0 | 0 | 0 | 10000 | 100% | 0 | 818.334 | 340.427 | 71.952 | 292.548 | 111.712 | 1.696 | 248.48 | 58.806 | 7500 | 818.334 | 307.286 | 0 | 511.048
|  | 1173.142 | 286.387 | 886.755 | 0 | 0 | 0 | 10000 | 100% | 0 | 1173.142 | 381.49 | 95.947 | 312.471 | 382.882 | 0.352 | 248.48 | 37.907 | 7500 | 1173.142 | 286.387 | 0 | 886.755
|  | 1403.036 | 255.348 | 0 | 0 | 0 | 1147.688 | 10000 | 100% | 0 | 1403.036 | 518.925 | 72.847 | 359.979 | 451.285 | 0 | 248.48 | 6.868 | 0 | 1403.036 | 255.348 | 1147.688 | 0
|  | 1204.93 | 248.49 | 0 | 0 | 0 | 956.44 | 8852.312 | 88.52% | 0 | 1204.93 | 708.099 | 55.785 | 290.235 | 150.812 | 0 | 248.48 | 0.01 | 0 | 1204.93 | 248.49 | 956.44 | 0
|  | 1219.274 | 248.48 | 0 | 0 | 0 | 970.794 | 7895.872 | 78.96% | 0 | 1219.274 | 749.475 | 26.719 | 326.786 | 102.969 | 13.325 | 248.48 | 0 | 0 | 1219.274 | 248.48 | 970.794 | 0
|  | 1457.066 | 248.48 | 0 | 0 | 0 | 1208.586 | 6925.078 | 69.25% | 0 | 1457.066 | 777.811 | 22.076 | 327.5 | 303.03 | 26.65 | 248.48 | 0 | 0 | 1457.066 | 248.48 | 1208.586 | 0
|  | 1312.799 | 248.48 | 0 | 0 | 0 | 1064.319 | 5716.492 | 57.16% | 0 | 1312.799 | 707.12 | 27.514 | 255.289 | 296.206 | 26.67 | 248.48 | 0 | 0 | 1312.799 | 248.48 | 1064.319 | 0
|  | 1247.729 | 248.48 | 999.249 | 0 | 2500 | 0 | 4652.173 | 46.52% | 0 | 1247.729 | 763.773 | 92.259 | 248.485 | 116.542 | 26.67 | 248.48 | 0 | 7500 | 1247.729 | 248.48 | 0 | 999.249
|  | 954.046 | 248.48 | 0 | 0 | 0 | 705.566 | 7152.173 | 71.52% | 0 | 954.046 | 588.717 | 104.076 | 219.548 | 15.056 | 26.65 | 248.48 | 0 | 0 | 954.046 | 248.48 | 705.566 | 0
|  | 906.053 | 248.48 | 657.573 | 0 | 2500 | 0 | 6446.607 | 64.47% | 0 | 906.053 | 517.178 | 87.192 | 275.034 | 0 | 26.65 | 248.48 | 0 | 7500 | 906.053 | 248.48 | 0 | 657.573
|  | 714.609 | 248.48 | 466.129 | 0 | 1053.393 | 0 | 8946.607 | 89.47% | 0 | 714.609 | 303.924 | 91.824 | 236.06 | 0 | 82.801 | 248.48 | 0 | 7500 | 714.609 | 248.48 | 0 | 466.129
|  | 548.554 | 248.48 | 300.074 | 0 | 0 | 0 | 10000 | 100% | 0 | 548.554 | 222.783 | 65.252 | 226.193 | 0 | 34.326 | 248.48 | 0 | 7500 | 548.554 | 248.48 | 0 | 300.074
|  | 631.137 | 248.48 | 382.657 | 0 | 0 | 0 | 10000 | 100% | 0 | 631.137 | 176.867 | 91.56 | 267.866 | 0 | 94.845 | 248.48 | 0 | 7500 | 631.137 | 248.48 | 0 | 382.657
|  | 654.827 | 248.48 | 406.347 | 0 | 0 | 0 | 10000 | 100% | 0 | 654.827 | 176.808 | 82.15 | 295.11 | 0 | 100.759 | 248.48 | 0 | 7500 | 654.827 | 248.48 | 0 | 406.347
|  | 463.341 | 248.48 | 0 | 0 | 0 | 214.861 | 10000 | 100% | 0 | 463.341 | 168.566 | 51.429 | 214.367 | 0 | 28.98 | 248.48 | 0 | 0 | 463.341 | 248.48 | 214.861 | 0
|  | 485.235 | 248.48 | 0 | 0 | 0 | 236.755 | 9785.139 | 97.85% | 0 | 485.235 | 178.338 | 39.652 | 234.62 | 0 | 32.624 | 248.48 | 0 | 0 | 485.235 | 248.48 | 236.755 | 0
|  | 935.309 | 248.48 | 0 | 0 | 0 | 686.829 | 9548.384 | 95.48% | 0 | 935.309 | 211.246 | 24.731 | 368.537 | 212.934 | 117.861 | 248.48 | 0 | 0 | 935.309 | 248.48 | 686.829 | 0
|  | 2079.951 | 248.48 | 0 | 0 | 0 | 1831.471 | 8861.555 | 88.62% | 0 | 2079.951 | 408.378 | 22.025 | 586.48 | 608.226 | 454.843 | 248.48 | 0 | 0 | 2079.951 | 248.48 | 1831.471 | 0
|  | 2744.836 | 248.48 | 0 | 0 | 0 | 2496.356 | 7030.084 | 70.3% | 0 | 2744.836 | 537.983 | 54.842 | 526.436 | 704.132 | 921.444 | 248.48 | 0 | 0 | 2744.836 | 248.48 | 2496.356 | 0
|  | 1606.78 | 248.48 | 0 | 0 | 0 | 1358.3 | 4533.728 | 45.34% | 0 | 1606.78 | 489.479 | 97.825 | 405.113 | 258.842 | 355.521 | 248.48 | 0 | 0 | 1606.78 | 248.48 | 1358.3 | 0
|  | 1228.228 | 248.826 | 979.402 | 0 | 2500 | 0 | 3175.428 | 31.75% | 0 | 1228.228 | 401.893 | 84.227 | 404.372 | 124.937 | 212.799 | 248.48 | 0.346 | 7500 | 1228.228 | 248.826 | 0 | 979.402
|  | 1353.059 | 250.568 | 1102.491 | 0 | 2500 | 0 | 5675.428 | 56.75% | 0 | 1353.059 | 373.567 | 79.391 | 368.739 | 391.686 | 139.676 | 248.48 | 2.088 | 7500 | 1353.059 | 250.568 | 0 | 1102.491
|  | 1413.345 | 251.798 | 1161.547 | 0 | 1824.572 | 0 | 8175.428 | 81.75% | 0 | 1413.345 | 402.777 | 61.221 | 378.589 | 466.567 | 104.191 | 248.48 | 3.318 | 7500 | 1413.345 | 251.798 | 0 | 1161.547
|  | 897.088 | 297.764 | 599.324 | 0 | 0 | 0 | 10000 | 100% | 0 | 897.088 | 380.116 | 57.677 | 259.256 | 168.329 | 31.711 | 248.48 | 49.284 | 7500 | 897.088 | 297.764 | 0 | 599.324
|  | 914.084 | 315.409 | 598.675 | 0 | 0 | 0 | 10000 | 100% | 0 | 914.084 | 397.196 | 89.084 | 313.525 | 114.278 | 0 | 248.48 | 66.929 | 7500 | 914.084 | 315.409 | 0 | 598.675
|  | 1110.121 | 271.825 | 838.296 | 0 | 0 | 0 | 10000 | 100% | 0 | 1110.121 | 395.203 | 83.019 | 279.131 | 352.767 | 0 | 248.48 | 23.345 | 7500 | 1110.121 | 271.825 | 0 | 838.296
|  | 1403.797 | 249.537 | 0 | 0 | 0 | 1154.26 | 10000 | 100% | 0 | 1403.797 | 535.061 | 63.994 | 351.801 | 452.941 | 0 | 248.48 | 1.057 | 0 | 1403.797 | 249.537 | 1154.26 | 0
|  | 1219.906 | 248.48 | 0 | 0 | 0 | 971.426 | 8845.74 | 88.46% | 0 | 1219.906 | 690.686 | 44.765 | 325.079 | 159.377 | 0 | 248.48 | 0 | 0 | 1219.906 | 248.48 | 971.426 | 0
|  | 1227.51 | 248.48 | 0 | 0 | 0 | 979.03 | 7874.314 | 78.74% | 0 | 1227.51 | 735.402 | 22.758 | 353.557 | 103.118 | 12.675 | 248.48 | 0 | 0 | 1227.51 | 248.48 | 979.03 | 0
|  | 1496.91 | 248.48 | 0 | 0 | 0 | 1248.43 | 6895.284 | 68.95% | 0 | 1496.91 | 785.591 | 21.407 | 352.89 | 311.672 | 25.35 | 248.48 | 0 | 0 | 1496.91 | 248.48 | 1248.43 | 0
|  | 1310.568 | 248.48 | 0 | 0 | 0 | 1062.088 | 5646.854 | 56.47% | 0 | 1310.568 | 677.223 | 62.299 | 253.308 | 292.388 | 25.35 | 248.48 | 0 | 0 | 1310.568 | 248.48 | 1062.088 | 0
|  | 1211.164 | 248.48 | 962.684 | 0 | 2500 | 0 | 4584.766 | 45.85% | 0 | 1211.164 | 733.376 | 102.948 | 234.713 | 114.776 | 25.35 | 248.48 | 0 | 7500 | 1211.164 | 248.48 | 0 | 962.684
|  | 918.113 | 248.48 | 0 | 0 | 0 | 669.633 | 7084.766 | 70.85% | 0 | 918.113 | 584.762 | 90.99 | 201.297 | 15.714 | 25.35 | 248.48 | 0 | 0 | 918.113 | 248.48 | 669.633 | 0
|  | 861.114 | 248.48 | 612.634 | 0 | 2500 | 0 | 6415.133 | 64.15% | 0 | 861.114 | 493.62 | 74.527 | 267.618 | 0 | 25.35 | 248.48 | 0 | 7500 | 861.114 | 248.48 | 0 | 612.634
|  | 688.463 | 248.48 | 439.983 | 0 | 1084.867 | 0 | 8915.133 | 89.15% | 0 | 688.463 | 310.445 | 75.521 | 269.77 | 0 | 32.727 | 248.48 | 0 | 7500 | 688.463 | 248.48 | 0 | 439.983
|  | 559.088 | 248.48 | 310.608 | 0 | 0 | 0 | 10000 | 100% | 0 | 559.088 | 228.428 | 86.33 | 216.399 | 0 | 27.931 | 248.48 | 0 | 7500 | 559.088 | 248.48 | 0 | 310.608
|  | 553.564 | 248.48 | 305.084 | 0 | 0 | 0 | 10000 | 100% | 0 | 553.564 | 187.225 | 93.509 | 199.697 | 0 | 73.133 | 248.48 | 0 | 7500 | 553.564 | 248.48 | 0 | 305.084
|  | 529.891 | 248.48 | 281.411 | 0 | 0 | 0 | 10000 | 100% | 0 | 529.891 | 159.211 | 64.077 | 209.081 | 0 | 97.521 | 248.48 | 0 | 7500 | 529.891 | 248.48 | 0 | 281.411
|  | 650.551 | 248.48 | 0 | 0 | 0 | 402.071 | 10000 | 100% | 0 | 650.551 | 171.018 | 45.97 | 234.426 | 0 | 199.137 | 248.48 | 0 | 0 | 650.551 | 248.48 | 402.071 | 0
|  | 619.946 | 248.48 | 0 | 0 | 0 | 371.466 | 9597.929 | 95.98% | 0 | 619.946 | 177.369 | 25.699 | 224.289 | 0 | 192.589 | 248.48 | 0 | 0 | 619.946 | 248.48 | 371.466 | 0
|  | 1039.2 | 248.48 | 0 | 0 | 0 | 790.72 | 9226.463 | 92.26% | 0 | 1039.2 | 232.85 | 22.398 | 328.229 | 199.713 | 256.009 | 248.48 | 0 | 0 | 1039.2 | 248.48 | 790.72 | 0
|  | 1769.604 | 248.48 | 0 | 0 | 0 | 1521.124 | 8435.743 | 84.36% | 0 | 1769.604 | 401.682 | 27.472 | 555.483 | 591.755 | 193.212 | 248.48 | 0 | 0 | 1769.604 | 248.48 | 1521.124 | 0
|  | 1761.27 | 248.48 | 0 | 0 | 0 | 1512.79 | 6914.619 | 69.15% | 0 | 1761.27 | 502.006 | 102.39 | 517.668 | 400.638 | 238.568 | 248.48 | 0 | 0 | 1761.27 | 248.48 | 1512.79 | 0
|  | 1341.434 | 248.48 | 0 | 0 | 0 | 1092.954 | 5401.829 | 54.02% | 0 | 1341.434 | 490.477 | 91.223 | 435.8 | 0 | 323.934 | 248.48 | 0 | 0 | 1341.434 | 248.48 | 1092.954 | 0
|  | 1296.704 | 265.368 | 1031.336 | 0 | 2500 | 0 | 4308.875 | 43.09% | 0 | 1296.704 | 461.107 | 90.961 | 409.199 | 0 | 335.437 | 248.48 | 16.888 | 7500 | 1296.704 | 265.368 | 0 | 1031.336
|  | 1093.138 | 368.189 | 724.949 | 0 | 2500 | 0 | 6808.875 | 68.09% | 0 | 1093.138 | 374.397 | 80.432 | 339.659 | 0 | 298.65 | 248.48 | 119.709 | 7500 | 1093.138 | 368.189 | 0 | 724.949
|  | 1064.491 | 283.432 | 781.059 | 0 | 691.125 | 0 | 9308.875 | 93.09% | 0 | 1064.491 | 438.236 | 58.334 | 343.108 | 0 | 224.813 | 248.48 | 34.952 | 7500 | 1064.491 | 283.432 | 0 | 781.059
|  | 845.698 | 306.281 | 539.417 | 0 | 0 | 0 | 10000 | 100% | 0 | 845.698 | 426.501 | 72.909 | 345.466 | 0 | 0.822 | 248.48 | 57.801 | 7500 | 845.698 | 306.281 | 0 | 539.417
|  | 863.912 | 290.925 | 572.987 | 0 | 0 | 0 | 10000 | 100% | 0 | 863.912 | 409.006 | 92.954 | 361.952 | 0 | 0 | 248.48 | 42.445 | 7500 | 863.912 | 290.925 | 0 | 572.987
|  | 920.461 | 355.742 | 564.719 | 0 | 0 | 0 | 10000 | 100% | 0 | 920.461 | 404.678 | 66.135 | 266.72 | 182.14 | 0.789 | 248.48 | 107.262 | 7500 | 920.461 | 355.742 | 0 | 564.719
|  | 1533.782 | 305.373 | 0 | 0 | 0 | 1228.409 | 10000 | 100% | 0 | 1533.782 | 540.538 | 54.715 | 305.152 | 633.377 | 0 | 248.48 | 56.893 | 0 | 1533.782 | 305.373 | 1228.409 | 0
|  | 1816.073 | 255.675 | 0 | 0 | 0 | 1560.398 | 8771.591 | 87.72% | 0 | 1816.073 | 767.376 | 26.844 | 363.086 | 658.767 | 0 | 248.48 | 7.195 | 0 | 1816.073 | 255.675 | 1560.398 | 0
|  | 1501.819 | 248.48 | 0 | 0 | 0 | 1253.339 | 7211.193 | 72.11% | 0 | 1501.819 | 797.525 | 21.717 | 424.082 | 242.733 | 15.762 | 248.48 | 0 | 0 | 1501.819 | 248.48 | 1253.339 | 0
|  | 1389.957 | 248.48 | 0 | 0 | 0 | 1141.477 | 5957.854 | 59.58% | 0 | 1389.957 | 830.316 | 29.079 | 404.495 | 94.543 | 31.525 | 248.48 | 0 | 0 | 1389.957 | 248.48 | 1141.477 | 0
|  | 1479.992 | 248.48 | 0 | 0 | 0 | 1231.512 | 4816.377 | 48.16% | 0 | 1479.992 | 757.862 | 103.211 | 278.829 | 308.501 | 31.589 | 248.48 | 0 | 0 | 1479.992 | 248.48 | 1231.512 | 0
|  | 1549.135 | 248.48 | 1300.655 | 0 | 2500 | 0 | 3584.865 | 35.85% | 0 | 1549.135 | 737.484 | 97.793 | 274.566 | 407.661 | 31.631 | 248.48 | 0 | 7500 | 1549.135 | 248.48 | 0 | 1300.655
|  | 1084.369 | 248.48 | 0 | 0 | 0 | 835.889 | 6084.865 | 60.85% | 0 | 1084.369 | 602.411 | 79.627 | 233.937 | 136.677 | 31.717 | 248.48 | 0 | 0 | 1084.369 | 248.48 | 835.889 | 0
|  | 825.637 | 248.48 | 577.157 | 0 | 2500 | 0 | 5248.976 | 52.49% | 0 | 825.637 | 484.53 | 68.194 | 241.175 | 0 | 31.738 | 248.48 | 0 | 7500 | 825.637 | 248.48 | 0 | 577.157
|  | 691.368 | 248.48 | 442.888 | 0 | 2251.024 | 0 | 7748.976 | 77.49% | 0 | 691.368 | 326.761 | 70.843 | 233.121 | 0 | 60.643 | 248.48 | 0 | 7500 | 691.368 | 248.48 | 0 | 442.888
|  | 530.395 | 248.48 | 281.915 | 0 | 0 | 0 | 10000 | 100% | 0 | 530.395 | 213.54 | 91.12 | 202.404 | 0 | 23.331 | 248.48 | 0 | 7500 | 530.395 | 248.48 | 0 | 281.915
|  | 508.134 | 248.48 | 259.654 | 0 | 0 | 0 | 10000 | 100% | 0 | 508.134 | 162.315 | 73.974 | 195.225 | 0 | 76.62 | 248.48 | 0 | 7500 | 508.134 | 248.48 | 0 | 259.654
|  | 478.249 | 248.48 | 229.769 | 0 | 0 | 0 | 10000 | 100% | 0 | 478.249 | 175.319 | 52.23 | 230.407 | 0 | 20.294 | 248.48 | 0 | 7500 | 478.249 | 248.48 | 0 | 229.769
|  | 446.234 | 248.48 | 0 | 0 | 0 | 197.754 | 10000 | 100% | 0 | 446.234 | 151.288 | 36.866 | 208.936 | 0 | 49.144 | 248.48 | 0 | 0 | 446.234 | 248.48 | 197.754 | 0
|  | 506.895 | 248.48 | 0 | 0 | 0 | 258.415 | 9802.246 | 98.02% | 0 | 506.895 | 157.38 | 25.04 | 205.753 | 0 | 118.723 | 248.48 | 0 | 0 | 506.895 | 248.48 | 258.415 | 0
|  | 924.884 | 248.48 | 0 | 0 | 0 | 676.404 | 9543.831 | 95.44% | 0 | 924.884 | 226.516 | 20.731 | 332.779 | 208.955 | 135.904 | 248.48 | 0 | 0 | 924.884 | 248.48 | 676.404 | 0
|  | 1819.399 | 248.48 | 0 | 0 | 0 | 1570.919 | 8867.427 | 88.67% | 0 | 1819.399 | 406.059 | 65.859 | 537.614 | 606.344 | 203.523 | 248.48 | 0 | 0 | 1819.399 | 248.48 | 1570.919 | 0
|  | 2066.042 | 248.48 | 0 | 0 | 0 | 1817.562 | 7296.508 | 72.97% | 0 | 2066.042 | 565.268 | 107.873 | 506.18 | 429.348 | 457.373 | 248.48 | 0 | 0 | 2066.042 | 248.48 | 1817.562 | 0
|  | 1512.305 | 248.48 | 0 | 0 | 0 | 1263.825 | 5478.946 | 54.79% | 0 | 1512.305 | 449.438 | 80.36 | 474.846 | 0 | 507.661 | 248.48 | 0 | 0 | 1512.305 | 248.48 | 1263.825 | 0
|  | 1676.305 | 264.394 | 1411.911 | 0 | 2500 | 0 | 4215.121 | 42.15% | 0 | 1676.305 | 443.613 | 78.444 | 377.91 | 0 | 776.338 | 248.48 | 15.914 | 7500 | 1676.305 | 264.394 | 0 | 1411.911
|  | 1002.961 | 362.636 | 640.325 | 0 | 2500 | 0 | 6715.121 | 67.15% | 0 | 1002.961 | 441.569 | 64.363 | 318.195 | 0 | 178.834 | 248.48 | 114.156 | 7500 | 1002.961 | 362.636 | 0 | 640.325
|  | 869.9 | 283.199 | 586.701 | 0 | 784.879 | 0 | 9215.121 | 92.15% | 0 | 869.9 | 377.483 | 56.091 | 297.598 | 0 | 138.728 | 248.48 | 34.719 | 7500 | 869.9 | 283.199 | 0 | 586.701
|  | 986.169 | 305.946 | 680.223 | 0 | 0 | 0 | 10000 | 100% | 0 | 986.169 | 428.208 | 89.35 | 325.495 | 0 | 143.116 | 248.48 | 57.466 | 7500 | 986.169 | 305.946 | 0 | 680.223
|  | 765.222 | 290.593 | 474.629 | 0 | 0 | 0 | 10000 | 100% | 0 | 765.222 | 382.932 | 85.748 | 256.308 | 0 | 40.234 | 248.48 | 42.113 | 7500 | 765.222 | 290.593 | 0 | 474.629
|  | 1004.811 | 354.596 | 650.215 | 0 | 0 | 0 | 10000 | 100% | 0 | 1004.811 | 437.829 | 64.404 | 309.229 | 154.204 | 39.145 | 248.48 | 106.116 | 7500 | 1004.811 | 354.596 | 0 | 650.215
|  | 1246.938 | 304.493 | 0 | 0 | 0 | 942.445 | 10000 | 100% | 0 | 1246.938 | 519.907 | 44.85 | 249.549 | 432.633 | 0 | 248.48 | 56.013 | 0 | 1246.938 | 304.493 | 942.445 | 0
|  | 1761.145 | 255.511 | 0 | 0 | 0 | 1505.634 | 9057.555 | 90.58% | 0 | 1761.145 | 765.908 | 24.026 | 395.065 | 576.146 | 0 | 248.48 | 7.031 | 0 | 1761.145 | 255.511 | 1505.634 | 0
|  | 1462.682 | 248.48 | 0 | 0 | 0 | 1214.202 | 7551.921 | 75.52% | 0 | 1462.682 | 803.964 | 21.531 | 411.647 | 212.377 | 13.163 | 248.48 | 0 | 0 | 1462.682 | 248.48 | 1214.202 | 0
|  | 1337.405 | 248.48 | 0 | 0 | 0 | 1088.925 | 6337.719 | 63.38% | 0 | 1337.405 | 857.982 | 61.986 | 330.905 | 60.207 | 26.325 | 248.48 | 0 | 0 | 1337.405 | 248.48 | 1088.925 | 0
|  | 1375.449 | 248.48 | 0 | 0 | 0 | 1126.969 | 5248.794 | 52.49% | 0 | 1375.449 | 715.763 | 98.599 | 267.732 | 267.008 | 26.347 | 248.48 | 0 | 0 | 1375.449 | 248.48 | 1126.969 | 0
|  | 1333.755 | 248.48 | 1085.275 | 0 | 2500 | 0 | 4121.825 | 41.22% | 0 | 1333.755 | 694.735 | 80.47 | 195.811 | 336.349 | 26.39 | 248.48 | 0 | 7500 | 1333.755 | 248.48 | 0 | 1085.275
|  | 1187.265 | 248.48 | 0 | 0 | 0 | 938.785 | 6621.825 | 66.22% | 0 | 1187.265 | 679.229 | 77.964 | 240.847 | 162.703 | 26.521 | 248.48 | 0 | 0 | 1187.265 | 248.48 | 938.785 | 0
|  | 839.853 | 248.48 | 591.373 | 0 | 2500 | 0 | 5683.04 | 56.83% | 0 | 839.853 | 514.873 | 66.445 | 231.992 | 0 | 26.543 | 248.48 | 0 | 7500 | 839.853 | 248.48 | 0 | 591.373
|  | 657.634 | 248.48 | 409.154 | 0 | 1816.96 | 0 | 8183.04 | 81.83% | 0 | 657.634 | 333.229 | 81.909 | 212.768 | 0 | 29.728 | 248.48 | 0 | 7500 | 657.634 | 248.48 | 0 | 409.154
|  | 538.153 | 248.48 | 289.673 | 0 | 0 | 0 | 10000 | 100% | 0 | 538.153 | 207.238 | 92.302 | 213.842 | 0 | 24.77 | 248.48 | 0 | 7500 | 538.153 | 248.48 | 0 | 289.673
|  | 572.63 | 248.48 | 324.15 | 0 | 0 | 0 | 10000 | 100% | 0 | 572.63 | 166.016 | 62.558 | 243.462 | 0 | 100.594 | 248.48 | 0 | 7500 | 572.63 | 248.48 | 0 | 324.15
|  | 540.934 | 248.48 | 292.454 | 0 | 0 | 0 | 10000 | 100% | 0 | 540.934 | 160.725 | 49.983 | 216.995 | 0 | 113.231 | 248.48 | 0 | 7500 | 540.934 | 248.48 | 0 | 292.454
|  | 596.46 | 248.48 | 0 | 0 | 0 | 347.98 | 10000 | 100% | 0 | 596.46 | 174.444 | 26.242 | 245.332 | 0 | 150.442 | 248.48 | 0 | 0 | 596.46 | 248.48 | 347.98 | 0
|  | 551.59 | 248.48 | 0 | 0 | 0 | 303.11 | 9652.02 | 96.52% | 0 | 551.59 | 168.252 | 21.876 | 215.205 | 0 | 146.257 | 248.48 | 0 | 0 | 551.59 | 248.48 | 303.11 | 0
|  | 818.07 | 248.48 | 0 | 0 | 0 | 569.59 | 9348.91 | 93.49% | 0 | 818.07 | 231.254 | 27.298 | 289.47 | 196.209 | 73.839 | 248.48 | 0 | 0 | 818.07 | 248.48 | 569.59 | 0
|  | 1805.964 | 248.48 | 0 | 0 | 0 | 1557.484 | 8779.32 | 87.79% | 0 | 1805.964 | 386.884 | 96.933 | 399.819 | 600.761 | 321.567 | 248.48 | 0 | 0 | 1805.964 | 248.48 | 1557.484 | 0
|  | 1849.146 | 248.48 | 0 | 0 | 0 | 1600.666 | 7221.836 | 72.22% | 0 | 1849.146 | 558.837 | 99.315 | 373.271 | 430.811 | 386.912 | 248.48 | 0 | 0 | 1849.146 | 248.48 | 1600.666 | 0
|  | 1172.217 | 308.261 | 0 | 0 | 0 | 863.956 | 5621.17 | 56.21% | 0 | 1172.217 | 427.05 | 77.31 | 244.97 | 0 | 422.887 | 248.48 | 59.781 | 0 | 1172.217 | 308.261 | 863.956 | 0
|  | 1144.508 | 560.67 | 583.838 | 0 | 2500 | 0 | 4757.214 | 47.57% | 0 | 1144.508 | 454.458 | 77.506 | 316.39 | 0 | 296.155 | 248.48 | 312.19 | 7500 | 1144.508 | 560.67 | 0 | 583.838
|  | 861.064 | 737.324 | 123.74 | 0 | 2500 | 0 | 7257.214 | 72.57% | 0 | 861.064 | 380.827 | 58.717 | 261.265 | 0 | 160.255 | 248.48 | 488.844 | 7500 | 861.064 | 737.324 | 0 | 123.74
|  | 909.477 | 909.477 | 0 | 507.367 | 242.786 | 0 | 9757.214 | 97.57% | 0 | 909.477 | 433.832 | 77.153 | 251.235 | 0 | 147.257 | 248.48 | 1168.364 | 0 | 909.477 | 909.477 | 0 | 0
|  | 908.373 | 908.373 | 0 | 84.629 | 0 | 0 | 10000 | 100% | 0 | 908.373 | 420.492 | 87.962 | 266.616 | 0 | 133.302 | 248.48 | 744.522 | 0 | 908.373 | 908.373 | 0 | 0
|  | 732.151 | 351.967 | 380.184 | 0 | 0 | 0 | 10000 | 100% | 0 | 732.151 | 348.187 | 65.7 | 252.778 | 0 | 65.486 | 248.48 | 103.487 | 7500 | 732.151 | 351.967 | 0 | 380.184
|  | 1006.741 | 374.954 | 631.787 | 0 | 0 | 0 | 10000 | 100% | 0 | 1006.741 | 422.058 | 60.267 | 267.299 | 190.113 | 67.004 | 248.48 | 126.474 | 7500 | 1006.741 | 374.954 | 0 | 631.787
|  | 1437.281 | 560.547 | 0 | 0 | 0 | 876.734 | 10000 | 100% | 0 | 1437.281 | 535.267 | 23.803 | 267.385 | 610.827 | 0 | 248.48 | 312.067 | 0 | 1437.281 | 560.547 | 876.734 | 0
|  | 1612.948 | 556.745 | 0 | 0 | 0 | 1056.203 | 9123.266 | 91.23% | 2.2737e-13 | 1612.948 | 710.991 | 21.558 | 279.595 | 600.804 | 0 | 248.48 | 308.265 | 0 | 1612.948 | 556.745 | 1056.203 | 0
|  | 1445.523 | 248.48 | 0 | 0 | 0 | 1197.043 | 8067.063 | 80.67% | 0 | 1445.523 | 754.203 | 30.346 | 401.523 | 245.477 | 13.975 | 248.48 | 0 | 0 | 1445.523 | 248.48 | 1197.043 | 0
|  | 1203.908 | 248.48 | 0 | 0 | 0 | 955.428 | 6870.02 | 68.7% | 0 | 1203.908 | 701.404 | 89.597 | 300.592 | 84.366 | 27.95 | 248.48 | 0 | 0 | 1203.908 | 248.48 | 955.428 | 0
|  | 1538.562 | 248.48 | 0 | 0 | 0 | 1290.082 | 5914.592 | 59.15% | 0 | 1538.562 | 766.964 | 108.496 | 298.558 | 336.594 | 27.95 | 248.48 | 0 | 0 | 1538.562 | 248.48 | 1290.082 | 0
|  | 1361.929 | 248.48 | 1113.449 | 0 | 2500 | 0 | 4624.51 | 46.25% | 0 | 1361.929 | 659.225 | 90.344 | 226.651 | 357.736 | 27.973 | 248.48 | 0 | 7500 | 1361.929 | 248.48 | 0 | 1113.449
|  | 1042.674 | 248.48 | 0 | 0 | 0 | 794.194 | 7124.51 | 71.25% | 0 | 1042.674 | 618.798 | 75.792 | 194.72 | 125.236 | 28.128 | 248.48 | 0 | 0 | 1042.674 | 248.48 | 794.194 | 0
|  | 821.82 | 248.48 | 573.34 | 0 | 2500 | 0 | 6330.316 | 63.3% | 0 | 821.82 | 520.434 | 53.782 | 219.431 | 0 | 28.173 | 248.48 | 0 | 7500 | 821.82 | 248.48 | 0 | 573.34
|  | 686.13 | 248.48 | 437.65 | 0 | 1169.684 | 0 | 8830.316 | 88.3% | 0 | 686.13 | 370.368 | 88.55 | 199.544 | 0 | 27.668 | 248.48 | 0 | 7500 | 686.13 | 248.48 | 0 | 437.65
|  | 608.674 | 248.48 | 360.194 | 0 | 0 | 0 | 10000 | 100% | 0 | 608.674 | 259.041 | 75.322 | 249.874 | 0 | 24.438 | 248.48 | 0 | 7500 | 608.674 | 248.48 | 0 | 360.194
|  | 563.998 | 248.48 | 315.518 | 0 | 0 | 0 | 10000 | 100% | 0 | 563.998 | 209.115 | 54.482 | 236.382 | 0 | 64.019 | 248.48 | 0 | 7500 | 563.998 | 248.48 | 0 | 315.518
|  | 700.285 | 248.48 | 451.805 | 0 | 0 | 0 | 10000 | 100% | 0 | 700.285 | 180.965 | 39.758 | 218.618 | 0 | 260.944 | 248.48 | 0 | 7500 | 700.285 | 248.48 | 0 | 451.805
|  | 673.121 | 248.48 | 0 | 0 | 0 | 424.641 | 10000 | 100% | 0 | 673.121 | 177.018 | 20.733 | 211.819 | 0 | 263.551 | 248.48 | 0 | 0 | 673.121 | 248.48 | 424.641 | 0
|  | 616.602 | 248.48 | 0 | 0 | 0 | 368.122 | 9575.359 | 95.75% | 0 | 616.602 | 163.324 | 18.91 | 206.624 | 0 | 227.744 | 248.48 | 0 | 0 | 616.602 | 248.48 | 368.122 | 0
|  | 981.029 | 248.48 | 0 | 0 | 0 | 732.549 | 9207.237 | 92.07% | 0 | 981.029 | 170.465 | 62.849 | 278.343 | 190.189 | 279.183 | 248.48 | 0 | 0 | 981.029 | 248.48 | 732.549 | 0
|  | 1856.879 | 248.48 | 0 | 0 | 0 | 1608.399 | 8474.688 | 84.75% | 0 | 1856.879 | 270.809 | 113.664 | 334.804 | 573.177 | 564.425 | 248.48 | 0 | 0 | 1856.879 | 248.48 | 1608.399 | 0
|  | 1556.935 | 248.48 | 0 | 0 | 0 | 1308.455 | 6866.289 | 68.66% | 0 | 1556.935 | 372.614 | 85.053 | 302.188 | 378.999 | 418.082 | 248.48 | 0 | 0 | 1556.935 | 248.48 | 1308.455 | 0
|  | 1149.473 | 248.48 | 0 | 0 | 0 | 900.993 | 5557.834 | 55.58% | 0 | 1149.473 | 504.074 | 72.376 | 248.257 | 0 | 324.766 | 248.48 | 0 | 0 | 1149.473 | 248.48 | 900.993 | 0
|  | 1169.689 | 266.837 | 902.852 | 0 | 2500 | 0 | 4656.841 | 46.57% | 0 | 1169.689 | 545.895 | 63.286 | 248.238 | 0 | 312.271 | 248.48 | 18.357 | 7500 | 1169.689 | 266.837 | 0 | 902.852
|  | 1112.093 | 397.837 | 714.256 | 0 | 2500 | 0 | 7156.841 | 71.57% | 0 | 1112.093 | 617.603 | 57.963 | 279.559 | 0 | 156.968 | 248.48 | 149.357 | 7500 | 1112.093 | 397.837 | 0 | 714.256
|  | 1248.105 | 966.562 | 281.543 | 0 | 343.159 | 0 | 9656.841 | 96.57% | 0 | 1248.105 | 764.131 | 90.357 | 281.104 | 0 | 112.513 | 248.48 | 718.082 | 7500 | 1248.105 | 966.562 | 0 | 281.543
|  | 1064.841 | 441.796 | 623.045 | 0 | 0 | 0 | 10000 | 100% | 0 | 1064.841 | 706.122 | 78.174 | 244.137 | 0 | 36.407 | 248.48 | 193.316 | 7500 | 1064.841 | 441.796 | 0 | 623.045
|  | 918.39 | 918.39 | 0 | 56.295 | 0 | 0 | 10000 | 100% | 0 | 918.39 | 598.262 | 63.499 | 256.628 | 0 | 0 | 248.48 | 726.205 | 0 | 918.39 | 918.39 | 0 | 0
|  | 1162.466 | 274.48 | 887.986 | 0 | 0 | 0 | 10000 | 100% | 0 | 1162.466 | 630.335 | 43.015 | 276.125 | 212.991 | 0 | 248.48 | 26 | 7500 | 1162.466 | 274.48 | 0 | 887.986
|  | 1504.544 | 255.462 | 0 | 0 | 0 | 1249.082 | 10000 | 100% | 0 | 1504.544 | 620.256 | 22.7 | 255.28 | 606.309 | 0 | 248.48 | 6.982 | 0 | 1504.544 | 255.462 | 1249.082 | 0
|  | 1786.702 | 256.686 | 0 | 0 | 0 | 1530.016 | 8750.918 | 87.51% | 0 | 1786.702 | 774.47 | 22.232 | 320.335 | 669.665 | 0 | 248.48 | 8.206 | 0 | 1786.702 | 256.686 | 1530.016 | 0
|  | 1596.558 | 248.48 | 0 | 0 | 0 | 1348.078 | 7220.902 | 72.21% | 0 | 1596.558 | 853.502 | 64.325 | 407.033 | 257.885 | 13.813 | 248.48 | 0 | 0 | 1596.558 | 248.48 | 1348.078 | 0
|  | 1343.198 | 248.48 | 0 | 0 | 0 | 1094.718 | 5872.824 | 58.73% | 0 | 1343.198 | 742.902 | 109.865 | 360.903 | 101.903 | 27.625 | 248.48 | 0 | 0 | 1343.198 | 248.48 | 1094.718 | 0
|  | 1419.133 | 248.48 | 0 | 0 | 0 | 1170.653 | 4778.106 | 47.78% | 0 | 1419.133 | 709.062 | 82.621 | 263.292 | 336.534 | 27.625 | 248.48 | 0 | 0 | 1419.133 | 248.48 | 1170.653 | 0
|  | 1411.854 | 248.48 | 1163.374 | 0 | 2500 | 0 | 3607.453 | 36.07% | 0 | 1411.854 | 713.328 | 80.914 | 196.784 | 393.202 | 27.625 | 248.48 | 0 | 7500 | 1411.854 | 248.48 | 0 | 1163.374
|  | 1012.989 | 248.48 | 0 | 0 | 0 | 764.509 | 6107.453 | 61.07% | 0 | 1012.989 | 626.234 | 67.089 | 166.574 | 125.468 | 27.625 | 248.48 | 0 | 0 | 1012.989 | 248.48 | 764.509 | 0
|  | 816.681 | 248.48 | 568.201 | 0 | 2500 | 0 | 5342.944 | 53.43% | 0 | 816.681 | 494.902 | 57.034 | 237.12 | 0 | 27.625 | 248.48 | 0 | 7500 | 816.681 | 248.48 | 0 | 568.201
|  | 731.828 | 248.48 | 483.348 | 0 | 2157.056 | 0 | 7842.944 | 78.43% | 0 | 731.828 | 366.26 | 92.055 | 243.45 | 0 | 30.063 | 248.48 | 0 | 7500 | 731.828 | 248.48 | 0 | 483.348
|  | 582.182 | 248.48 | 333.702 | 0 | 0 | 0 | 10000 | 100% | 0 | 582.182 | 263.876 | 57.887 | 202.785 | 0 | 57.634 | 248.48 | 0 | 7500 | 582.182 | 248.48 | 0 | 333.702
|  | 580.674 | 248.48 | 332.194 | 0 | 0 | 0 | 10000 | 100% | 0 | 580.674 | 210.299 | 53.822 | 208.752 | 0 | 107.801 | 248.48 | 0 | 7500 | 580.674 | 248.48 | 0 | 332.194
|  | 494.826 | 248.48 | 246.346 | 0 | 0 | 0 | 10000 | 100% | 0 | 494.826 | 169.818 | 27.133 | 240.285 | 0 | 57.59 | 248.48 | 0 | 7500 | 494.826 | 248.48 | 0 | 246.346
|  | 516.679 | 248.48 | 0 | 0 | 0 | 268.199 | 10000 | 100% | 0 | 516.679 | 174.187 | 21.977 | 246.832 | 0 | 73.684 | 248.48 | 0 | 0 | 516.679 | 248.48 | 268.199 | 0
|  | 434.534 | 248.48 | 0 | 0 | 0 | 186.054 | 9731.801 | 97.32% | 0 | 434.534 | 160.808 | 29.226 | 212.488 | 0 | 32.012 | 248.48 | 0 | 0 | 434.534 | 248.48 | 186.054 | 0
|  | 913.561 | 248.48 | 0 | 0 | 0 | 665.081 | 9545.747 | 95.46% | 0 | 913.561 | 199.014 | 102.195 | 355.252 | 216.349 | 40.75 | 248.48 | 0 | 0 | 913.561 | 248.48 | 665.081 | 0
|  | 1861.901 | 248.48 | 0 | 0 | 0 | 1613.421 | 8880.666 | 88.81% | 0 | 1861.901 | 277.752 | 106.047 | 636.205 | 672.951 | 168.947 | 248.48 | 0 | 0 | 1861.901 | 248.48 | 1613.421 | 0
|  | 1720.606 | 248.48 | 0 | 0 | 0 | 1472.126 | 7267.245 | 72.67% | 0 | 1720.606 | 375.034 | 77.375 | 517.029 | 425.099 | 326.069 | 248.48 | 0 | 0 | 1720.606 | 248.48 | 1472.126 | 0
|  | 1206.3 | 248.481 | 0 | 0 | 0 | 957.819 | 5795.119 | 57.95% | 0 | 1206.3 | 440.864 | 76.14 | 382.142 | 0 | 307.154 | 248.48 | 0.001 | 0 | 1206.3 | 248.481 | 957.819 | 0
|  | 1296.204 | 254.339 | 1041.865 | 0 | 2500 | 0 | 4837.3 | 48.37% | 0 | 1296.204 | 575.595 | 60.608 | 452.257 | 0 | 207.744 | 248.48 | 5.859 | 7500 | 1296.204 | 254.339 | 0 | 1041.865
|  | 1236.232 | 255.706 | 980.526 | 0 | 2500 | 0 | 7337.3 | 73.37% | 0 | 1236.232 | 613.448 | 73.392 | 405.558 | 0 | 143.834 | 248.48 | 7.226 | 7500 | 1236.232 | 255.706 | 0 | 980.526
|  | 1183.034 | 256.692 | 926.342 | 0 | 162.7 | 0 | 9837.3 | 98.37% | 0 | 1183.034 | 743.827 | 91.467 | 279.84 | 0 | 67.901 | 248.48 | 8.212 | 7500 | 1183.034 | 256.692 | 0 | 926.342
|  | 1041.797 | 261.924 | 779.873 | 0 | 0 | 0 | 10000 | 100% | 0 | 1041.797 | 699.333 | 64.405 | 270.449 | 0 | 7.61 | 248.48 | 13.444 | 7500 | 1041.797 | 261.924 | 0 | 779.873
|  | 941.955 | 274.995 | 666.96 | 0 | 0 | 0 | 10000 | 100% | 0 | 941.955 | 591.836 | 57.832 | 291.524 | 0 | 0.763 | 248.48 | 26.515 | 7500 | 941.955 | 274.995 | 0 | 666.96
|  | 1122.973 | 290.891 | 832.082 | 0 | 0 | 0 | 10000 | 100% | 0 | 1122.973 | 574.122 | 23.367 | 313.714 | 211.771 | 0 | 248.48 | 42.411 | 7500 | 1122.973 | 290.891 | 0 | 832.082
|  | 1464.83 | 263.597 | 0 | 0 | 0 | 1201.233 | 10000 | 100% | 0 | 1464.83 | 566.73 | 20.363 | 307.621 | 570.116 | 0 | 248.48 | 15.117 | 0 | 1464.83 | 263.597 | 1201.233 | 0
|  | 1833.335 | 249.3 | 0 | 0 | 0 | 1584.035 | 8798.767 | 87.99% | 0 | 1833.335 | 746.616 | 26.12 | 362.407 | 698.193 | 0 | 248.48 | 0.82 | 0 | 1833.335 | 249.3 | 1584.035 | 0
|  | 1466.35 | 248.48 | 0 | 0 | 0 | 1217.87 | 7214.732 | 72.15% | 0 | 1466.35 | 753.175 | 101.897 | 356.278 | 240.051 | 14.95 | 248.48 | 0 | 0 | 1466.35 | 248.48 | 1217.87 | 0
|  | 1249.201 | 248.48 | 0 | 0 | 0 | 1000.721 | 5996.862 | 59.97% | 0 | 1249.201 | 745.547 | 102.157 | 285.109 | 86.489 | 29.9 | 248.48 | 0 | 0 | 1249.201 | 248.48 | 1000.721 | 0
|  | 1443.925 | 248.48 | 0 | 0 | 0 | 1195.445 | 4996.141 | 49.96% | 0 | 1443.925 | 758.423 | 80.35 | 259.595 | 315.587 | 29.97 | 248.48 | 0 | 0 | 1443.925 | 248.48 | 1195.445 | 0
|  | 1417.04 | 248.48 | 1168.56 | 0 | 2500 | 0 | 3800.696 | 38.01% | 0 | 1417.04 | 738.535 | 74.896 | 203.078 | 370.538 | 29.993 | 248.48 | 0 | 7500 | 1417.04 | 248.48 | 0 | 1168.56
|  | 982.197 | 248.48 | 0 | 0 | 0 | 733.717 | 6300.696 | 63.01% | 0 | 982.197 | 588.019 | 57.716 | 177.039 | 129.5 | 29.922 | 248.48 | 0 | 0 | 982.197 | 248.48 | 733.717 | 0
|  | 930.404 | 248.48 | 681.924 | 0 | 2500 | 0 | 5566.979 | 55.67% | 0 | 930.404 | 521.703 | 75.581 | 303.22 | 0 | 29.9 | 248.48 | 0 | 7500 | 930.404 | 248.48 | 0 | 681.924
|  | 623.018 | 248.48 | 374.538 | 0 | 1933.021 | 0 | 8066.979 | 80.67% | 0 | 623.018 | 305.863 | 71.298 | 216.115 | 0 | 29.742 | 248.48 | 0 | 7500 | 623.018 | 248.48 | 0 | 374.538
|  | 511.444 | 248.48 | 262.964 | 0 | 0 | 0 | 10000 | 100% | 0 | 511.444 | 220.728 | 53.736 | 210.771 | 0 | 26.21 | 248.48 | 0 | 7500 | 511.444 | 248.48 | 0 | 262.964
|  | 461.272 | 248.48 | 212.792 | 0 | 0 | 0 | 10000 | 100% | 0 | 461.272 | 175.872 | 36.827 | 218.824 | 0 | 29.75 | 248.48 | 0 | 7500 | 461.272 | 248.48 | 0 | 212.792
|  | 524.459 | 248.48 | 275.979 | 0 | 0 | 0 | 10000 | 100% | 0 | 524.459 | 163.503 | 21.604 | 233.355 | 0 | 105.997 | 248.48 | 0 | 7500 | 524.459 | 248.48 | 0 | 275.979
|  | 414.466 | 248.48 | 0 | 0 | 0 | 165.986 | 10000 | 100% | 0 | 414.466 | 159.957 | 19.422 | 216.713 | 0 | 18.375 | 248.48 | 0 | 0 | 414.466 | 248.48 | 165.986 | 0
|  | 423.057 | 248.48 | 0 | 0 | 0 | 174.577 | 9834.014 | 98.34% | 0 | 423.057 | 155.656 | 64.532 | 167.517 | 0 | 35.352 | 248.48 | 0 | 0 | 423.057 | 248.48 | 174.577 | 0
|  | 1146.391 | 248.48 | 0 | 0 | 0 | 897.911 | 9659.437 | 96.59% | 0 | 1146.391 | 232.527 | 109.969 | 362.486 | 225.474 | 215.935 | 248.48 | 0 | 0 | 1146.391 | 248.48 | 897.911 | 0
|  | 1689.032 | 248.48 | 0 | 0 | 0 | 1440.552 | 8761.526 | 87.62% | 0 | 1689.032 | 351.982 | 82.483 | 460.171 | 585.938 | 208.458 | 248.48 | 0 | 0 | 1689.032 | 248.48 | 1440.552 | 0
|  | 2396.921 | 248.48 | 0 | 0 | 0 | 2148.441 | 7320.974 | 73.21% | 0 | 2396.921 | 556.33 | 78.518 | 485.306 | 675.708 | 601.059 | 248.48 | 0 | 0 | 2396.921 | 248.48 | 2148.441 | 0
|  | 1776.737 | 305.199 | 0 | 0 | 0 | 1471.538 | 5172.533 | 51.73% | 0 | 1776.737 | 503.692 | 60.772 | 475.283 | 269.307 | 467.683 | 248.48 | 56.719 | 0 | 1776.737 | 305.199 | 1471.538 | 0
|  | 1339.868 | 1194.223 | 145.645 | 0 | 2500 | 0 | 3700.995 | 37.01% | 0 | 1339.868 | 447.879 | 64.262 | 383.951 | 144.683 | 299.093 | 248.48 | 945.743 | 7500 | 1339.868 | 1194.223 | 0 | 145.645
|  | 1370.513 | 656.148 | 714.365 | 0 | 2500 | 0 | 6200.995 | 62.01% | 0 | 1370.513 | 387.343 | 93.211 | 363.721 | 425.682 | 100.556 | 248.48 | 407.668 | 7500 | 1370.513 | 656.148 | 0 | 714.365
|  | 1429.6 | 1356.572 | 73.028 | 0 | 1299.005 | 0 | 8700.995 | 87.01% | 0 | 1429.6 | 401.568 | 86.371 | 353.296 | 494.498 | 93.867 | 248.48 | 1108.092 | 7500 | 1429.6 | 1356.572 | 0 | 73.028
|  | 1145.638 | 944.269 | 201.369 | 0 | 0 | 0 | 10000 | 100% | 0 | 1145.638 | 469.184 | 71.84 | 324.339 | 198.864 | 81.412 | 248.48 | 695.789 | 7500 | 1145.638 | 944.269 | 0 | 201.369
|  | 935.95 | 347.946 | 588.004 | 0 | 0 | 0 | 10000 | 100% | 0 | 935.95 | 360.682 | 38.799 | 329.36 | 128.552 | 78.557 | 248.48 | 99.466 | 7500 | 935.95 | 347.946 | 0 | 588.004
|  | 1200.669 | 366.487 | 834.182 | 0 | 0 | 0 | 10000 | 100% | 0 | 1200.669 | 369.101 | 21.337 | 373.913 | 399.633 | 36.685 | 248.48 | 118.007 | 7500 | 1200.669 | 366.487 | 0 | 834.182
|  | 1221.301 | 523.495 | 0 | 0 | 0 | 697.806 | 10000 | 100% | 0 | 1221.301 | 503.608 | 21.322 | 283.403 | 412.968 | 0 | 248.48 | 275.015 | 0 | 1221.301 | 523.495 | 697.806 | 0
|  | 1303.183 | 477.863 | 0 | 0 | 0 | 825.32 | 9302.194 | 93.02% | 0 | 1303.183 | 730.623 | 55.687 | 350.507 | 166.367 | 0 | 248.48 | 229.383 | 0 | 1303.183 | 477.863 | 825.32 | 0
|  | 1307.722 | 248.48 | 0 | 0 | 0 | 1059.242 | 8476.874 | 84.77% | 0 | 1307.722 | 735.981 | 100.76 | 349.751 | 106.442 | 14.788 | 248.48 | 0 | 0 | 1307.722 | 248.48 | 1059.242 | 0
|  | 1543.121 | 248.48 | 0 | 0 | 0 | 1294.641 | 7417.632 | 74.18% | 0 | 1543.121 | 761.009 | 83.457 | 343.63 | 325.45 | 29.575 | 248.48 | 0 | 0 | 1543.121 | 248.48 | 1294.641 | 0
|  | 1348.535 | 248.48 | 0 | 0 | 0 | 1100.055 | 6122.991 | 61.23% | 0 | 1348.535 | 726.799 | 77.341 | 224.22 | 290.576 | 29.599 | 248.48 | 0 | 0 | 1348.535 | 248.48 | 1100.055 | 0
|  | 1101.625 | 248.48 | 853.145 | 0 | 2500 | 0 | 5022.936 | 50.23% | 0 | 1101.625 | 655.967 | 61.062 | 234.506 | 120.491 | 29.599 | 248.48 | 0 | 7500 | 1101.625 | 248.48 | 0 | 853.145
|  | 889.461 | 248.48 | 0 | 0 | 0 | 640.981 | 7522.936 | 75.23% | 0 | 889.461 | 591.772 | 60.643 | 190.924 | 16.547 | 29.575 | 248.48 | 0 | 0 | 889.461 | 248.48 | 640.981 | 0
|  | 866.475 | 248.48 | 617.995 | 0 | 2500 | 0 | 6881.955 | 68.82% | 0 | 866.475 | 493.25 | 91.037 | 252.614 | 0 | 29.575 | 248.48 | 0 | 7500 | 866.475 | 248.48 | 0 | 617.995
|  | 687.879 | 248.48 | 439.399 | 0 | 618.045 | 0 | 9381.955 | 93.82% | 0 | 687.879 | 346.02 | 65.974 | 250.861 | 0 | 25.025 | 248.48 | 0 | 7500 | 687.879 | 248.48 | 0 | 439.399
|  | 630.326 | 248.48 | 381.846 | 0 | 0 | 0 | 10000 | 100% | 0 | 630.326 | 232.452 | 51.502 | 260.835 | 0 | 85.537 | 248.48 | 0 | 7500 | 630.326 | 248.48 | 0 | 381.846
|  | 452.591 | 248.48 | 204.111 | 0 | 0 | 0 | 10000 | 100% | 0 | 452.591 | 181.314 | 25.278 | 194.366 | 0 | 51.633 | 248.48 | 0 | 7500 | 452.591 | 248.48 | 0 | 204.111
|  | 578.412 | 248.48 | 329.932 | 0 | 0 | 0 | 10000 | 100% | 0 | 578.412 | 168.009 | 21.852 | 285.07 | 0 | 103.482 | 248.48 | 0 | 7500 | 578.412 | 248.48 | 0 | 329.932
|  | 435.055 | 248.48 | 0 | 0 | 0 | 186.575 | 10000 | 100% | 0 | 435.055 | 167.683 | 27.505 | 191.576 | 0 | 48.291 | 248.48 | 0 | 0 | 435.055 | 248.48 | 186.575 | 0
|  | 723.693 | 248.48 | 0 | 0 | 0 | 475.213 | 9813.425 | 98.13% | 0 | 723.693 | 186.208 | 98.71 | 283.476 | 0 | 155.299 | 248.48 | 0 | 0 | 723.693 | 248.48 | 475.213 | 0
|  | 1101.5 | 248.48 | 0 | 0 | 0 | 853.02 | 9338.212 | 93.38% | 0 | 1101.5 | 223.627 | 100.691 | 354.454 | 222.231 | 200.497 | 248.48 | 0 | 0 | 1101.5 | 248.48 | 853.02 | 0
|  | 1881.831 | 248.48 | 0 | 0 | 0 | 1633.351 | 8485.192 | 84.85% | 0 | 1881.831 | 365.999 | 89.383 | 536.948 | 610.536 | 278.965 | 248.48 | 0 | 0 | 1881.831 | 248.48 | 1633.351 | 0
|  | 2086.223 | 248.48 | 0 | 0 | 0 | 1837.743 | 6851.841 | 68.52% | 0 | 2086.223 | 482.178 | 69.734 | 442.319 | 627.371 | 464.621 | 248.48 | 0 | 0 | 2086.223 | 248.48 | 1837.743 | 0
|  | 1810.941 | 248.48 | 0 | 0 | 0 | 1562.461 | 5014.098 | 50.14% | 0 | 1810.941 | 456.597 | 59.741 | 362.725 | 252.501 | 679.377 | 248.48 | 0 | 0 | 1810.941 | 248.48 | 1562.461 | 0
|  | 1303.256 | 345.481 | 957.775 | 0 | 2500 | 0 | 3451.637 | 34.52% | 0 | 1303.256 | 436.646 | 79.897 | 336.44 | 135.394 | 314.879 | 248.48 | 97.001 | 7500 | 1303.256 | 345.481 | 0 | 957.775
|  | 1430.215 | 275.863 | 1154.352 | 0 | 2500 | 0 | 5951.637 | 59.52% | 0 | 1430.215 | 401.035 | 96.29 | 343.902 | 441.885 | 147.103 | 248.48 | 27.383 | 7500 | 1430.215 | 275.863 | 0 | 1154.352
|  | 1460.446 | 274.848 | 1185.598 | 0 | 1548.363 | 0 | 8451.637 | 84.52% | 0 | 1460.446 | 435.336 | 70.934 | 386.132 | 498.098 | 69.946 | 248.48 | 26.368 | 7500 | 1460.446 | 274.848 | 0 | 1185.598
|  | 959.243 | 274.494 | 684.749 | 0 | 0 | 0 | 10000 | 100% | 0 | 959.243 | 416.295 | 53.515 | 284.335 | 177.556 | 27.542 | 248.48 | 26.014 | 7500 | 959.243 | 274.494 | 0 | 684.749
|  | 839.497 | 301.471 | 538.026 | 0 | 0 | 0 | 10000 | 100% | 0 | 839.497 | 376.137 | 27.636 | 308.787 | 126.937 | 0 | 248.48 | 52.991 | 7500 | 839.497 | 301.471 | 0 | 538.026
|  | 1021.645 | 251.755 | 769.89 | 0 | 0 | 0 | 10000 | 100% | 0 | 1021.645 | 365.758 | 20.158 | 294.096 | 341.633 | 0 | 248.48 | 3.275 | 7500 | 1021.645 | 251.755 | 0 | 769.89
|  | 1151.88 | 251.413 | 0 | 0 | 0 | 900.467 | 10000 | 100% | 0 | 1151.88 | 470.363 | 27.735 | 249.576 | 404.206 | 0 | 248.48 | 2.933 | 0 | 1151.88 | 251.413 | 900.467 | 0
|  | 1263.626 | 248.492 | 0 | 0 | 0 | 1015.134 | 9099.533 | 91% | 0 | 1263.626 | 656.003 | 98.054 | 340.606 | 168.963 | 0 | 248.48 | 0.012 | 0 | 1263.626 | 248.492 | 1015.134 | 0
|  | 1407.431 | 248.48 | 0 | 0 | 0 | 1158.951 | 8084.399 | 80.84% | 0 | 1407.431 | 749.23 | 103.062 | 431.72 | 110.907 | 12.512 | 248.48 | 0 | 0 | 1407.431 | 248.48 | 1158.951 | 0
|  | 1568.514 | 248.48 | 0 | 0 | 0 | 1320.034 | 6925.448 | 69.25% | 0 | 1568.514 | 752.123 | 79.052 | 385.517 | 326.797 | 25.025 | 248.48 | 0 | 0 | 1568.514 | 248.48 | 1320.034 | 0
|  | 1609.417 | 248.48 | 0 | 0 | 0 | 1360.937 | 5605.414 | 56.05% | 0 | 1609.417 | 791.847 | 70.789 | 375.295 | 346.461 | 25.025 | 248.48 | 0 | 0 | 1609.417 | 248.48 | 1360.937 | 0
|  | 1159.789 | 248.48 | 911.309 | 0 | 2500 | 0 | 4244.477 | 42.44% | 0 | 1159.789 | 717.712 | 54.602 | 232.954 | 129.495 | 25.025 | 248.48 | 0 | 7500 | 1159.789 | 248.48 | 0 | 911.309
|  | 1051.807 | 248.48 | 0 | 0 | 0 | 803.327 | 6744.477 | 67.44% | 0 | 1051.807 | 716.953 | 71.459 | 219.838 | 18.532 | 25.025 | 248.48 | 0 | 0 | 1051.807 | 248.48 | 803.327 | 0
|  | 832.481 | 248.48 | 584.001 | 0 | 2500 | 0 | 5941.15 | 59.41% | 0 | 832.481 | 478.585 | 82.742 | 246.129 | 0 | 25.025 | 248.48 | 0 | 7500 | 832.481 | 248.48 | 0 | 584.001
|  | 648.047 | 248.48 | 399.567 | 0 | 1558.85 | 0 | 8441.15 | 84.41% | 0 | 648.047 | 332.606 | 56.725 | 231.242 | 0 | 27.474 | 248.48 | 0 | 7500 | 648.047 | 248.48 | 0 | 399.567
|  | 513.639 | 248.48 | 265.159 | 0 | 0 | 0 | 10000 | 100% | 0 | 513.639 | 231.852 | 40.52 | 217.068 | 0 | 24.199 | 248.48 | 0 | 7500 | 513.639 | 248.48 | 0 | 265.159
|  | 423.102 | 248.48 | 174.622 | 0 | 0 | 0 | 10000 | 100% | 0 | 423.102 | 173.3 | 22.965 | 204.936 | 0 | 21.901 | 248.48 | 0 | 7500 | 423.102 | 248.48 | 0 | 174.622
|  | 486.052 | 248.48 | 237.572 | 0 | 0 | 0 | 10000 | 100% | 0 | 486.052 | 170.322 | 19.556 | 218.03 | 0 | 78.144 | 248.48 | 0 | 7500 | 486.052 | 248.48 | 0 | 237.572
|  | 481.86 | 248.48 | 0 | 0 | 0 | 233.38 | 10000 | 100% | 0 | 481.86 | 168.826 | 55.045 | 200.409 | 0 | 57.58 | 248.48 | 0 | 0 | 481.86 | 248.48 | 233.38 | 0
|  | 420.077 | 248.48 | 0 | 0 | 0 | 171.597 | 9766.62 | 97.67% | 0 | 420.077 | 146.431 | 102.01 | 169.785 | 0 | 1.852 | 248.48 | 0 | 0 | 420.077 | 248.48 | 171.597 | 0
|  | 1019.164 | 248.48 | 0 | 0 | 0 | 770.684 | 9595.023 | 95.95% | 0 | 1019.164 | 215.11 | 78.891 | 339.801 | 202.373 | 182.989 | 248.48 | 0 | 0 | 1019.164 | 248.48 | 770.684 | 0
|  | 1836.774 | 248.48 | 0 | 0 | 0 | 1588.294 | 8824.339 | 88.24% | 0 | 1836.774 | 370.866 | 82.344 | 499.814 | 587.303 | 296.447 | 248.48 | 0 | 0 | 1836.774 | 248.48 | 1588.294 | 0
|  | 2015.97 | 248.48 | 0 | 0 | 0 | 1767.49 | 7236.045 | 72.36% | 0 | 2015.97 | 556.072 | 66.007 | 515.242 | 438.161 | 440.489 | 248.48 | 0 | 0 | 2015.97 | 248.48 | 1767.49 | 0
|  | 1653.67 | 248.48 | 0 | 0 | 0 | 1405.19 | 5468.555 | 54.69% | 0 | 1653.67 | 476.936 | 61.493 | 460.105 | 0 | 655.137 | 248.48 | 0 | 0 | 1653.67 | 248.48 | 1405.19 | 0
|  | 1351.253 | 248.488 | 1102.765 | 0 | 2500 | 0 | 4063.365 | 40.63% | 0 | 1351.253 | 428.88 | 88.52 | 398.987 | 0 | 434.867 | 248.48 | 0.008 | 7500 | 1351.253 | 248.488 | 0 | 1102.765
|  | 905.452 | 252.274 | 653.178 | 0 | 2500 | 0 | 6563.365 | 65.63% | 0 | 905.452 | 343.677 | 82.125 | 318.119 | 0 | 161.531 | 248.48 | 3.794 | 7500 | 905.452 | 252.274 | 0 | 653.178
|  | 934.124 | 298.423 | 635.701 | 0 | 936.635 | 0 | 9063.365 | 90.63% | 0 | 934.124 | 417.645 | 66.248 | 337.758 | 0 | 112.473 | 248.48 | 49.943 | 7500 | 934.124 | 298.423 | 0 | 635.701
|  | 782.384 | 279.347 | 503.037 | 0 | 0 | 0 | 10000 | 100% | 0 | 782.384 | 391.657 | 40.962 | 290.012 | 0 | 59.753 | 248.48 | 30.867 | 7500 | 782.384 | 279.347 | 0 | 503.037
|  | 768.524 | 307.293 | 461.231 | 0 | 0 | 0 | 10000 | 100% | 0 | 768.524 | 394.043 | 23.586 | 313.795 | 0 | 37.099 | 248.48 | 58.813 | 7500 | 768.524 | 307.293 | 0 | 461.231
|  | 1101.708 | 272.155 | 829.553 | 0 | 0 | 0 | 10000 | 100% | 0 | 1101.708 | 451.065 | 18.917 | 402.874 | 228.852 | 0 | 248.48 | 23.675 | 7500 | 1101.708 | 272.155 | 0 | 829.553
|  | 1388.429 | 250.144 | 0 | 0 | 0 | 1138.285 | 10000 | 100% | 0 | 1388.429 | 452.189 | 55.347 | 279.693 | 601.2 | 0 | 248.48 | 1.664 | 0 | 1388.429 | 250.144 | 1138.285 | 0
|  | 1801.694 | 248.634 | 0 | 0 | 0 | 1553.06 | 8861.715 | 88.62% | 0 | 1801.694 | 681.567 | 111.266 | 346.999 | 661.862 | 0 | 248.48 | 0.154 | 0 | 1801.694 | 248.634 | 1553.06 | 0
|  | 1431.012 | 248.48 | 0 | 0 | 0 | 1182.532 | 7308.655 | 73.09% | 0 | 1431.012 | 755.97 | 86.186 | 342.736 | 232.471 | 13.65 | 248.48 | 0 | 0 | 1431.012 | 248.48 | 1182.532 | 0
|  | 1361.812 | 248.48 | 0 | 0 | 0 | 1113.332 | 6126.123 | 61.26% | 0 | 1361.812 | 782.979 | 80.481 | 371.376 | 99.676 | 27.3 | 248.48 | 0 | 0 | 1361.812 | 248.48 | 1113.332 | 0
|  | 1407.822 | 248.48 | 0 | 0 | 0 | 1159.342 | 5012.791 | 50.13% | 0 | 1407.822 | 717.148 | 64.756 | 273.819 | 324.724 | 27.375 | 248.48 | 0 | 0 | 1407.822 | 248.48 | 1159.342 | 0
|  | 1386.548 | 248.48 | 1138.068 | 0 | 2500 | 0 | 3853.449 | 38.53% | 0 | 1386.548 | 681.755 | 58.485 | 231.93 | 386.954 | 27.424 | 248.48 | 0 | 7500 | 1386.548 | 248.48 | 0 | 1138.068
|  | 1070.704 | 248.48 | 0 | 0 | 0 | 822.224 | 6353.449 | 63.53% | 0 | 1070.704 | 618.795 | 86.462 | 205.452 | 132.472 | 27.523 | 248.48 | 0 | 0 | 1070.704 | 248.48 | 822.224 | 0
|  | 988.146 | 248.48 | 739.666 | 0 | 2500 | 0 | 5531.225 | 55.31% | 0 | 988.146 | 573.527 | 77.747 | 309.325 | 0 | 27.548 | 248.48 | 0 | 7500 | 988.146 | 248.48 | 0 | 739.666
|  | 652.807 | 248.48 | 404.327 | 0 | 1968.775 | 0 | 8031.225 | 80.31% | 0 | 652.807 | 308.357 | 53.874 | 231.517 | 0 | 59.059 | 248.48 | 0 | 7500 | 652.807 | 248.48 | 0 | 404.327
|  | 568.53 | 248.48 | 320.05 | 0 | 0 | 0 | 10000 | 100% | 0 | 568.53 | 244.314 | 23.582 | 232.065 | 0 | 68.568 | 248.48 | 0 | 7500 | 568.53 | 248.48 | 0 | 320.05
|  | 440.158 | 248.48 | 191.678 | 0 | 0 | 0 | 10000 | 100% | 0 | 440.158 | 169.01 | 21.461 | 197.694 | 0 | 51.993 | 248.48 | 0 | 7500 | 440.158 | 248.48 | 0 | 191.678
|  | 481.363 | 248.48 | 232.883 | 0 | 0 | 0 | 10000 | 100% | 0 | 481.363 | 148.817 | 28.225 | 208.107 | 0 | 96.214 | 248.48 | 0 | 7500 | 481.363 | 248.48 | 0 | 232.883
|  | 578.356 | 248.48 | 0 | 0 | 0 | 329.876 | 10000 | 100% | 0 | 578.356 | 147.158 | 111.46 | 204.364 | 0 | 115.373 | 248.48 | 0 | 0 | 578.356 | 248.48 | 329.876 | 0
|  | 652.43 | 248.48 | 0 | 0 | 0 | 403.95 | 9670.124 | 96.7% | 0 | 652.43 | 165.39 | 88.163 | 211.45 | 0 | 187.427 | 248.48 | 0 | 0 | 652.43 | 248.48 | 403.95 | 0
|  | 1024.279 | 248.48 | 0 | 0 | 0 | 775.799 | 9266.174 | 92.66% | 0 | 1024.279 | 241.694 | 81.422 | 331.995 | 228.908 | 140.261 | 248.48 | 0 | 0 | 1024.279 | 248.48 | 775.799 | 0
|  | 1653.892 | 248.48 | 0 | 0 | 0 | 1405.412 | 8490.375 | 84.9% | 0 | 1653.892 | 360.823 | 74.02 | 483.869 | 617.476 | 117.704 | 248.48 | 0 | 0 | 1653.892 | 248.48 | 1405.412 | 0
|  | 1513.319 | 248.48 | 0 | 0 | 0 | 1264.839 | 7084.963 | 70.85% | 0 | 1513.319 | 489.562 | 60.523 | 385.959 | 373.594 | 203.681 | 248.48 | 0 | 0 | 1513.319 | 248.48 | 1264.839 | 0
|  | 1272.321 | 304.913 | 0 | 0 | 0 | 967.408 | 5820.124 | 58.2% | 0 | 1272.321 | 460 | 70.596 | 461.546 | 0 | 280.18 | 248.48 | 56.433 | 0 | 1272.321 | 304.913 | 967.408 | 0
|  | 1160.024 | 1160.024 | 0 | 103.456 | 103.456 | 0 | 4852.716 | 48.53% | 0 | 1160.024 | 420.935 | 85.113 | 373.386 | 0 | 280.59 | 248.48 | 1015 | 0 | 1160.024 | 1160.024 | 0 | 0
|  | 1181.901 | 601.17 | 580.731 | 0 | 2500 | 0 | 4956.172 | 49.56% | 0 | 1181.901 | 455.07 | 63.966 | 362.929 | 0 | 299.936 | 248.48 | 352.69 | 7500 | 1181.901 | 601.17 | 0 | 580.731
|  | 1071.009 | 1071.009 | 0 | 216.478 | 216.478 | 0 | 7456.172 | 74.56% | 0 | 1071.009 | 439.36 | 55.093 | 344.985 | 0 | 231.571 | 248.48 | 1039.007 | 0 | 1071.009 | 1071.009 | 0 | 0
|  | 878.165 | 878.165 | 0 | 16.822 | 16.822 | 0 | 7672.65 | 76.73% | 0 | 878.165 | 390.956 | 26.961 | 299.321 | 0 | 160.927 | 248.48 | 646.507 | 0 | 878.165 | 878.165 | 0 | 0
|  | 764.603 | 347.348 | 417.255 | 0 | 2310.528 | 0 | 7689.472 | 76.89% | 0 | 764.603 | 359.482 | 22.409 | 311.462 | 0 | 71.25 | 248.48 | 98.868 | 7500 | 764.603 | 347.348 | 0 | 417.255
|  | 953.871 | 364.905 | 588.966 | 0 | 0 | 0 | 10000 | 100% | 0 | 953.871 | 387.471 | 27.828 | 329.872 | 193.143 | 15.558 | 248.48 | 116.425 | 7500 | 953.871 | 364.905 | 0 | 588.966
|  | 1283.382 | 497.65 | 0 | 0 | 0 | 785.732 | 10000 | 100% | 0 | 1283.382 | 435.352 | 92.635 | 230.566 | 524.828 | 0 | 248.48 | 249.17 | 0 | 1283.382 | 497.65 | 785.732 | 0
|  | 1907.746 | 427.659 | 0 | 0 | 0 | 1480.087 | 9214.268 | 92.14% | 0 | 1907.746 | 780.684 | 92.855 | 352.935 | 681.272 | 0 | 248.48 | 179.179 | 0 | 1907.746 | 427.659 | 1480.087 | 0
|  | 1587.825 | 248.48 | 0 | 0 | 0 | 1339.345 | 7734.181 | 77.34% | 0 | 1587.825 | 831.155 | 85.587 | 401.854 | 257.042 | 12.188 | 248.48 | 0 | 0 | 1587.825 | 248.48 | 1339.345 | 0
|  | 1255.09 | 248.48 | 0 | 0 | 0 | 1006.61 | 6394.836 | 63.95% | 0 | 1255.09 | 736.267 | 73.246 | 337.601 | 83.601 | 24.375 | 248.48 | 0 | 0 | 1255.09 | 248.48 | 1006.61 | 0
|  | 1432.923 | 248.48 | 0 | 0 | 0 | 1184.443 | 5388.226 | 53.88% | 0 | 1432.923 | 734.807 | 54.222 | 292.607 | 326.887 | 24.4 | 248.48 | 0 | 0 | 1432.923 | 248.48 | 1184.443 | 0
|  | 1284.512 | 248.48 | 1036.032 | 0 | 2500 | 0 | 4203.783 | 42.04% | 0 | 1284.512 | 630.033 | 71.151 | 199.32 | 359.558 | 24.451 | 248.48 | 0 | 7500 | 1284.512 | 248.48 | 0 | 1036.032
|  | 1176.14 | 248.48 | 0 | 0 | 0 | 927.66 | 6703.783 | 67.04% | 0 | 1176.14 | 688.915 | 94.167 | 216.483 | 151.972 | 24.602 | 248.48 | 0 | 0 | 1176.14 | 248.48 | 927.66 | 0
|  | 906.529 | 248.48 | 658.049 | 0 | 2500 | 0 | 5776.123 | 57.76% | 0 | 906.529 | 516.349 | 76.969 | 288.583 | 0 | 24.628 | 248.48 | 0 | 7500 | 906.529 | 248.48 | 0 | 658.049
|  | 638.544 | 248.48 | 390.064 | 0 | 1723.877 | 0 | 8276.123 | 82.76% | 0 | 638.544 | 328.989 | 40.939 | 236.26 | 0 | 32.356 | 248.48 | 0 | 7500 | 638.544 | 248.48 | 0 | 390.064
|  | 456.476 | 248.48 | 207.996 | 0 | 0 | 0 | 10000 | 100% | 0 | 456.476 | 192.502 | 22.94 | 174.634 | 0 | 66.4 | 248.48 | 0 | 7500 | 456.476 | 248.48 | 0 | 207.996
|  | 426.152 | 248.48 | 177.672 | 0 | 0 | 0 | 10000 | 100% | 0 | 426.152 | 181.984 | 21.674 | 197.744 | 0 | 24.75 | 248.48 | 0 | 7500 | 426.152 | 248.48 | 0 | 177.672
|  | 439.24 | 248.48 | 190.76 | 0 | 0 | 0 | 10000 | 100% | 0 | 439.24 | 170.52 | 54.981 | 187.091 | 0 | 26.648 | 248.48 | 0 | 7500 | 439.24 | 248.48 | 0 | 190.76
|  | 645.276 | 248.48 | 0 | 0 | 0 | 396.796 | 10000 | 100% | 0 | 645.276 | 156.211 | 110.006 | 257.584 | 0 | 121.475 | 248.48 | 0 | 0 | 645.276 | 248.48 | 396.796 | 0
|  | 788.866 | 248.48 | 0 | 0 | 0 | 540.386 | 9603.204 | 96.03% | 0 | 788.866 | 161.664 | 84.627 | 258.658 | 0 | 283.917 | 248.48 | 0 | 0 | 788.866 | 248.48 | 540.386 | 0
|  | 1106.549 | 248.48 | 0 | 0 | 0 | 858.069 | 9062.818 | 90.63% | 0 | 1106.549 | 257.099 | 74.677 | 401.069 | 237.823 | 135.881 | 248.48 | 0 | 0 | 1106.549 | 248.48 | 858.069 | 0
|  | 1886.008 | 248.48 | 0 | 0 | 0 | 1637.528 | 8204.749 | 82.05% | 0 | 1886.008 | 389.561 | 65.285 | 451.283 | 631.279 | 348.6 | 248.48 | 0 | 0 | 1886.008 | 248.48 | 1637.528 | 0
|  | 1797.698 | 248.48 | 0 | 0 | 0 | 1549.218 | 6567.221 | 65.67% | 0 | 1797.698 | 480.15 | 60.486 | 385.002 | 403.789 | 468.271 | 248.48 | 0 | 0 | 1797.698 | 248.48 | 1549.218 | 0
|  | 1067.217 | 254.758 | 0 | 0 | 0 | 812.459 | 5018.003 | 50.18% | 0 | 1067.217 | 465.213 | 78.686 | 306.3 | 0 | 217.018 | 248.48 | 6.278 | 0 | 1067.217 | 254.758 | 812.459 | 0
|  | 1004.743 | 251.923 | 752.82 | 0 | 2500 | 0 | 4205.544 | 42.06% | 0 | 1004.743 | 411.632 | 82.576 | 268.908 | 0 | 241.627 | 248.48 | 3.443 | 7500 | 1004.743 | 251.923 | 0 | 752.82
|  | 702.085 | 256.289 | 445.796 | 0 | 2500 | 0 | 6705.544 | 67.06% | 0 | 702.085 | 397.487 | 63.514 | 241.084 | 0 | 0 | 248.48 | 7.809 | 7500 | 702.085 | 256.289 | 0 | 445.796
|  | 678.934 | 257.11 | 421.824 | 0 | 794.456 | 0 | 9205.544 | 92.06% | 0 | 678.934 | 406.383 | 42.411 | 230.141 | 0 | 0 | 248.48 | 8.63 | 7500 | 678.934 | 257.11 | 0 | 421.824
|  | 701.312 | 262.321 | 438.991 | 0 | 0 | 0 | 10000 | 100% | 0 | 701.312 | 428.219 | 21.028 | 252.066 | 0 | 0 | 248.48 | 13.841 | 7500 | 701.312 | 262.321 | 0 | 438.991
|  | 778.221 | 275.9 | 502.321 | 0 | 0 | 0 | 10000 | 100% | 0 | 778.221 | 410.248 | 18.902 | 347.89 | 0 | 1.181 | 248.48 | 27.42 | 7500 | 778.221 | 275.9 | 0 | 502.321
|  | 956.016 | 291.774 | 664.242 | 0 | 0 | 0 | 10000 | 100% | 0 | 956.016 | 389.762 | 64.831 | 312.887 | 188.537 | 0 | 248.48 | 43.294 | 7500 | 956.016 | 291.774 | 0 | 664.242
|  | 1542.308 | 262.719 | 0 | 0 | 0 | 1279.589 | 10000 | 100% | 0 | 1542.308 | 491.542 | 104.471 | 307.344 | 638.952 | 0 | 248.48 | 14.239 | 0 | 1542.308 | 262.719 | 1279.589 | 0
|  | 1880.302 | 249.213 | 0 | 0 | 0 | 1631.089 | 8720.411 | 87.2% | 0 | 1880.302 | 728.158 | 80.92 | 366.813 | 704.412 | 0 | 248.48 | 0.733 | 0 | 1880.302 | 249.213 | 1631.089 | 0
|  | 1406.748 | 248.48 | 0 | 0 | 0 | 1158.268 | 7089.322 | 70.89% | 0 | 1406.748 | 719.712 | 75.275 | 356.248 | 239.426 | 16.087 | 248.48 | 0 | 0 | 1406.748 | 248.48 | 1158.268 | 0
|  | 1225.713 | 248.48 | 0 | 0 | 0 | 977.233 | 5931.054 | 59.31% | 0 | 1225.713 | 726.882 | 62.919 | 314.743 | 88.994 | 32.175 | 248.48 | 0 | 0 | 1225.713 | 248.48 | 977.233 | 0
|  | 1389.538 | 248.48 | 0 | 0 | 0 | 1141.058 | 4953.821 | 49.54% | 0 | 1389.538 | 707.768 | 57.444 | 265.216 | 326.935 | 32.175 | 248.48 | 0 | 0 | 1389.538 | 248.48 | 1141.058 | 0
|  | 1518.611 | 248.48 | 1270.131 | 0 | 2500 | 0 | 3812.763 | 38.13% | 0 | 1518.611 | 752.345 | 87.272 | 234.304 | 412.488 | 32.201 | 248.48 | 0 | 7500 | 1518.611 | 248.48 | 0 | 1270.131
|  | 1133.014 | 248.48 | 0 | 0 | 0 | 884.534 | 6312.763 | 63.13% | 0 | 1133.014 | 628.617 | 79.682 | 225.697 | 166.637 | 32.381 | 248.48 | 0 | 0 | 1133.014 | 248.48 | 884.534 | 0
|  | 930.691 | 248.48 | 682.211 | 0 | 2500 | 0 | 5428.229 | 54.28% | 0 | 930.691 | 517.124 | 65.891 | 315.243 | 0 | 32.433 | 248.48 | 0 | 7500 | 930.691 | 248.48 | 0 | 682.211
|  | 678.853 | 248.48 | 430.373 | 0 | 2071.771 | 0 | 7928.229 | 79.28% | 0 | 678.853 | 336.608 | 24.168 | 231.587 | 0 | 86.49 | 248.48 | 0 | 7500 | 678.853 | 248.48 | 0 | 430.373
|  | 633.697 | 248.48 | 385.217 | 0 | 0 | 0 | 10000 | 100% | 0 | 633.697 | 272.022 | 20.602 | 235.105 | 0 | 105.968 | 248.48 | 0 | 7500 | 633.697 | 248.48 | 0 | 385.217
|  | 582.811 | 248.48 | 334.331 | 0 | 0 | 0 | 10000 | 100% | 0 | 582.811 | 206.509 | 29.12 | 246.159 | 0 | 101.023 | 248.48 | 0 | 7500 | 582.811 | 248.48 | 0 | 334.331
|  | 647.573 | 248.48 | 399.093 | 0 | 0 | 0 | 10000 | 100% | 0 | 647.573 | 174.23 | 94.755 | 226.072 | 0 | 152.516 | 248.48 | 0 | 7500 | 647.573 | 248.48 | 0 | 399.093
|  | 583.783 | 248.48 | 0 | 0 | 0 | 335.303 | 10000 | 100% | 0 | 583.783 | 161.97 | 105.505 | 231.647 | 0 | 84.661 | 248.48 | 0 | 0 | 583.783 | 248.48 | 335.303 | 0
|  | 641.552 | 248.48 | 0 | 0 | 0 | 393.072 | 9664.697 | 96.65% | 0 | 641.552 | 174.813 | 77.196 | 284.393 | 0 | 105.15 | 248.48 | 0 | 0 | 641.552 | 248.48 | 393.072 | 0
|  | 1193.807 | 248.48 | 0 | 0 | 0 | 945.327 | 9271.625 | 92.72% | 0 | 1193.807 | 188.439 | 72.626 | 390.207 | 235.547 | 306.988 | 248.48 | 0 | 0 | 1193.807 | 248.48 | 945.327 | 0
|  | 1620.332 | 248.48 | 0 | 0 | 0 | 1371.852 | 8326.298 | 83.26% | 0 | 1620.332 | 258.645 | 57.951 | 466.85 | 649.532 | 187.355 | 248.48 | 0 | 0 | 1620.332 | 248.48 | 1371.852 | 0
|  | 1417.866 | 248.48 | 0 | 0 | 0 | 1169.386 | 6954.446 | 69.54% | 0 | 1417.866 | 348.065 | 70.269 | 309.021 | 380.098 | 310.413 | 248.48 | 0 | 0 | 1417.866 | 248.48 | 1169.386 | 0
|  | 1303.095 | 250.008 | 0 | 0 | 0 | 1053.087 | 5785.06 | 57.85% | 0 | 1303.095 | 496.703 | 96.881 | 274.951 | 0 | 434.56 | 248.48 | 1.528 | 0 | 1303.095 | 250.008 | 1053.087 | 0
|  | 1167.334 | 312.899 | 854.435 | 0 | 2500 | 0 | 4731.973 | 47.32% | 0 | 1167.334 | 558.883 | 69.315 | 259.764 | 0 | 279.372 | 248.48 | 64.419 | 7500 | 1167.334 | 312.899 | 0 | 854.435
|  | 1051.176 | 278.512 | 772.664 | 0 | 2500 | 0 | 7231.973 | 72.32% | 0 | 1051.176 | 619.955 | 53.127 | 265.644 | 0 | 112.45 | 248.48 | 30.032 | 7500 | 1051.176 | 278.512 | 0 | 772.664
|  | 912.488 | 278.06 | 634.428 | 0 | 268.027 | 0 | 9731.973 | 97.32% | 0 | 912.488 | 680.241 | 25.869 | 202.791 | 0 | 3.587 | 248.48 | 29.58 | 7500 | 912.488 | 278.06 | 0 | 634.428
|  | 872.851 | 277.423 | 595.428 | 0 | 0 | 0 | 10000 | 100% | 0 | 872.851 | 656.258 | 22.496 | 191.406 | 0 | 2.69 | 248.48 | 28.943 | 7500 | 872.851 | 277.423 | 0 | 595.428
|  | 827.968 | 304.878 | 523.09 | 0 | 0 | 0 | 10000 | 100% | 0 | 827.968 | 554.41 | 27.129 | 244.561 | 0 | 1.868 | 248.48 | 56.398 | 7500 | 827.968 | 304.878 | 0 | 523.09
|  | 1159.476 | 252.121 | 907.355 | 0 | 0 | 0 | 10000 | 100% | 0 | 1159.476 | 562.143 | 95.073 | 305.162 | 195.454 | 1.644 | 248.48 | 3.641 | 7500 | 1159.476 | 252.121 | 0 | 907.355
|  | 1605.965 | 251.96 | 0 | 0 | 0 | 1354.005 | 10000 | 100% | 0 | 1605.965 | 554.538 | 99.702 | 308.354 | 643.371 | 0 | 248.48 | 3.48 | 0 | 1605.965 | 251.96 | 1354.005 | 0
|  | 1850.12 | 248.492 | 0 | 0 | 0 | 1601.628 | 8645.995 | 86.46% | 0 | 1850.12 | 669.64 | 83.745 | 373.516 | 723.219 | 0 | 248.48 | 0.012 | 0 | 1850.12 | 248.492 | 1601.628 | 0
|  | 1337.442 | 248.48 | 0 | 0 | 0 | 1088.962 | 7044.367 | 70.44% | 0 | 1337.442 | 715.386 | 76.887 | 307.055 | 227.551 | 10.563 | 248.48 | 0 | 0 | 1337.442 | 248.48 | 1088.962 | 0
|  | 1237.548 | 248.48 | 0 | 0 | 0 | 989.068 | 5955.405 | 59.55% | 0 | 1237.548 | 788.3 | 54.645 | 280.859 | 92.62 | 21.125 | 248.48 | 0 | 0 | 1237.548 | 248.48 | 989.068 | 0
|  | 1327.532 | 248.48 | 0 | 0 | 0 | 1079.052 | 4966.337 | 49.66% | 0 | 1327.532 | 683.184 | 73.521 | 233.556 | 316.146 | 21.125 | 248.48 | 0 | 0 | 1327.532 | 248.48 | 1079.052 | 0
|  | 1296.797 | 248.48 | 1048.317 | 0 | 2500 | 0 | 3887.285 | 38.87% | 0 | 1296.797 | 643.214 | 97.067 | 178.751 | 356.64 | 21.125 | 248.48 | 0 | 7500 | 1296.797 | 248.48 | 0 | 1048.317
|  | 1087.532 | 248.48 | 0 | 0 | 0 | 839.052 | 6387.285 | 63.87% | 0 | 1087.532 | 671.258 | 68.484 | 186.004 | 140.661 | 21.125 | 248.48 | 0 | 0 | 1087.532 | 248.48 | 839.052 | 0
|  | 885.315 | 248.48 | 636.835 | 0 | 2500 | 0 | 5548.233 | 55.48% | 0 | 885.315 | 485.481 | 55.896 | 322.813 | 0 | 21.125 | 248.48 | 0 | 7500 | 885.315 | 248.48 | 0 | 636.835
|  | 660.061 | 248.48 | 411.581 | 0 | 1951.767 | 0 | 8048.233 | 80.48% | 0 | 660.061 | 335.127 | 22.391 | 270.505 | 0 | 32.038 | 248.48 | 0 | 7500 | 660.061 | 248.48 | 0 | 411.581
|  | 728.345 | 248.48 | 479.865 | 0 | 0 | 0 | 10000 | 100% | 0 | 728.345 | 276.406 | 19.362 | 286.22 | 0 | 146.357 | 248.48 | 0 | 7500 | 728.345 | 248.48 | 0 | 479.865
|  | 666.899 | 248.48 | 418.419 | 0 | 0 | 0 | 10000 | 100% | 0 | 666.899 | 211.587 | 58.67 | 294.14 | 0 | 102.502 | 248.48 | 0 | 7500 | 666.899 | 248.48 | 0 | 418.419
|  | 633.212 | 248.48 | 384.732 | 0 | 0 | 0 | 10000 | 100% | 0 | 633.212 | 157.822 | 108.763 | 276.082 | 0 | 90.545 | 248.48 | 0 | 7500 | 633.212 | 248.48 | 0 | 384.732
|  | 626.326 | 248.48 | 0 | 0 | 0 | 377.846 | 10000 | 100% | 0 | 626.326 | 152.97 | 87.498 | 290.352 | 0 | 95.506 | 248.48 | 0 | 0 | 626.326 | 248.48 | 377.846 | 0
|  | 642.319 | 248.48 | 0 | 0 | 0 | 393.839 | 9622.154 | 96.22% | 0 | 642.319 | 151.549 | 71.703 | 287.821 | 0 | 131.246 | 248.48 | 0 | 0 | 642.319 | 248.48 | 393.839 | 0
|  | 1112.562 | 248.48 | 0 | 0 | 0 | 864.082 | 9228.315 | 92.28% | 0 | 1112.562 | 173.846 | 65.907 | 388.258 | 219.005 | 265.546 | 248.48 | 0 | 0 | 1112.562 | 248.48 | 864.082 | 0
|  | 1913.952 | 248.48 | 0 | 0 | 0 | 1665.472 | 8364.233 | 83.64% | 0 | 1913.952 | 255.476 | 59.893 | 590.264 | 653.301 | 355.018 | 248.48 | 0 | 0 | 1913.952 | 248.48 | 1665.472 | 0
|  | 2195.897 | 248.48 | 0 | 0 | 0 | 1947.417 | 6698.761 | 66.99% | 0 | 2195.897 | 411.349 | 94.128 | 588.172 | 459.703 | 642.545 | 248.48 | 0 | 0 | 2195.897 | 248.48 | 1947.417 | 0
|  | 1608.554 | 248.48 | 0 | 0 | 0 | 1360.074 | 4751.344 | 47.51% | 0 | 1608.554 | 442.377 | 84.6 | 490.703 | 0 | 590.874 | 248.48 | 0 | 0 | 1608.554 | 248.48 | 1360.074 | 0
|  | 1438.83 | 248.489 | 1190.341 | 0 | 2500 | 0 | 3391.27 | 33.91% | 0 | 1438.83 | 540.267 | 67.971 | 504.269 | 0 | 326.323 | 248.48 | 0.009 | 7500 | 1438.83 | 248.489 | 0 | 1190.341
|  | 1403.661 | 253.049 | 1150.612 | 0 | 2500 | 0 | 5891.27 | 58.91% | 0 | 1403.661 | 685.266 | 38.684 | 383.801 | 0 | 295.91 | 248.48 | 4.569 | 7500 | 1403.661 | 253.049 | 0 | 1150.612
|  | 1219.846 | 301.874 | 917.972 | 0 | 1608.73 | 0 | 8391.27 | 83.91% | 0 | 1219.846 | 675.668 | 24.325 | 350.941 | 0 | 168.912 | 248.48 | 53.394 | 7500 | 1219.846 | 301.874 | 0 | 917.972
|  | 1044.541 | 281.927 | 762.614 | 0 | 0 | 0 | 10000 | 100% | 0 | 1044.541 | 693.539 | 18.917 | 247.745 | 0 | 84.34 | 248.48 | 33.447 | 7500 | 1044.541 | 281.927 | 0 | 762.614
|  | 990.885 | 310.71 | 680.175 | 0 | 0 | 0 | 10000 | 100% | 0 | 990.885 | 580.411 | 62.527 | 347.947 | 0 | 0 | 248.48 | 62.23 | 7500 | 990.885 | 310.71 | 0 | 680.175
|  | 1272.881 | 273.433 | 999.448 | 0 | 0 | 0 | 10000 | 100% | 0 | 1272.881 | 558.213 | 96.131 | 418.454 | 200.084 | 0 | 248.48 | 24.953 | 7500 | 1272.881 | 273.433 | 0 | 999.448
|  | 1593.889 | 250.629 | 0 | 0 | 0 | 1343.26 | 10000 | 100% | 0 | 1593.889 | 546.673 | 86.036 | 310.383 | 650.797 | 0 | 248.48 | 2.149 | 0 | 1593.889 | 250.629 | 1343.26 | 0
|  | 1941.785 | 248.697 | 0 | 0 | 0 | 1693.088 | 8656.74 | 86.57% | -2.2737e-13 | 1941.785 | 761.622 | 73.08 | 372.183 | 734.9 | 0 | 248.48 | 0.217 | 0 | 1941.785 | 248.697 | 1693.088 | 0
|  | 1328.46 | 248.48 | 0 | 0 | 0 | 1079.98 | 6963.652 | 69.64% | 0 | 1328.46 | 709.875 | 70.364 | 302.633 | 229.664 | 15.925 | 248.48 | 0 | 0 | 1328.46 | 248.48 | 1079.98 | 0
|  | 1295.284 | 248.48 | 0 | 0 | 0 | 1046.804 | 5883.672 | 58.84% | 0 | 1295.284 | 743.136 | 63.874 | 353.609 | 102.815 | 31.85 | 248.48 | 0 | 0 | 1295.284 | 248.48 | 1046.804 | 0
|  | 1368.462 | 248.48 | 0 | 0 | 0 | 1119.982 | 4836.868 | 48.37% | 0 | 1368.462 | 645.078 | 82.46 | 267.717 | 341.278 | 31.93 | 248.48 | 0 | 0 | 1368.462 | 248.48 | 1119.982 | 0
|  | 1314.853 | 248.48 | 1066.373 | 0 | 2500 | 0 | 3716.886 | 37.17% | 0 | 1314.853 | 653.541 | 84.208 | 176.412 | 368.735 | 31.957 | 248.48 | 0 | 7500 | 1314.853 | 248.48 | 0 | 1066.373
|  | 966.903 | 248.48 | 0 | 0 | 0 | 718.423 | 6216.886 | 62.17% | 0 | 966.903 | 574.311 | 64.504 | 165.488 | 130.725 | 31.875 | 248.48 | 0 | 0 | 966.903 | 248.48 | 718.423 | 0
|  | 819.234 | 248.48 | 570.754 | 0 | 2500 | 0 | 5498.463 | 54.98% | 0 | 819.234 | 457.136 | 43.213 | 287.035 | 0 | 31.85 | 248.48 | 0 | 7500 | 819.234 | 248.48 | 0 | 570.754
|  | 667.802 | 248.48 | 419.322 | 0 | 2001.537 | 0 | 7998.463 | 79.98% | 0 | 667.802 | 308.547 | 20.381 | 309.109 | 0 | 29.766 | 248.48 | 0 | 7500 | 667.802 | 248.48 | 0 | 419.322
|  | 622.099 | 248.48 | 373.619 | 0 | 0 | 0 | 10000 | 100% | 0 | 622.099 | 210.201 | 29.79 | 292.222 | 0 | 89.887 | 248.48 | 0 | 7500 | 622.099 | 248.48 | 0 | 373.619
|  | 589.363 | 248.48 | 340.883 | 0 | 0 | 0 | 10000 | 100% | 0 | 589.363 | 183.965 | 103.053 | 246.952 | 0 | 55.393 | 248.48 | 0 | 7500 | 589.363 | 248.48 | 0 | 340.883
|  | 608.768 | 248.48 | 360.288 | 0 | 0 | 0 | 10000 | 100% | 0 | 608.768 | 159.184 | 93.419 | 258.472 | 0 | 97.692 | 248.48 | 0 | 7500 | 608.768 | 248.48 | 0 | 360.288
|  | 641.254 | 248.48 | 0 | 0 | 0 | 392.774 | 10000 | 100% | 0 | 641.254 | 145.805 | 81.386 | 335.239 | 0 | 78.824 | 248.48 | 0 | 0 | 641.254 | 248.48 | 392.774 | 0
|  | 589.155 | 248.48 | 0 | 0 | 0 | 340.675 | 9607.226 | 96.07% | 0 | 589.155 | 174.306 | 75.481 | 303.835 | 0 | 35.533 | 248.48 | 0 | 0 | 589.155 | 248.48 | 340.675 | 0
|  | 1135.882 | 248.48 | 0 | 0 | 0 | 887.402 | 9266.551 | 92.67% | 0 | 1135.882 | 219.288 | 56.495 | 404.399 | 224.12 | 231.581 | 248.48 | 0 | 0 | 1135.882 | 248.48 | 887.402 | 0
|  | 2134.568 | 248.48 | 0 | 0 | 0 | 1886.088 | 8379.149 | 83.79% | 0 | 2134.568 | 364.145 | 70.364 | 598.454 | 662.881 | 438.724 | 248.48 | 0 | 0 | 2134.568 | 248.48 | 1886.088 | 0
|  | 2178.709 | 248.48 | 0 | 0 | 0 | 1930.229 | 6493.061 | 64.93% | 0 | 2178.709 | 472.776 | 90.545 | 579.153 | 669.377 | 366.859 | 248.48 | 0 | 0 | 2178.709 | 248.48 | 1930.229 | 0
|  | 1461.269 | 248.896 | 0 | 0 | 0 | 1212.373 | 4562.832 | 45.63% | 0 | 1461.269 | 383.239 | 65.994 | 365.197 | 235.089 | 411.749 | 248.48 | 0.416 | 0 | 1461.269 | 248.896 | 1212.373 | 0
|  | 1212.195 | 300.367 | 911.828 | 0 | 2500 | 0 | 3350.459 | 33.5% | 0 | 1212.195 | 473.257 | 58.906 | 382.361 | 148.444 | 149.226 | 248.48 | 51.887 | 7500 | 1212.195 | 300.367 | 0 | 911.828
|  | 1525.698 | 278.145 | 1247.553 | 0 | 2500 | 0 | 5850.459 | 58.5% | 0 | 1525.698 | 433.773 | 26.366 | 345.756 | 461.136 | 258.667 | 248.48 | 29.665 | 7500 | 1525.698 | 278.145 | 0 | 1247.553
|  | 1506.886 | 276.764 | 1230.122 | 0 | 1649.541 | 0 | 8350.459 | 83.5% | 0 | 1506.886 | 427.819 | 22.723 | 357.527 | 506.889 | 191.928 | 248.48 | 28.284 | 7500 | 1506.886 | 276.764 | 0 | 1230.122
|  | 1024.482 | 275.088 | 749.394 | 0 | 0 | 0 | 10000 | 100% | 0 | 1024.482 | 386.553 | 30.315 | 300.365 | 179.36 | 127.89 | 248.48 | 26.608 | 7500 | 1024.482 | 275.088 | 0 | 749.394
|  | 1026.697 | 303.961 | 722.736 | 0 | 0 | 0 | 10000 | 100% | 0 | 1026.697 | 437.379 | 104.918 | 341.017 | 125.205 | 18.178 | 248.48 | 55.481 | 7500 | 1026.697 | 303.961 | 0 | 722.736
|  | 1326.508 | 252.056 | 1074.452 | 0 | 0 | 0 | 10000 | 100% | 0 | 1326.508 | 394.628 | 108.36 | 441.694 | 381.826 | 0 | 248.48 | 3.576 | 7500 | 1326.508 | 252.056 | 0 | 1074.452
|  | 1288.175 | 251.665 | 0 | 0 | 0 | 1036.51 | 10000 | 100% | 0 | 1288.175 | 500.691 | 74.948 | 316.072 | 396.464 | 0 | 248.48 | 3.185 | 0 | 1288.175 | 251.665 | 1036.51 | 0
|  | 1200.703 | 248.492 | 0 | 0 | 0 | 952.211 | 8963.49 | 89.63% | 0 | 1200.703 | 675.716 | 70.654 | 309.476 | 144.857 | 0 | 248.48 | 0.012 | 0 | 1200.703 | 248.492 | 952.211 | 0
|  | 1251.027 | 248.48 | 0 | 0 | 0 | 1002.547 | 8011.279 | 80.11% | 0 | 1251.027 | 720.351 | 57.078 | 356.966 | 101.845 | 14.788 | 248.48 | 0 | 0 | 1251.027 | 248.48 | 1002.547 | 0
|  | 1606.022 | 248.48 | 0 | 0 | 0 | 1357.542 | 7008.732 | 70.09% | 0 | 1606.022 | 745.14 | 67.793 | 410.694 | 352.82 | 29.575 | 248.48 | 0 | 0 | 1606.022 | 248.48 | 1357.542 | 0
|  | 1376.54 | 248.48 | 0 | 0 | 0 | 1128.06 | 5651.19 | 56.51% | 0 | 1376.54 | 683.112 | 86.974 | 265.413 | 311.439 | 29.602 | 248.48 | 0 | 0 | 1376.54 | 248.48 | 1128.06 | 0
|  | 1052.424 | 248.48 | 803.944 | 0 | 2500 | 0 | 4523.13 | 45.23% | 0 | 1052.424 | 636.51 | 67.373 | 216.5 | 102.439 | 29.602 | 248.48 | 0 | 7500 | 1052.424 | 248.48 | 0 | 803.944
|  | 903.936 | 248.48 | 0 | 0 | 0 | 655.456 | 7023.13 | 70.23% | 0 | 903.936 | 620.786 | 52.757 | 187.879 | 12.94 | 29.575 | 248.48 | 0 | 0 | 903.936 | 248.48 | 655.456 | 0
|  | 849.096 | 248.48 | 600.616 | 0 | 2500 | 0 | 6367.674 | 63.68% | 0 | 849.096 | 503.935 | 25.712 | 289.875 | 0 | 29.575 | 248.48 | 0 | 7500 | 849.096 | 248.48 | 0 | 600.616
|  | 735.249 | 248.48 | 486.769 | 0 | 1132.326 | 0 | 8867.674 | 88.68% | 0 | 735.249 | 333.669 | 20.299 | 282.343 | 0 | 98.938 | 248.48 | 0 | 7500 | 735.249 | 248.48 | 0 | 486.769
|  | 530.742 | 248.48 | 282.262 | 0 | 0 | 0 | 10000 | 100% | 0 | 530.742 | 212.594 | 58.639 | 233.189 | 0 | 26.32 | 248.48 | 0 | 7500 | 530.742 | 248.48 | 0 | 282.262
|  | 645.602 | 248.48 | 397.122 | 0 | 0 | 0 | 10000 | 100% | 0 | 645.602 | 186.059 | 107.031 | 222.618 | 0 | 129.895 | 248.48 | 0 | 7500 | 645.602 | 248.48 | 0 | 397.122
|  | 589.776 | 248.48 | 341.296 | 0 | 0 | 0 | 10000 | 100% | 0 | 589.776 | 153.504 | 80.049 | 282.72 | 0 | 73.504 | 248.48 | 0 | 7500 | 589.776 | 248.48 | 0 | 341.296
|  | 586.816 | 248.48 | 0 | 0 | 0 | 338.336 | 10000 | 100% | 0 | 586.816 | 167.828 | 82.611 | 237.084 | 0 | 99.293 | 248.48 | 0 | 0 | 586.816 | 248.48 | 338.336 | 0
|  | 572.038 | 248.48 | 0 | 0 | 0 | 323.558 | 9661.664 | 96.62% | 0 | 572.038 | 170.183 | 59.864 | 288.588 | 0 | 53.403 | 248.48 | 0 | 0 | 572.038 | 248.48 | 323.558 | 0
|  | 939.516 | 248.48 | 0 | 0 | 0 | 691.036 | 9338.106 | 93.38% | 0 | 939.516 | 211.048 | 56.948 | 338.531 | 200.328 | 132.661 | 248.48 | 0 | 0 | 939.516 | 248.48 | 691.036 | 0
|  | 1925.134 | 248.48 | 0 | 0 | 0 | 1676.654 | 8647.07 | 86.47% | 0 | 1925.134 | 379.377 | 89.488 | 627.071 | 662.425 | 166.774 | 248.48 | 0 | 0 | 1925.134 | 248.48 | 1676.654 | 0
|  | 1925.669 | 248.48 | 0 | 0 | 0 | 1677.189 | 6970.416 | 69.7% | 0 | 1925.669 | 499.972 | 84.469 | 515.229 | 615.079 | 210.921 | 248.48 | 0 | 0 | 1925.669 | 248.48 | 1677.189 | 0
|  | 1264.38 | 248.48 | 0 | 0 | 0 | 1015.9 | 5293.227 | 52.93% | 0 | 1264.38 | 414.807 | 69.643 | 324.931 | 229.542 | 225.458 | 248.48 | 0 | 0 | 1264.38 | 248.48 | 1015.9 | 0
|  | 1220.701 | 248.486 | 972.215 | 0 | 2500 | 0 | 4277.327 | 42.77% | 0 | 1220.701 | 381.309 | 39.053 | 349.539 | 118.22 | 332.581 | 248.48 | 0.006 | 7500 | 1220.701 | 248.486 | 0 | 972.215
|  | 1459.161 | 252.635 | 1206.526 | 0 | 2500 | 0 | 6777.327 | 67.77% | 0 | 1459.161 | 394.56 | 23.013 | 418.454 | 450.388 | 172.747 | 248.48 | 4.155 | 7500 | 1459.161 | 252.635 | 0 | 1206.526
|  | 1317.426 | 299.057 | 1018.369 | 0 | 722.673 | 0 | 9277.327 | 92.77% | 0 | 1317.426 | 379.617 | 19.584 | 332.305 | 453.856 | 132.064 | 248.48 | 50.577 | 7500 | 1317.426 | 299.057 | 0 | 1018.369
|  | 1018.114 | 280.508 | 737.606 | 0 | 0 | 0 | 10000 | 100% | 0 | 1018.114 | 417.522 | 60.586 | 289.909 | 177.537 | 72.56 | 248.48 | 32.028 | 7500 | 1018.114 | 280.508 | 0 | 737.606
|  | 873.045 | 308.857 | 564.188 | 0 | 0 | 0 | 10000 | 100% | 0 | 873.045 | 341.78 | 114.123 | 310.823 | 106.319 | 0 | 248.48 | 60.377 | 7500 | 873.045 | 308.857 | 0 | 564.188
|  | 1250.113 | 271.458 | 978.655 | 0 | 0 | 0 | 10000 | 100% | 0 | 1250.113 | 409.677 | 82.831 | 394.582 | 363.023 | 0 | 248.48 | 22.978 | 7500 | 1250.113 | 271.458 | 0 | 978.655
|  | 1300.677 | 250.206 | 0 | 0 | 0 | 1050.471 | 10000 | 100% | 0 | 1300.677 | 483.343 | 72.662 | 324.659 | 420.013 | 0 | 248.48 | 1.726 | 0 | 1300.677 | 250.206 | 1050.471 | 0
|  | 1304.016 | 248.631 | 0 | 0 | 0 | 1055.385 | 8949.529 | 89.5% | 0 | 1304.016 | 690.06 | 67.688 | 378.119 | 168.15 | 0 | 248.48 | 0.151 | 0 | 1304.016 | 248.631 | 1055.385 | 0
|  | 1388.404 | 248.48 | 0 | 0 | 0 | 1139.924 | 7894.144 | 78.94% | 0 | 1388.404 | 756.44 | 63.714 | 453.084 | 102.979 | 12.188 | 248.48 | 0 | 0 | 1388.404 | 248.48 | 1139.924 | 0
|  | 1648.797 | 248.48 | 0 | 0 | 0 | 1400.317 | 6754.22 | 67.54% | 0 | 1648.797 | 780.334 | 89.598 | 423.931 | 330.559 | 24.375 | 248.48 | 0 | 0 | 1648.797 | 248.48 | 1400.317 | 0
|  | 1329.333 | 248.48 | 0 | 0 | 0 | 1080.853 | 5353.903 | 53.54% | 0 | 1329.333 | 679.17 | 83.458 | 249.164 | 293.167 | 24.375 | 248.48 | 0 | 0 | 1329.333 | 248.48 | 1080.853 | 0
|  | 1116.741 | 248.48 | 868.261 | 0 | 2500 | 0 | 4273.05 | 42.73% | 0 | 1116.741 | 710.454 | 68.588 | 202.201 | 111.123 | 24.375 | 248.48 | 0 | 7500 | 1116.741 | 248.48 | 0 | 868.261
|  | 977.862 | 248.48 | 0 | 0 | 0 | 729.382 | 6773.05 | 67.73% | 0 | 977.862 | 673.78 | 37.864 | 227.376 | 14.467 | 24.375 | 248.48 | 0 | 0 | 977.862 | 248.48 | 729.382 | 0
|  | 975.063 | 248.48 | 726.583 | 0 | 2500 | 0 | 6043.668 | 60.44% | 0 | 975.063 | 542.111 | 21.399 | 387.178 | 0 | 24.375 | 248.48 | 0 | 7500 | 975.063 | 248.48 | 0 | 726.583
|  | 687.995 | 248.48 | 439.515 | 0 | 1456.332 | 0 | 8543.668 | 85.44% | 0 | 687.995 | 321.276 | 25.819 | 315.028 | 0 | 25.872 | 248.48 | 0 | 7500 | 687.995 | 248.48 | 0 | 439.515
|  | 625.626 | 248.48 | 377.146 | 0 | 0 | 0 | 10000 | 100% | 0 | 625.626 | 214.946 | 101.015 | 286.897 | 0 | 22.768 | 248.48 | 0 | 7500 | 625.626 | 248.48 | 0 | 377.146
|  | 691.966 | 248.48 | 443.486 | 0 | 0 | 0 | 10000 | 100% | 0 | 691.966 | 202.825 | 106.834 | 282.952 | 0 | 99.354 | 248.48 | 0 | 7500 | 691.966 | 248.48 | 0 | 443.486
|  | 726.655 | 248.48 | 478.175 | 0 | 0 | 0 | 10000 | 100% | 0 | 726.655 | 158.446 | 85.052 | 328.16 | 0 | 154.997 | 248.48 | 0 | 7500 | 726.655 | 248.48 | 0 | 478.175
|  | 539.604 | 248.48 | 0 | 0 | 0 | 291.124 | 10000 | 100% | 0 | 539.604 | 154.185 | 70.196 | 258.453 | 0 | 56.771 | 248.48 | 0 | 0 | 539.604 | 248.48 | 291.124 | 0
|  | 554.75 | 248.48 | 0 | 0 | 0 | 306.27 | 9708.876 | 97.09% | 0 | 554.75 | 162.386 | 54.687 | 300.124 | 0 | 37.553 | 248.48 | 0 | 0 | 554.75 | 248.48 | 306.27 | 0
|  | 1066.781 | 248.48 | 0 | 0 | 0 | 818.301 | 9402.606 | 94.03% | 0 | 1066.781 | 225.347 | 70.067 | 408.249 | 199.276 | 163.842 | 248.48 | 0 | 0 | 1066.781 | 248.48 | 818.301 | 0
|  | 2104.04 | 248.48 | 0 | 0 | 0 | 1855.56 | 8584.305 | 85.84% | 0 | 2104.04 | 356.06 | 98.674 | 574.786 | 566.839 | 507.681 | 248.48 | 0 | 0 | 2104.04 | 248.48 | 1855.56 | 0
|  | 1898.44 | 0 | 0 | 0 | 0 | 1898.44 | 6728.745 | 67.29% | 0 | 1898.44 | 517.072 | 67.594 | 485.588 | 372.533 | 455.654 | 0 | 0 | 0 | 1898.44 | 0 | 1898.44 | 0
|  | 1802.588 | 76.666 | 0 | 0 | 0 | 1725.922 | 4830.305 | 48.3% | 0 | 1802.588 | 460.614 | 55.761 | 513.46 | 0 | 772.754 | 0 | 76.666 | 0 | 1802.588 | 76.666 | 1725.922 | 0
|  | 1149.182 | 402.12 | 747.062 | 0 | 2500 | 0 | 3104.383 | 31.04% | 0 | 1149.182 | 407.92 | 25.125 | 454.175 | 0 | 261.962 | 0 | 402.12 | 7500 | 1149.182 | 402.12 | 0 | 747.062
|  | 901.241 | 901.241 | 0 | 320.686 | 320.686 | 0 | 5604.383 | 56.04% | 0 | 901.241 | 366.283 | 21.84 | 372.879 | 0 | 140.24 | 0 | 1221.927 | 0 | 901.241 | 901.241 | 0 | 0
|  | 943.38 | 624.447 | 318.933 | 0 | 2500 | 0 | 5925.069 | 59.25% | 0 | 943.38 | 468.656 | 26.3 | 372.711 | 0 | 75.714 | 0 | 624.447 | 7500 | 943.38 | 624.447 | 0 | 318.933
|  | 913.727 | 717.908 | 195.819 | 0 | 1574.931 | 0 | 8425.069 | 84.25% | 0 | 913.727 | 428.445 | 96.37 | 355.381 | 0 | 33.531 | 0 | 717.908 | 7500 | 913.727 | 717.908 | 0 | 195.819
|  | 847.26 | 847.26 | 0 | 337.439 | 0 | 0 | 10000 | 100% | 0 | 847.26 | 379.153 | 100.477 | 367.63 | 0 | 0 | 0 | 1184.699 | 0 | 847.26 | 847.26 | 0 | 0
|  | 1143.456 | 1103.949 | 39.507 | 0 | 0 | 0 | 10000 | 100% | 0 | 1143.456 | 402.766 | 83.063 | 466.007 | 191.621 | 0 | 0 | 1103.949 | 7500 | 1143.456 | 1103.949 | 0 | 39.507
|  | 1630.044 | 974.811 | 0 | 0 | 0 | 655.233 | 10000 | 100% | 0 | 1630.044 | 523.152 | 72.413 | 420.334 | 614.146 | 0 | 0 | 974.811 | 0 | 1630.044 | 974.811 | 655.233 | 0
|  | 1785.142 | 617.161 | 0 | 0 | 0 | 1167.981 | 9344.767 | 93.45% | -2.2737e-13 | 1785.142 | 717.447 | 58.301 | 377.649 | 631.745 | 0 | 0 | 617.161 | 0 | 1785.142 | 617.161 | 1167.981 | 0
|  | 1452.477 | 0 | 0 | 0 | 0 | 1452.477 | 8176.786 | 81.77% | 0 | 1452.477 | 758.499 | 70.336 | 386.699 | 224.107 | 12.837 | 0 | 0 | 0 | 1452.477 | 0 | 1452.477 | 0
|  | 1300.453 | 248.48 | 0 | 0 | 0 | 1051.973 | 6724.309 | 67.24% | 0 | 1300.453 | 755.508 | 83.905 | 344.337 | 91.028 | 25.675 | 248.48 | 0 | 0 | 1300.453 | 248.48 | 1051.973 | 0
|  | 1442.344 | 248.48 | 0 | 0 | 0 | 1193.864 | 5672.336 | 56.72% | 0 | 1442.344 | 725.68 | 65.237 | 297.204 | 328.464 | 25.759 | 248.48 | 0 | 0 | 1442.344 | 248.48 | 1193.864 | 0
|  | 1428.157 | 248.48 | 1179.677 | 0 | 2500 | 0 | 4478.472 | 44.78% | 0 | 1428.157 | 725.639 | 49.923 | 254.599 | 372.181 | 25.816 | 248.48 | 0 | 7500 | 1428.157 | 248.48 | 0 | 1179.677
|  | 1056.027 | 248.48 | 0 | 0 | 0 | 807.547 | 6978.472 | 69.78% | 0 | 1056.027 | 606.584 | 26.32 | 259.006 | 138.188 | 25.929 | 248.48 | 0 | 0 | 1056.027 | 248.48 | 807.547 | 0
|  | 978.792 | 248.48 | 730.312 | 0 | 2500 | 0 | 6170.925 | 61.71% | 0 | 978.792 | 529.398 | 22.446 | 400.992 | 0 | 25.957 | 248.48 | 0 | 7500 | 978.792 | 248.48 | 0 | 730.312
|  | 799 | 248.48 | 550.52 | 0 | 1329.075 | 0 | 8670.925 | 86.71% | 0 | 799 | 320.027 | 58.926 | 390.583 | 0 | 29.464 | 248.48 | 0 | 7500 | 799 | 248.48 | 0 | 550.52
|  | 737.028 | 0 | 737.028 | 0 | 0 | 0 | 10000 | 100% | 0 | 737.028 | 222.153 | 107.901 | 329.29 | 0 | 77.684 | 0 | 0 | 7500 | 737.028 | 0 | 0 | 737.028
|  | 620.087 | 0 | 620.087 | 0 | 0 | 0 | 10000 | 100% | 0 | 620.087 | 159.155 | 81.902 | 285.121 | 0 | 93.91 | 0 | 0 | 7500 | 620.087 | 0 | 0 | 620.087
|  | 604.812 | 0 | 604.812 | 0 | 0 | 0 | 10000 | 100% | 0 | 604.812 | 147.394 | 80.619 | 247.209 | 0 | 129.59 | 0 | 0 | 7500 | 604.812 | 0 | 0 | 604.812
|  | 785.661 | 0 | 0 | 0 | 0 | 785.661 | 10000 | 100% | 0 | 785.661 | 168.902 | 68.469 | 339.264 | 0 | 209.026 | 0 | 0 | 0 | 785.661 | 0 | 785.661 | 0
|  | 722.573 | 0 | 0 | 0 | 0 | 722.573 | 9214.339 | 92.14% | 0 | 722.573 | 173.555 | 63.039 | 270.222 | 0 | 215.758 | 0 | 0 | 0 | 722.573 | 0 | 722.573 | 0
|  | 1029.637 | 0 | 0 | 0 | 0 | 1029.637 | 8491.766 | 84.92% | 0 | 1029.637 | 221.249 | 93.523 | 369.6 | 198.786 | 146.48 | 0 | 0 | 0 | 1029.637 | 0 | 1029.637 | 0
|  | 1826.043 | 0 | 0 | 0 | 0 | 1826.043 | 7462.129 | 74.62% | 0 | 1826.043 | 411.067 | 83.651 | 592.885 | 603.626 | 134.814 | 0 | 0 | 0 | 1826.043 | 0 | 1826.043 | 0
|  | 1753.344 | 0 | 0 | 0 | 0 | 1753.344 | 5636.086 | 56.36% | 0 | 1753.344 | 464.206 | 69.376 | 539.369 | 381.151 | 299.243 | 0 | 0 | 0 | 1753.344 | 0 | 1753.344 | 0
|  | 1162.479 | 100.166 | 0 | 0 | 0 | 882.742 | 3882.742 | 38.83% | 179.571 | 982.908 | 435.382 | 39.028 | 431.014 | 0 | 257.055 | 0 | 100.166 | 0 | 1162.479 | 100.166 | 882.742 | 0
|  | 1267.346 | 801.035 | 466.311 | 0 | 2500 | 0 | 3000 | 30% | 0 | 1267.346 | 460.799 | 22.92 | 466.768 | 0 | 316.859 | 0 | 801.035 | 7500 | 1267.346 | 801.035 | 0 | 466.311
|  | 993.546 | 993.546 | 0 | 77.633 | 77.633 | 0 | 5500 | 55% | 0 | 993.546 | 403.168 | 21.813 | 385.598 | 0 | 182.967 | 0 | 1071.179 | 0 | 993.546 | 993.546 | 0 | 0
|  | 870.758 | 870.758 | 0 | 36.774 | 36.774 | 0 | 5577.633 | 55.78% | 0 | 870.758 | 402.818 | 58.206 | 310.853 | 0 | 98.881 | 0 | 907.532 | 0 | 870.758 | 870.758 | 0 | 0
|  | 831.567 | 656.776 | 174.791 | 0 | 2500 | 0 | 5614.407 | 56.14% | 0 | 831.567 | 412.897 | 109.598 | 309.072 | 0 | 0 | 0 | 656.776 | 7500 | 831.567 | 656.776 | 0 | 174.791
|  | 901.675 | 515.524 | 386.151 | 0 | 1885.593 | 0 | 8114.407 | 81.14% | 0 | 901.675 | 406.791 | 88.162 | 406.723 | 0 | 0 | 0 | 515.524 | 7500 | 901.675 | 515.524 | 0 | 386.151
|  | 1124.912 | 211.229 | 913.683 | 0 | 0 | 0 | 10000 | 100% | 0 | 1124.912 | 420.546 | 82.477 | 426.467 | 195.423 | 0 | 0 | 211.229 | 7500 | 1124.912 | 211.229 | 0 | 913.683
|  | 1542.513 | 157.574 | 0 | 0 | 0 | 1384.939 | 10000 | 100% | 0 | 1542.513 | 483.827 | 67.44 | 378.668 | 612.579 | 0 | 0 | 157.574 | 0 | 1542.513 | 157.574 | 1384.939 | 0
|  | 1707.385 | 52.393 | 0 | 0 | 0 | 1654.992 | 8615.061 | 86.15% | 0 | 1707.385 | 665.176 | 59.903 | 371.212 | 611.095 | 0 | 0 | 52.393 | 0 | 1707.385 | 52.393 | 1654.992 | 0
|  | 1520.989 | 0 | 0 | 0 | 0 | 1520.989 | 6960.069 | 69.6% | 0 | 1520.989 | 758.834 | 95.389 | 416.312 | 236.317 | 14.137 | 0 | 0 | 0 | 1520.989 | 0 | 1520.989 | 0
|  | 1260.289 | 0 | 0 | 0 | 0 | 1260.289 | 5439.08 | 54.39% | 0 | 1260.289 | 724.528 | 82.08 | 338.346 | 87.06 | 28.275 | 0 | 0 | 0 | 1260.289 | 0 | 1260.289 | 0
|  | 1448.744 | 0 | 0 | 0 | 0 | 1178.791 | 4178.791 | 41.79% | 269.953 | 1178.791 | 676.53 | 70.039 | 339.569 | 334.303 | 28.304 | 0 | 0 | 0 | 1448.744 | 0 | 1178.791 | 0
|  | 1210.971 | 0 | 1210.971 | 0 | 2500 | 0 | 3000 | 30% | 0 | 1210.971 | 636.256 | 40.522 | 199.584 | 306.247 | 28.361 | 0 | 0 | 7500 | 1210.971 | 0 | 0 | 1210.971
|  | 1107.658 | 248.48 | 0 | 0 | 0 | 859.178 | 5500 | 55% | 0 | 1107.658 | 675.671 | 23.074 | 245.733 | 134.646 | 28.534 | 248.48 | 0 | 0 | 1107.658 | 248.48 | 859.178 | 0
|  | 921.44 | 248.48 | 672.96 | 0 | 2500 | 0 | 4640.822 | 46.41% | 0 | 921.44 | 530.931 | 19.097 | 342.85 | 0 | 28.562 | 248.48 | 0 | 7500 | 921.44 | 248.48 | 0 | 672.96
|  | 728.9 | 248.48 | 480.42 | 0 | 2500 | 0 | 7140.822 | 71.41% | 0 | 728.9 | 335.262 | 98.078 | 268.706 | 0 | 26.854 | 248.48 | 0 | 7500 | 728.9 | 248.48 | 0 | 480.42
|  | 536.845 | 248.48 | 288.365 | 0 | 359.178 | 0 | 9640.822 | 96.41% | 0 | 536.845 | 203.783 | 96.15 | 213.279 | 0 | 23.633 | 248.48 | 0 | 7500 | 536.845 | 248.48 | 0 | 288.365
|  | 531.74 | 248.48 | 283.26 | 0 | 0 | 0 | 10000 | 100% | 0 | 531.74 | 181.469 | 81.782 | 246.99 | 0 | 21.499 | 248.48 | 0 | 7500 | 531.74 | 248.48 | 0 | 283.26
|  | 505.905 | 248.48 | 257.425 | 0 | 0 | 0 | 10000 | 100% | 0 | 505.905 | 175.326 | 77.933 | 230.09 | 0 | 22.556 | 248.48 | 0 | 7500 | 505.905 | 248.48 | 0 | 257.425
|  | 650.245 | 248.48 | 0 | 0 | 0 | 401.765 | 10000 | 100% | 0 | 650.245 | 187.063 | 54.432 | 307.848 | 0 | 100.902 | 248.48 | 0 | 0 | 650.245 | 248.48 | 401.765 | 0
|  | 626.151 | 248.48 | 0 | 0 | 0 | 377.671 | 9598.235 | 95.98% | 0 | 626.151 | 166.016 | 67.428 | 311.75 | 0 | 80.957 | 248.48 | 0 | 0 | 626.151 | 248.48 | 377.671 | 0
|  | 980.873 | 248.48 | 0 | 0 | 0 | 732.393 | 9220.564 | 92.21% | 0 | 980.873 | 227.743 | 90.947 | 394.938 | 205.537 | 61.708 | 248.48 | 0 | 0 | 980.873 | 248.48 | 732.393 | 0
|  | 1820.287 | 248.48 | 0 | 0 | 0 | 1571.807 | 8488.171 | 84.88% | 0 | 1820.287 | 388.15 | 68.735 | 436.637 | 585.056 | 341.709 | 248.48 | 0 | 0 | 1820.287 | 248.48 | 1571.807 | 0
|  | 1967.127 | 248.48 | 0 | 0 | 0 | 1718.647 | 6916.364 | 69.16% | 0 | 1967.127 | 516.142 | 59.968 | 395.829 | 394.003 | 601.186 | 248.48 | 0 | 0 | 1967.127 | 248.48 | 1718.647 | 0
|  | 1193.479 | 271.426 | 0 | 0 | 0 | 922.053 | 5197.717 | 51.98% | 0 | 1193.479 | 443.025 | 24.368 | 359.597 | 0 | 366.489 | 248.48 | 22.946 | 0 | 1193.479 | 271.426 | 922.053 | 0
|  | 971.207 | 583.511 | 387.696 | 0 | 2500 | 0 | 4275.664 | 42.76% | 0 | 971.207 | 401.062 | 20.876 | 353.176 | 0 | 196.093 | 248.48 | 335.031 | 7500 | 971.207 | 583.511 | 0 | 387.696
|  | 1045.939 | 1045.939 | 0 | 403.027 | 403.027 | 0 | 6775.664 | 67.76% | 0 | 1045.939 | 399.85 | 28.81 | 368.006 | 0 | 249.274 | 248.48 | 1200.486 | 0 | 1045.939 | 1045.939 | 0 | 0
|  | 867.551 | 848.096 | 19.455 | 0 | 2500 | 0 | 7178.691 | 71.79% | 0 | 867.551 | 397.476 | 93.993 | 300.077 | 0 | 76.006 | 248.48 | 599.616 | 7500 | 867.551 | 848.096 | 0 | 19.455
|  | 902.788 | 902.788 | 0 | 43.234 | 43.234 | 0 | 9678.691 | 96.79% | 0 | 902.788 | 406.989 | 105.249 | 312.024 | 0 | 78.526 | 248.48 | 697.542 | 0 | 902.788 | 902.788 | 0 | 0
|  | 755.53 | 755.53 | 0 | 657.795 | 278.075 | 0 | 9721.925 | 97.22% | 0 | 755.53 | 354.007 | 86.446 | 284.091 | 0 | 30.986 | 248.48 | 1164.845 | 0 | 755.53 | 755.53 | 0 | 0
|  | 1039.585 | 1039.585 | 0 | 293.852 | 0 | 0 | 10000 | 100% | 0 | 1039.585 | 397.421 | 75.8 | 377.177 | 189.188 | 0 | 248.48 | 1084.957 | 0 | 1039.585 | 1039.585 | 0 | 0
|  | 1583.828 | 1218.833 | 0 | 0 | 0 | 364.995 | 10000 | 100% | 0 | 1583.828 | 525.908 | 55.007 | 356.728 | 646.185 | 0 | 248.48 | 970.353 | 0 | 1583.828 | 1218.833 | 364.995 | 0
|  | 1624.473 | 828.007 | 0 | 0 | 0 | 796.466 | 9635.005 | 96.35% | 0 | 1624.473 | 668.195 | 67.952 | 293.94 | 594.386 | 0 | 248.48 | 579.527 | 0 | 1624.473 | 828.007 | 796.466 | 0
|  | 1388.559 | 250.228 | 0 | 0 | 0 | 1138.331 | 8838.539 | 88.39% | 0 | 1388.559 | 709.182 | 102.569 | 343.304 | 220.18 | 13.325 | 248.48 | 1.748 | 0 | 1388.559 | 250.228 | 1138.331 | 0
|  | 1155.716 | 248.48 | 0 | 0 | 0 | 907.236 | 7700.208 | 77% | 0 | 1155.716 | 655.182 | 72.773 | 317.051 | 84.06 | 26.65 | 248.48 | 0 | 0 | 1155.716 | 248.48 | 907.236 | 0
|  | 1395.248 | 248.48 | 0 | 0 | 0 | 1146.768 | 6792.972 | 67.93% | 0 | 1395.248 | 719.171 | 51.693 | 284.286 | 313.448 | 26.65 | 248.48 | 0 | 0 | 1395.248 | 248.48 | 1146.768 | 0
|  | 1371.342 | 248.48 | 1122.862 | 0 | 2500 | 0 | 5646.204 | 56.46% | 0 | 1371.342 | 734.539 | 25.529 | 232.557 | 352.038 | 26.679 | 248.48 | 0 | 7500 | 1371.342 | 248.48 | 0 | 1122.862
|  | 890.759 | 248.48 | 0 | 0 | 0 | 642.279 | 8146.204 | 81.46% | 0 | 890.759 | 535.306 | 21.316 | 190.062 | 117.192 | 26.884 | 248.48 | 0 | 0 | 890.759 | 248.48 | 642.279 | 0
|  | 821.069 | 248.48 | 572.589 | 0 | 2496.075 | 0 | 7503.925 | 75.04% | 0 | 821.069 | 477.323 | 27.729 | 289.075 | 0 | 26.942 | 248.48 | 0 | 7500 | 821.069 | 248.48 | 0 | 572.589
|  | 901.998 | 248.48 | 653.518 | 0 | 0 | 0 | 10000 | 100% | 0 | 901.998 | 377.555 | 102.636 | 350.577 | 0 | 71.23 | 248.48 | 0 | 7500 | 901.998 | 248.48 | 0 | 653.518
|  | 710.647 | 248.48 | 462.167 | 0 | 0 | 0 | 10000 | 100% | 0 | 710.647 | 248.897 | 79.115 | 285.416 | 0 | 97.219 | 248.48 | 0 | 7500 | 710.647 | 248.48 | 0 | 462.167
|  | 735.446 | 248.48 | 486.966 | 0 | 0 | 0 | 10000 | 100% | 0 | 735.446 | 233.162 | 76.829 | 305.352 | 0 | 120.103 | 248.48 | 0 | 7500 | 735.446 | 248.48 | 0 | 486.966
|  | 548.203 | 248.48 | 299.723 | 0 | 0 | 0 | 10000 | 100% | 0 | 548.203 | 172.627 | 67.178 | 224.236 | 0 | 84.163 | 248.48 | 0 | 7500 | 548.203 | 248.48 | 0 | 299.723
|  | 608.162 | 248.48 | 0 | 0 | 0 | 359.682 | 10000 | 100% | 0 | 608.162 | 164.59 | 64.783 | 298.288 | 0 | 80.501 | 248.48 | 0 | 0 | 608.162 | 248.48 | 359.682 | 0
|  | 570.061 | 248.48 | 0 | 0 | 0 | 321.581 | 9640.318 | 96.4% | 0 | 570.061 | 156.677 | 88.69 | 278.954 | 0 | 45.74 | 248.48 | 0 | 0 | 570.061 | 248.48 | 321.581 | 0
|  | 858.021 | 248.48 | 0 | 0 | 0 | 609.541 | 9318.737 | 93.19% | 0 | 858.021 | 186.652 | 81.469 | 369.01 | 217.215 | 3.675 | 248.48 | 0 | 0 | 858.021 | 248.48 | 609.541 | 0
|  | 1594.121 | 248.48 | 0 | 0 | 0 | 1345.641 | 8709.196 | 87.09% | 0 | 1594.121 | 261.699 | 69.635 | 413.069 | 592.64 | 257.078 | 248.48 | 0 | 0 | 1594.121 | 248.48 | 1345.641 | 0
|  | 1327.223 | 248.48 | 0 | 0 | 0 | 1078.743 | 7363.555 | 73.64% | 0 | 1327.223 | 376.715 | 38.872 | 310.474 | 374.332 | 226.83 | 248.48 | 0 | 0 | 1327.223 | 248.48 | 1078.743 | 0
|  | 994.528 | 281.17 | 0 | 0 | 0 | 713.358 | 6284.812 | 62.85% | 0 | 994.528 | 435.704 | 22.651 | 270.212 | 0 | 265.961 | 248.48 | 32.69 | 0 | 994.528 | 281.17 | 713.358 | 0
|  | 1055.797 | 958.811 | 96.986 | 0 | 2500 | 0 | 5571.454 | 55.71% | 0 | 1055.797 | 497.3 | 19.97 | 260.89 | 0 | 277.637 | 248.48 | 710.331 | 7500 | 1055.797 | 958.811 | 0 | 96.986
|  | 1461.932 | 1257.636 | 204.296 | 0 | 1928.546 | 0 | 8071.454 | 80.71% | 0 | 1461.932 | 697.64 | 61.165 | 307.684 | 0 | 395.443 | 248.48 | 1009.156 | 7500 | 1461.932 | 1257.636 | 0 | 204.296
|  | 1195.417 | 1114.151 | 81.266 | 0 | 0 | 0 | 10000 | 100% | 0 | 1195.417 | 691.462 | 113.47 | 253.405 | 0 | 137.08 | 248.48 | 865.671 | 7500 | 1195.417 | 1114.151 | 0 | 81.266
|  | 1048.949 | 877.175 | 171.774 | 0 | 0 | 0 | 10000 | 100% | 0 | 1048.949 | 661.205 | 90.634 | 237.216 | 0 | 59.895 | 248.48 | 628.695 | 7500 | 1048.949 | 877.175 | 0 | 171.774
|  | 887.799 | 745.661 | 142.138 | 0 | 0 | 0 | 10000 | 100% | 0 | 887.799 | 500.318 | 74.282 | 249.78 | 0 | 63.42 | 248.48 | 497.181 | 7500 | 887.799 | 745.661 | 0 | 142.138
|  | 1140.436 | 454.716 | 685.72 | 0 | 0 | 0 | 10000 | 100% | 0 | 1140.436 | 572.725 | 68.576 | 332.286 | 166.849 | 0 | 248.48 | 206.236 | 7500 | 1140.436 | 454.716 | 0 | 685.72
|  | 1544.432 | 401.586 | 0 | 0 | 0 | 1142.846 | 10000 | 100% | 0 | 1544.432 | 608.043 | 54.714 | 336.681 | 544.994 | 0 | 248.48 | 153.106 | 0 | 1544.432 | 401.586 | 1142.846 | 0
|  | 1682.032 | 298.334 | 0 | 0 | 0 | 1383.698 | 8857.154 | 88.57% | 0 | 1682.032 | 666.361 | 88.043 | 348.904 | 578.724 | 0 | 248.48 | 49.854 | 0 | 1682.032 | 298.334 | 1383.698 | 0
|  | 1282.897 | 252.924 | 0 | 0 | 0 | 1029.973 | 7473.456 | 74.73% | 0 | 1282.897 | 692.758 | 76.403 | 307.344 | 191.279 | 15.113 | 248.48 | 4.444 | 0 | 1282.897 | 252.924 | 1029.973 | 0
|  | 1139.286 | 248.48 | 0 | 0 | 0 | 890.806 | 6443.483 | 64.43% | 0 | 1139.286 | 657.52 | 63.318 | 313.712 | 74.511 | 30.225 | 248.48 | 0 | 0 | 1139.286 | 248.48 | 890.806 | 0
|  | 1164.383 | 248.48 | 0 | 0 | 0 | 915.903 | 5552.677 | 55.53% | 0 | 1164.383 | 605.025 | 39.353 | 231.65 | 258.13 | 30.225 | 248.48 | 0 | 0 | 1164.383 | 248.48 | 915.903 | 0
|  | 1258.758 | 248.48 | 1010.278 | 0 | 2500 | 0 | 4636.774 | 46.37% | 0 | 1258.758 | 670.104 | 24.416 | 203.961 | 330.052 | 30.225 | 248.48 | 0 | 7500 | 1258.758 | 248.48 | 0 | 1010.278
|  | 1053.32 | 248.48 | 0 | 0 | 0 | 804.84 | 7136.774 | 71.37% | 0 | 1053.32 | 662.285 | 18.913 | 207.302 | 134.595 | 30.225 | 248.48 | 0 | 0 | 1053.32 | 248.48 | 804.84 | 0
|  | 911.378 | 248.48 | 662.898 | 0 | 2500 | 0 | 6331.934 | 63.32% | 0 | 911.378 | 466.229 | 61.354 | 353.571 | 0 | 30.225 | 248.48 | 0 | 7500 | 911.378 | 248.48 | 0 | 662.898
|  | 820.254 | 248.48 | 571.774 | 0 | 1168.066 | 0 | 8831.934 | 88.32% | 0 | 820.254 | 350.219 | 93.511 | 346.413 | 0 | 30.111 | 248.48 | 0 | 7500 | 820.254 | 248.48 | 0 | 571.774
|  | 653.122 | 248.48 | 404.642 | 0 | 0 | 0 | 10000 | 100% | 0 | 653.122 | 264.195 | 84.302 | 276.076 | 0 | 28.55 | 248.48 | 0 | 7500 | 653.122 | 248.48 | 0 | 404.642
|  | 658.588 | 248.48 | 410.108 | 0 | 0 | 0 | 10000 | 100% | 0 | 658.588 | 197.564 | 72.05 | 256.987 | 0 | 131.987 | 248.48 | 0 | 7500 | 658.588 | 248.48 | 0 | 410.108
|  | 756.23 | 248.48 | 507.75 | 0 | 0 | 0 | 10000 | 100% | 0 | 756.23 | 174.631 | 61.337 | 311.848 | 0 | 208.414 | 248.48 | 0 | 7500 | 756.23 | 248.48 | 0 | 507.75
|  | 626.297 | 248.48 | 0 | 0 | 0 | 377.817 | 10000 | 100% | 0 | 626.297 | 173.181 | 78.722 | 295.231 | 0 | 79.163 | 248.48 | 0 | 0 | 626.297 | 248.48 | 377.817 | 0
|  | 565.356 | 248.48 | 0 | 0 | 0 | 316.876 | 9622.183 | 96.22% | 0 | 565.356 | 159.388 | 89.116 | 282.959 | 0 | 33.893 | 248.48 | 0 | 0 | 565.356 | 248.48 | 316.876 | 0
|  | 844.212 | 248.48 | 0 | 0 | 0 | 595.732 | 9305.307 | 93.05% | 0 | 844.212 | 167.3 | 69.617 | 348.555 | 189.93 | 68.81 | 248.48 | 0 | 0 | 844.212 | 248.48 | 595.732 | 0
|  | 1684.014 | 248.48 | 0 | 0 | 0 | 1435.534 | 8709.575 | 87.1% | 0 | 1684.014 | 255.335 | 51.582 | 610.673 | 597.027 | 169.397 | 248.48 | 0 | 0 | 1684.014 | 248.48 | 1435.534 | 0
|  | 1972.124 | 248.48 | 0 | 0 | 0 | 1723.644 | 7274.041 | 72.74% | 0 | 1972.124 | 412.633 | 24.483 | 629.627 | 424.84 | 480.542 | 248.48 | 0 | 0 | 1972.124 | 248.48 | 1723.644 | 0
|  | 1444.383 | 390.366 | 0 | 0 | 0 | 1054.017 | 5550.397 | 55.5% | 0 | 1444.383 | 462.405 | 20.516 | 412.973 | 0 | 548.489 | 248.48 | 141.886 | 0 | 1444.383 | 390.366 | 1054.017 | 0
|  | 1196.254 | 911.851 | 284.403 | 0 | 2500 | 0 | 4496.38 | 44.96% | 0 | 1196.254 | 549.957 | 25.45 | 432.374 | 0 | 188.473 | 248.48 | 663.371 | 7500 | 1196.254 | 911.851 | 0 | 284.403
|  | 1195.775 | 1195.775 | 0 | 38.819 | 38.819 | 0 | 6996.38 | 69.96% | 0 | 1195.775 | 643.613 | 101.332 | 392.256 | 0 | 58.574 | 248.48 | 986.114 | 0 | 1195.775 | 1195.775 | 0 | 0
|  | 1223.817 | 1093.898 | 129.919 | 0 | 2500 | 0 | 7035.199 | 70.35% | 0 | 1223.817 | 777.096 | 104.062 | 340.333 | 0 | 2.326 | 248.48 | 845.418 | 7500 | 1223.817 | 1093.898 | 0 | 129.919
|  | 1058.775 | 872.236 | 186.539 | 0 | 464.801 | 0 | 9535.199 | 95.35% | 0 | 1058.775 | 681.361 | 85.038 | 289.888 | 0 | 2.489 | 248.48 | 623.756 | 7500 | 1058.775 | 872.236 | 0 | 186.539
|  | 869.937 | 741.955 | 127.982 | 0 | 0 | 0 | 10000 | 100% | 0 | 869.937 | 509.058 | 69.942 | 290.937 | 0 | 0 | 248.48 | 493.475 | 7500 | 869.937 | 741.955 | 0 | 127.982
|  | 1159.579 | 549.413 | 610.166 | 0 | 0 | 0 | 10000 | 100% | 0 | 1159.579 | 565.725 | 60.771 | 363.127 | 169.956 | 0 | 248.48 | 300.933 | 7500 | 1159.579 | 549.413 | 0 | 610.166
|  | 1530.164 | 264.324 | 0 | 0 | 0 | 1265.84 | 10000 | 100% | 0 | 1530.164 | 596.917 | 70.822 | 322.178 | 540.247 | 0 | 248.48 | 15.844 | 0 | 1530.164 | 264.324 | 1265.84 | 0
|  | 1651.474 | 248.482 | 0 | 0 | 0 | 1402.992 | 8734.16 | 87.34% | 0 | 1651.474 | 677.43 | 97.218 | 320.886 | 555.94 | 0 | 248.48 | 0.002 | 0 | 1651.474 | 248.482 | 1402.992 | 0
|  | 1284.483 | 248.48 | 0 | 0 | 0 | 1036.003 | 7331.168 | 73.31% | 0 | 1284.483 | 701.108 | 76.364 | 301.631 | 190.43 | 14.95 | 248.48 | 0 | 0 | 1284.483 | 248.48 | 1036.003 | 0
|  | 1346.302 | 248.48 | 0 | 0 | 0 | 1097.822 | 6295.165 | 62.95% | 0 | 1346.302 | 780.153 | 55.756 | 391.341 | 89.152 | 29.9 | 248.48 | 0 | 0 | 1346.302 | 248.48 | 1097.822 | 0
|  | 1219.144 | 248.48 | 0 | 0 | 0 | 970.664 | 5197.343 | 51.97% | 0 | 1219.144 | 627.083 | 24.841 | 257.232 | 279.999 | 29.99 | 248.48 | 0 | 0 | 1219.144 | 248.48 | 970.664 | 0
|  | 1297.729 | 248.48 | 1049.249 | 0 | 2500 | 0 | 4226.679 | 42.27% | 0 | 1297.729 | 735.094 | 19.791 | 184.657 | 328.167 | 30.021 | 248.48 | 0 | 7500 | 1297.729 | 248.48 | 0 | 1049.249
|  | 1050.655 | 248.48 | 0 | 0 | 0 | 802.175 | 6726.679 | 67.27% | 0 | 1050.655 | 662.324 | 27.86 | 202.437 | 128.105 | 29.929 | 248.48 | 0 | 0 | 1050.655 | 248.48 | 802.175 | 0
|  | 893.574 | 248.48 | 645.094 | 0 | 2500 | 0 | 5924.504 | 59.25% | 0 | 893.574 | 471.872 | 93.716 | 298.086 | 0 | 29.9 | 248.48 | 0 | 7500 | 893.574 | 248.48 | 0 | 645.094
|  | 683.98 | 248.48 | 435.5 | 0 | 1575.496 | 0 | 8424.504 | 84.25% | 0 | 683.98 | 333.578 | 84.279 | 243.158 | 0 | 22.965 | 248.48 | 0 | 7500 | 683.98 | 248.48 | 0 | 435.5
|  | 584.101 | 248.48 | 335.621 | 0 | 0 | 0 | 10000 | 100% | 0 | 584.101 | 236.005 | 76.449 | 250.429 | 0 | 21.218 | 248.48 | 0 | 7500 | 584.101 | 248.48 | 0 | 335.621
|  | 506.476 | 248.48 | 257.996 | 0 | 0 | 0 | 10000 | 100% | 0 | 506.476 | 159.24 | 69.691 | 225.004 | 0 | 52.541 | 248.48 | 0 | 7500 | 506.476 | 248.48 | 0 | 257.996
|  | 687.901 | 248.48 | 439.421 | 0 | 0 | 0 | 10000 | 100% | 0 | 687.901 | 171.134 | 56.906 | 286.509 | 0 | 173.352 | 248.48 | 0 | 7500 | 687.901 | 248.48 | 0 | 439.421
|  | 553.424 | 248.48 | 0 | 0 | 0 | 304.944 | 10000 | 100% | 0 | 553.424 | 146.783 | 81.784 | 228.114 | 0 | 96.744 | 248.48 | 0 | 0 | 553.424 | 248.48 | 304.944 | 0
|  | 777.061 | 248.48 | 0 | 0 | 0 | 528.581 | 9695.056 | 96.95% | 0 | 777.061 | 172.259 | 76.763 | 273.689 | 0 | 254.35 | 248.48 | 0 | 0 | 777.061 | 248.48 | 528.581 | 0
|  | 880.307 | 248.48 | 0 | 0 | 0 | 631.827 | 9166.475 | 91.66% | 0 | 880.307 | 219.405 | 63.033 | 326.385 | 190.928 | 80.556 | 248.48 | 0 | 0 | 880.307 | 248.48 | 631.827 | 0
|  | 2018.494 | 248.48 | 0 | 0 | 0 | 1770.014 | 8534.648 | 85.35% | 0 | 2018.494 | 386.428 | 41.775 | 610.089 | 561.915 | 418.288 | 248.48 | 0 | 0 | 2018.494 | 248.48 | 1770.014 | 0
|  | 2245.609 | 248.48 | 0 | 0 | 0 | 1997.129 | 6764.634 | 67.65% | 0 | 2245.609 | 479.215 | 24.325 | 546.392 | 585.348 | 610.329 | 248.48 | 0 | 0 | 2245.609 | 248.48 | 1997.129 | 0
|  | 1575.266 | 288.593 | 0 | 0 | 0 | 1286.673 | 4767.505 | 47.68% | 0 | 1575.266 | 406.403 | 19.716 | 454.105 | 208.745 | 486.298 | 248.48 | 40.113 | 0 | 1575.266 | 288.593 | 1286.673 | 0
|  | 1235.696 | 395.115 | 840.581 | 0 | 2500 | 0 | 3480.832 | 34.81% | 0 | 1235.696 | 398.458 | 59.11 | 497.855 | 98.164 | 182.109 | 248.48 | 146.635 | 7500 | 1235.696 | 395.115 | 0 | 840.581
|  | 1460.711 | 471.885 | 988.826 | 0 | 2500 | 0 | 5980.832 | 59.81% | 0 | 1460.711 | 424.476 | 106.04 | 453.953 | 349.743 | 126.499 | 248.48 | 223.405 | 7500 | 1460.711 | 471.885 | 0 | 988.826
|  | 1426.461 | 909.037 | 517.424 | 0 | 1519.168 | 0 | 8480.832 | 84.81% | 0 | 1426.461 | 464.99 | 85.02 | 421.815 | 380.076 | 74.561 | 248.48 | 660.557 | 7500 | 1426.461 | 909.037 | 0 | 517.424
|  | 889.017 | 889.017 | 0 | 438.694 | 0 | 0 | 10000 | 100% | 0 | 889.017 | 381.772 | 82.203 | 291.297 | 101.994 | 31.751 | 248.48 | 1079.231 | 0 | 889.017 | 889.017 | 0 | 0
|  | 1004.046 | 611.236 | 392.81 | 0 | 0 | 0 | 10000 | 100% | 0 | 1004.046 | 419.716 | 61.364 | 405.711 | 117.256 | 0 | 248.48 | 362.756 | 7500 | 1004.046 | 611.236 | 0 | 392.81
|  | 1155.622 | 728.197 | 427.425 | 0 | 0 | 0 | 10000 | 100% | 0 | 1155.622 | 377.922 | 55.657 | 425.682 | 296.361 | 0 | 248.48 | 479.717 | 7500 | 1155.622 | 728.197 | 0 | 427.425
|  | 1203.146 | 811.696 | 0 | 0 | 0 | 391.45 | 10000 | 100% | 0 | 1203.146 | 464.494 | 84.751 | 377.49 | 276.411 | 0 | 248.48 | 563.216 | 0 | 1203.146 | 811.696 | 391.45 | 0
|  | 1274.541 | 419.116 | 0 | 0 | 0 | 855.425 | 9608.55 | 96.09% | 0 | 1274.541 | 692.542 | 83.605 | 415.075 | 83.319 | 0 | 248.48 | 170.636 | 0 | 1274.541 | 419.116 | 855.425 | 0
|  | 1270.528 | 254.322 | 0 | 0 | 0 | 1016.206 | 8753.125 | 87.53% | 0 | 1270.528 | 696.56 | 61.305 | 376.991 | 124.298 | 11.375 | 248.48 | 5.842 | 0 | 1270.528 | 254.322 | 1016.206 | 0
|  | 1438.727 | 248.48 | 0 | 0 | 0 | 1190.247 | 7736.919 | 77.37% | 0 | 1438.727 | 736.653 | 42.216 | 339.342 | 297.765 | 22.75 | 248.48 | 0 | 0 | 1438.727 | 248.48 | 1190.247 | 0
|  | 1241.291 | 248.48 | 0 | 0 | 0 | 992.811 | 6546.672 | 65.47% | 0 | 1241.291 | 696.1 | 22.511 | 294.051 | 205.848 | 22.781 | 248.48 | 0 | 0 | 1241.291 | 248.48 | 992.811 | 0
|  | 1047.805 | 248.48 | 799.325 | 0 | 2500 | 0 | 5553.861 | 55.54% | 0 | 1047.805 | 713.306 | 21.039 | 248.058 | 42.622 | 22.781 | 248.48 | 0 | 7500 | 1047.805 | 248.48 | 0 | 799.325
|  | 850.454 | 248.48 | 0 | 0 | 0 | 601.974 | 8053.861 | 80.54% | 0 | 850.454 | 541.167 | 63.321 | 213.848 | 9.368 | 22.75 | 248.48 | 0 | 0 | 850.454 | 248.48 | 601.974 | 0
|  | 1018.415 | 248.48 | 769.935 | 0 | 2500 | 0 | 7451.887 | 74.52% | 0 | 1018.415 | 494.235 | 109.348 | 392.083 | 0 | 22.75 | 248.48 | 0 | 7500 | 1018.415 | 248.48 | 0 | 769.935
|  | 774.658 | 248.48 | 526.178 | 0 | 48.113 | 0 | 9951.887 | 99.52% | 0 | 774.658 | 326.927 | 75.348 | 341.508 | 0 | 30.875 | 248.48 | 0 | 7500 | 774.658 | 248.48 | 0 | 526.178
|  | 603.108 | 248.48 | 354.628 | 0 | 0 | 0 | 10000 | 100% | 0 | 603.108 | 223.779 | 71.216 | 280.8 | 0 | 27.313 | 248.48 | 0 | 7500 | 603.108 | 248.48 | 0 | 354.628
|  | 521.139 | 248.48 | 272.659 | 0 | 0 | 0 | 10000 | 100% | 0 | 521.139 | 165.964 | 54.659 | 254.104 | 0 | 46.412 | 248.48 | 0 | 7500 | 521.139 | 248.48 | 0 | 272.659
|  | 620.43 | 248.48 | 371.95 | 0 | 0 | 0 | 10000 | 100% | 0 | 620.43 | 173.974 | 73.239 | 348.836 | 0 | 24.381 | 248.48 | 0 | 7500 | 620.43 | 248.48 | 0 | 371.95
|  | 508.786 | 248.48 | 0 | 0 | 0 | 260.306 | 10000 | 100% | -5.6843e-14 | 508.786 | 160.489 | 100.165 | 234.175 | 0 | 13.958 | 248.48 | 0 | 0 | 508.786 | 248.48 | 260.306 | 0
|  | 566.44 | 248.48 | 0 | 0 | 0 | 317.96 | 9739.694 | 97.4% | 0 | 566.44 | 179.991 | 64.027 | 283.289 | 0 | 39.133 | 248.48 | 0 | 0 | 566.44 | 248.48 | 317.96 | 0
|  | 930.735 | 248.48 | 0 | 0 | 0 | 682.255 | 9421.734 | 94.22% | 0 | 930.735 | 205.667 | 58.782 | 331.78 | 186.831 | 147.676 | 248.48 | 0 | 0 | 930.735 | 248.48 | 682.255 | 0
|  | 2062.619 | 248.48 | 0 | 0 | 0 | 1814.139 | 8739.479 | 87.39% | 0 | 2062.619 | 356.438 | 24.503 | 675.67 | 587.944 | 418.064 | 248.48 | 0 | 0 | 2062.619 | 248.48 | 1814.139 | 0
|  | 2433.792 | 248.48 | 0 | 0 | 0 | 2185.312 | 6925.34 | 69.25% | 0 | 2433.792 | 492.208 | 21.487 | 536.088 | 600.194 | 783.816 | 248.48 | 0 | 0 | 2433.792 | 248.48 | 2185.312 | 0
|  | 1595.944 | 248.48 | 0 | 0 | 0 | 1347.464 | 4740.028 | 47.4% | 0 | 1595.944 | 446.624 | 27.602 | 542.916 | 227.471 | 351.332 | 248.48 | 0 | 0 | 1595.944 | 248.48 | 1347.464 | 0
|  | 1390.202 | 249.3 | 1140.902 | 0 | 2500 | 0 | 3392.564 | 33.93% | 0 | 1390.202 | 421.273 | 104.506 | 396.708 | 114.584 | 353.131 | 248.48 | 0.82 | 7500 | 1390.202 | 249.3 | 0 | 1140.902
|  | 1609.006 | 268.111 | 1340.895 | 0 | 2500 | 0 | 5892.564 | 58.93% | 0 | 1609.006 | 439.543 | 100.624 | 404.638 | 415.428 | 248.774 | 248.48 | 19.631 | 7500 | 1609.006 | 268.111 | 0 | 1340.895
|  | 1411.054 | 263.905 | 1147.149 | 0 | 1607.436 | 0 | 8392.564 | 83.93% | 0 | 1411.054 | 416.534 | 85.013 | 357.194 | 433.142 | 119.171 | 248.48 | 15.425 | 7500 | 1411.054 | 263.905 | 0 | 1147.149
|  | 1110.735 | 266.538 | 844.197 | 0 | 0 | 0 | 10000 | 100% | 0 | 1110.735 | 433.522 | 78.55 | 347.606 | 172.395 | 78.662 | 248.48 | 18.058 | 7500 | 1110.735 | 266.538 | 0 | 844.197
|  | 1015.464 | 289.864 | 725.6 | 0 | 0 | 0 | 10000 | 100% | 0 | 1015.464 | 390.99 | 59.141 | 449.066 | 116.267 | 0 | 248.48 | 41.384 | 7500 | 1015.464 | 289.864 | 0 | 725.6
|  | 1289.815 | 464.992 | 824.823 | 0 | 0 | 0 | 10000 | 100% | 0 | 1289.815 | 411.149 | 69.755 | 421.444 | 387.468 | 0 | 248.48 | 216.512 | 7500 | 1289.815 | 464.992 | 0 | 824.823
|  | 1367.833 | 669.718 | 0 | 0 | 0 | 698.115 | 10000 | 100% | 0 | 1367.833 | 475.057 | 91.277 | 384.978 | 416.521 | 0 | 248.48 | 421.238 | 0 | 1367.833 | 669.718 | 698.115 | 0
|  | 1182.279 | 726.719 | 0 | 0 | 0 | 455.56 | 9301.885 | 93.02% | 0 | 1182.279 | 626.966 | 73.114 | 342.471 | 139.728 | 0 | 248.48 | 478.239 | 0 | 1182.279 | 726.719 | 455.56 | 0
|  | 1422.747 | 435.79 | 0 | 0 | 0 | 986.957 | 8846.325 | 88.46% | 0 | 1422.747 | 797.567 | 54.856 | 448.636 | 106.251 | 15.438 | 248.48 | 187.31 | 0 | 1422.747 | 435.79 | 986.957 | 0
|  | 1388.042 | 248.48 | 0 | 0 | 0 | 1139.562 | 7859.368 | 78.59% | 0 | 1388.042 | 709.599 | 26.081 | 336.419 | 285.069 | 30.875 | 248.48 | 0 | 0 | 1388.042 | 248.48 | 1139.562 | 0
|  | 1321.872 | 248.48 | 0 | 0 | 0 | 1073.392 | 6719.806 | 67.2% | 0 | 1321.872 | 677.571 | 21.998 | 297.155 | 294.274 | 30.875 | 248.48 | 0 | 0 | 1321.872 | 248.48 | 1073.392 | 0
|  | 1035.723 | 248.48 | 787.243 | 0 | 2500 | 0 | 5646.414 | 56.46% | 0 | 1035.723 | 644.423 | 28.719 | 243.315 | 88.39 | 30.875 | 248.48 | 0 | 7500 | 1035.723 | 248.48 | 0 | 787.243
|  | 1039.677 | 248.48 | 0 | 0 | 0 | 791.197 | 8146.414 | 81.46% | 0 | 1039.677 | 665.055 | 96.24 | 242.3 | 5.207 | 30.875 | 248.48 | 0 | 0 | 1039.677 | 248.48 | 791.197 | 0
|  | 996.664 | 248.48 | 748.184 | 0 | 2500 | 0 | 7355.217 | 73.55% | 0 | 996.664 | 554.977 | 91.057 | 319.755 | 0 | 30.875 | 248.48 | 0 | 7500 | 996.664 | 248.48 | 0 | 748.184
|  | 719.9 | 248.48 | 471.42 | 0 | 144.783 | 0 | 9855.217 | 98.55% | 0 | 719.9 | 304.515 | 84.947 | 299.342 | 0 | 31.096 | 248.48 | 0 | 7500 | 719.9 | 248.48 | 0 | 471.42
|  | 597.499 | 248.48 | 349.019 | 0 | 0 | 0 | 10000 | 100% | 0 | 597.499 | 221.373 | 61.76 | 286.99 | 0 | 27.376 | 248.48 | 0 | 7500 | 597.499 | 248.48 | 0 | 349.019
|  | 519.725 | 248.48 | 271.245 | 0 | 0 | 0 | 10000 | 100% | 0 | 519.725 | 176.39 | 59.238 | 260.028 | 0 | 24.069 | 248.48 | 0 | 7500 | 519.725 | 248.48 | 0 | 271.245
|  | 595.455 | 248.48 | 346.975 | 0 | 0 | 0 | 10000 | 100% | 0 | 595.455 | 163.143 | 88.065 | 252.914 | 0 | 91.334 | 248.48 | 0 | 7500 | 595.455 | 248.48 | 0 | 346.975
|  | 667.938 | 248.48 | 0 | 0 | 0 | 419.458 | 10000 | 100% | 0 | 667.938 | 159.009 | 86.261 | 279.947 | 0 | 142.721 | 248.48 | 0 | 0 | 667.938 | 248.48 | 419.458 | 0
|  | 652.799 | 248.48 | 0 | 0 | 0 | 404.319 | 9580.542 | 95.81% | 0 | 652.799 | 153.212 | 69.669 | 309.116 | 0 | 120.802 | 248.48 | 0 | 0 | 652.799 | 248.48 | 404.319 | 0
|  | 1120.58 | 248.48 | 0 | 0 | 0 | 872.1 | 9176.223 | 91.76% | 0 | 1120.58 | 226.503 | 41.709 | 392.156 | 193.815 | 266.398 | 248.48 | 0 | 0 | 1120.58 | 248.48 | 872.1 | 0
|  | 1831.064 | 248.48 | 0 | 0 | 0 | 1582.584 | 8304.123 | 83.04% | 0 | 1831.064 | 365.47 | 23.89 | 628.286 | 534.111 | 279.307 | 248.48 | 0 | 0 | 1831.064 | 248.48 | 1582.584 | 0
|  | 2588.775 | 248.48 | 0 | 0 | 0 | 2340.295 | 6721.539 | 67.22% | 0 | 2588.775 | 509.088 | 19.303 | 612.574 | 399.936 | 1047.875 | 248.48 | 0 | 0 | 2588.775 | 248.48 | 2340.295 | 0
|  | 1665.608 | 248.48 | 0 | 0 | 0 | 1381.244 | 4381.244 | 43.81% | 35.884 | 1629.724 | 483.594 | 63.332 | 554.789 | 0 | 563.894 | 248.48 | 0 | 0 | 1665.608 | 248.48 | 1381.244 | 0
|  | 1201.389 | 248.48 | 952.909 | 0 | 2500 | 0 | 3000 | 30% | 0 | 1201.389 | 392.523 | 109.423 | 409.266 | 0 | 290.177 | 248.48 | 0 | 7500 | 1201.389 | 248.48 | 0 | 952.909
|  | 976.998 | 248.746 | 728.252 | 0 | 2500 | 0 | 5500 | 55% | 0 | 976.998 | 380.851 | 90.194 | 399.693 | 0 | 106.26 | 248.48 | 0.266 | 7500 | 976.998 | 248.746 | 0 | 728.252
|  | 934.215 | 256.158 | 678.057 | 0 | 2000 | 0 | 8000 | 80% | 0 | 934.215 | 405.915 | 76.543 | 389.923 | 0 | 61.834 | 248.48 | 7.678 | 7500 | 934.215 | 256.158 | 0 | 678.057
|  | 957.023 | 265.222 | 691.801 | 0 | 0 | 0 | 10000 | 100% | 0 | 957.023 | 463.789 | 68.068 | 425.167 | 0 | 0 | 248.48 | 16.742 | 7500 | 957.023 | 265.222 | 0 | 691.801
|  | 746.094 | 264.364 | 481.73 | 0 | 0 | 0 | 10000 | 100% | 0 | 746.094 | 352.108 | 64.477 | 329.509 | 0 | 0 | 248.48 | 15.884 | 7500 | 746.094 | 264.364 | 0 | 481.73
|  | 1078.206 | 266.063 | 812.143 | 0 | 0 | 0 | 10000 | 100% | 0 | 1078.206 | 405.584 | 92.672 | 394.168 | 185.782 | 0 | 248.48 | 17.583 | 7500 | 1078.206 | 266.063 | 0 | 812.143
|  | 1519.62 | 257.661 | 0 | 0 | 0 | 1261.959 | 10000 | 100% | 0 | 1519.62 | 484.911 | 80.99 | 344.839 | 608.88 | 0 | 248.48 | 9.181 | 0 | 1519.62 | 257.661 | 1261.959 | 0
|  | 1714.818 | 248.484 | 0 | 0 | 0 | 1466.334 | 8738.041 | 87.38% | 0 | 1714.818 | 665.516 | 65.354 | 369.398 | 614.55 | 0 | 248.48 | 0.004 | 0 | 1714.818 | 248.484 | 1466.334 | 0
|  | 1512.603 | 248.48 | 0 | 0 | 0 | 1264.123 | 7271.707 | 72.72% | 0 | 1512.603 | 766.573 | 37.206 | 454.835 | 238.552 | 15.438 | 248.48 | 0 | 0 | 1512.603 | 248.48 | 1264.123 | 0
|  | 1238.228 | 248.48 | 0 | 0 | 0 | 989.748 | 6007.584 | 60.08% | 0 | 1238.228 | 742.795 | 23.874 | 356.202 | 84.482 | 30.875 | 248.48 | 0 | 0 | 1238.228 | 248.48 | 989.748 | 0
|  | 1272.078 | 248.48 | 0 | 0 | 0 | 1023.598 | 5017.836 | 50.18% | 0 | 1272.078 | 641.91 | 20.973 | 281.938 | 296.287 | 30.97 | 248.48 | 0 | 0 | 1272.078 | 248.48 | 1023.598 | 0
|  | 1247.081 | 248.48 | 998.601 | 0 | 2500 | 0 | 3994.238 | 39.94% | 0 | 1247.081 | 601.68 | 64.558 | 226.368 | 323.443 | 31.032 | 248.48 | 0 | 7500 | 1247.081 | 248.48 | 0 | 998.601
|  | 1120.96 | 248.48 | 0 | 0 | 0 | 872.48 | 6494.238 | 64.94% | 0 | 1120.96 | 609.905 | 117.089 | 233.929 | 128.878 | 31.16 | 248.48 | 0 | 0 | 1120.96 | 248.48 | 872.48 | 0
|  | 881.276 | 248.48 | 632.796 | 0 | 2500 | 0 | 5621.758 | 56.22% | 0 | 881.276 | 444.691 | 88.26 | 317.135 | 0 | 31.191 | 248.48 | 0 | 7500 | 881.276 | 248.48 | 0 | 632.796
|  | 777.405 | 248.48 | 528.925 | 0 | 1878.242 | 0 | 8121.758 | 81.22% | 0 | 777.405 | 336.364 | 73.563 | 336.054 | 0 | 31.424 | 248.48 | 0 | 7500 | 777.405 | 248.48 | 0 | 528.925
|  | 594.19 | 248.48 | 345.71 | 0 | 0 | 0 | 10000 | 100% | 0 | 594.19 | 228.788 | 60.937 | 276.801 | 0 | 27.664 | 248.48 | 0 | 7500 | 594.19 | 248.48 | 0 | 345.71
|  | 509.568 | 248.48 | 261.088 | 0 | 0 | 0 | 10000 | 100% | 0 | 509.568 | 161.099 | 74.136 | 221.163 | 0 | 53.17 | 248.48 | 0 | 7500 | 509.568 | 248.48 | 0 | 261.088
|  | 576.084 | 248.48 | 327.604 | 0 | 0 | 0 | 10000 | 100% | 0 | 576.084 | 171.076 | 89.994 | 272.267 | 0 | 42.747 | 248.48 | 0 | 7500 | 576.084 | 248.48 | 0 | 327.604
|  | 508.252 | 248.48 | 0 | 0 | 0 | 259.772 | 10000 | 100% | -5.6843e-14 | 508.252 | 163.578 | 68.804 | 261.007 | 0 | 14.863 | 248.48 | 0 | 0 | 508.252 | 248.48 | 259.772 | 0
|  | 534.124 | 248.48 | 0 | 0 | 0 | 285.644 | 9740.228 | 97.4% | 0 | 534.124 | 150.499 | 61.968 | 282.003 | 0 | 39.654 | 248.48 | 0 | 0 | 534.124 | 248.48 | 285.644 | 0
|  | 914.06 | 248.48 | 0 | 0 | 0 | 665.58 | 9454.584 | 94.55% | 0 | 914.06 | 199.98 | 25.91 | 358.408 | 193.286 | 136.477 | 248.48 | 0 | 0 | 914.06 | 248.48 | 665.58 | 0
|  | 1914.109 | 248.48 | 0 | 0 | 0 | 1665.629 | 8789.004 | 87.89% | 0 | 1914.109 | 371.698 | 22.149 | 647.604 | 615.001 | 257.657 | 248.48 | 0 | 0 | 1914.109 | 248.48 | 1665.629 | 0
|  | 1988.048 | 248.48 | 0 | 0 | 0 | 1739.568 | 7123.375 | 71.23% | 0 | 1988.048 | 532.731 | 28.457 | 584.325 | 387.601 | 454.935 | 248.48 | 0 | 0 | 1988.048 | 248.48 | 1739.568 | 0
|  | 1403.091 | 264.538 | 0 | 0 | 0 | 1138.553 | 5383.807 | 53.84% | 0 | 1403.091 | 417.856 | 111.068 | 503.41 | 0 | 370.757 | 248.48 | 16.058 | 0 | 1403.091 | 264.538 | 1138.553 | 0
|  | 1324.586 | 283.74 | 1040.846 | 0 | 2500 | 0 | 4245.254 | 42.45% | 0 | 1324.586 | 405.803 | 100.652 | 467.663 | 0 | 350.469 | 248.48 | 35.26 | 7500 | 1324.586 | 283.74 | 0 | 1040.846
|  | 1082.027 | 504.523 | 577.504 | 0 | 2500 | 0 | 6745.254 | 67.45% | 0 | 1082.027 | 393.106 | 85.548 | 393.363 | 0 | 210.011 | 248.48 | 256.043 | 7500 | 1082.027 | 504.523 | 0 | 577.504
|  | 1035.426 | 877.052 | 158.374 | 0 | 754.746 | 0 | 9245.254 | 92.45% | 0 | 1035.426 | 455.78 | 72.74 | 398.886 | 0 | 108.02 | 248.48 | 628.572 | 7500 | 1035.426 | 877.052 | 0 | 158.374
|  | 892.944 | 674.245 | 218.699 | 0 | 0 | 0 | 10000 | 100% | 0 | 892.944 | 391.244 | 54.711 | 399.165 | 0 | 47.824 | 248.48 | 425.765 | 7500 | 892.944 | 674.245 | 0 | 218.699
|  | 744.813 | 744.813 | 0 | 65.901 | 0 | 0 | 10000 | 100% | 0 | 744.813 | 327.653 | 68.101 | 349.059 | 0 | 0 | 248.48 | 562.234 | 0 | 744.813 | 744.813 | 0 | 0
|  | 1015.135 | 397.725 | 617.41 | 0 | 0 | 0 | 10000 | 100% | 0 | 1015.135 | 403.283 | 89.196 | 344.099 | 178.557 | 0 | 248.48 | 149.245 | 7500 | 1015.135 | 397.725 | 0 | 617.41
|  | 1406.705 | 365.544 | 0 | 0 | 0 | 1041.161 | 10000 | 100% | 0 | 1406.705 | 453.992 | 72.469 | 328.708 | 551.536 | 0 | 248.48 | 117.064 | 0 | 1406.705 | 365.544 | 1041.161 | 0
|  | 1568.074 | 690.043 | 0 | 0 | 0 | 878.031 | 8958.839 | 89.59% | 0 | 1568.074 | 596.42 | 54.3 | 335.284 | 582.07 | 0 | 248.48 | 441.563 | 0 | 1568.074 | 690.043 | 878.031 | 0
|  | 1308.299 | 250.459 | 0 | 0 | 0 | 1057.84 | 8080.808 | 80.81% | 0 | 1308.299 | 665.16 | 25.451 | 381.565 | 220.523 | 15.6 | 248.48 | 1.979 | 0 | 1308.299 | 250.459 | 1057.84 | 0
|  | 1207.482 | 248.48 | 0 | 0 | 0 | 959.002 | 7022.968 | 70.23% | 0 | 1207.482 | 661.89 | 21.925 | 407.578 | 84.889 | 31.2 | 248.48 | 0 | 0 | 1207.482 | 248.48 | 959.002 | 0
|  | 1428.856 | 248.48 | 0 | 0 | 0 | 1180.376 | 6063.966 | 60.64% | 0 | 1428.856 | 696.174 | 26.09 | 350.057 | 325.304 | 31.232 | 248.48 | 0 | 0 | 1428.856 | 248.48 | 1180.376 | 0
|  | 1432.802 | 248.48 | 1184.322 | 0 | 2500 | 0 | 4883.59 | 48.84% | 0 | 1432.802 | 698.527 | 107.139 | 237.322 | 358.518 | 31.296 | 248.48 | 0 | 7500 | 1432.802 | 248.48 | 0 | 1184.322
|  | 1120.638 | 248.48 | 0 | 0 | 0 | 872.158 | 7383.59 | 73.84% | 0 | 1120.638 | 625.584 | 106.963 | 225.981 | 130.623 | 31.488 | 248.48 | 0 | 0 | 1120.638 | 248.48 | 872.158 | 0
|  | 986.997 | 248.48 | 738.517 | 0 | 2500 | 0 | 6511.432 | 65.11% | 0 | 986.997 | 484.555 | 83.361 | 387.561 | 0 | 31.52 | 248.48 | 0 | 7500 | 986.997 | 248.48 | 0 | 738.517
|  | 704.681 | 248.48 | 456.201 | 0 | 988.568 | 0 | 9011.432 | 90.11% | 0 | 704.681 | 309.153 | 69.032 | 296.044 | 0 | 30.452 | 248.48 | 0 | 7500 | 704.681 | 248.48 | 0 | 456.201
|  | 652.608 | 248.48 | 404.128 | 0 | 0 | 0 | 10000 | 100% | 0 | 652.608 | 236.65 | 55.728 | 333.428 | 0 | 26.802 | 248.48 | 0 | 7500 | 652.608 | 248.48 | 0 | 404.128
|  | 632.052 | 248.48 | 383.572 | 0 | 0 | 0 | 10000 | 100% | 0 | 632.052 | 176.57 | 82.43 | 314.308 | 0 | 58.744 | 248.48 | 0 | 7500 | 632.052 | 248.48 | 0 | 383.572
|  | 656.138 | 248.48 | 407.658 | 0 | 0 | 0 | 10000 | 100% | 0 | 656.138 | 173.012 | 87.641 | 305.291 | 0 | 90.194 | 248.48 | 0 | 7500 | 656.138 | 248.48 | 0 | 407.658
|  | 574.543 | 248.48 | 0 | 0 | 0 | 326.063 | 10000 | 100% | 0 | 574.543 | 166.14 | 63.254 | 269.552 | 0 | 75.596 | 248.48 | 0 | 0 | 574.543 | 248.48 | 326.063 | 0
|  | 591.184 | 248.48 | 0 | 0 | 0 | 342.704 | 9673.937 | 96.74% | 0 | 591.184 | 169.095 | 44.762 | 285.633 | 0 | 91.693 | 248.48 | 0 | 0 | 591.184 | 248.48 | 342.704 | 0
|  | 915.539 | 248.48 | 0 | 0 | 0 | 667.059 | 9331.233 | 93.31% | 0 | 915.539 | 214.899 | 22.091 | 400.678 | 203.126 | 74.745 | 248.48 | 0 | 0 | 915.539 | 248.48 | 667.059 | 0
|  | 2095.325 | 248.48 | 0 | 0 | 0 | 1846.845 | 8664.174 | 86.64% | 0 | 2095.325 | 438.299 | 19.225 | 495.499 | 645.313 | 496.99 | 248.48 | 0 | 0 | 2095.325 | 248.48 | 1846.845 | 0
|  | 1809.158 | 248.48 | 0 | 0 | 0 | 1560.678 | 6817.329 | 68.17% | 0 | 1809.158 | 461.623 | 64.04 | 379.708 | 384.891 | 518.897 | 248.48 | 0 | 0 | 1809.158 | 248.48 | 1560.678 | 0
|  | 1105.873 | 314.975 | 0 | 0 | 0 | 790.898 | 5256.651 | 52.57% | 0 | 1105.873 | 398.099 | 102.191 | 278.017 | 0 | 327.567 | 248.48 | 66.495 | 0 | 1105.873 | 314.975 | 790.898 | 0
|  | 1167.105 | 804.457 | 362.648 | 0 | 2500 | 0 | 4465.753 | 44.66% | 0 | 1167.105 | 416.84 | 93.796 | 352.81 | 0 | 303.66 | 248.48 | 555.977 | 7500 | 1167.105 | 804.457 | 0 | 362.648
|  | 1062.488 | 755.776 | 306.712 | 0 | 2500 | 0 | 6965.753 | 69.66% | 0 | 1062.488 | 413.956 | 78.503 | 328.713 | 0 | 241.317 | 248.48 | 507.296 | 7500 | 1062.488 | 755.776 | 0 | 306.712
|  | 901.879 | 541.365 | 360.514 | 0 | 534.247 | 0 | 9465.753 | 94.66% | 0 | 901.879 | 417.344 | 65.807 | 301.297 | 0 | 117.431 | 248.48 | 292.885 | 7500 | 901.879 | 541.365 | 0 | 360.514
|  | 752.632 | 312.761 | 439.871 | 0 | 0 | 0 | 10000 | 100% | 0 | 752.632 | 398.336 | 59.813 | 292.338 | 0 | 2.145 | 248.48 | 64.281 | 7500 | 752.632 | 312.761 | 0 | 439.871
|  | 805.657 | 805.657 | 0 | 94.216 | 0 | 0 | 10000 | 100% | 0 | 805.657 | 365.682 | 92.397 | 345.434 | 0 | 2.145 | 248.48 | 651.393 | 0 | 805.657 | 805.657 | 0 | 0
|  | 1024.226 | 568.964 | 455.262 | 0 | 0 | 0 | 10000 | 100% | 0 | 1024.226 | 392.06 | 86.085 | 357.939 | 187.886 | 0.257 | 248.48 | 320.484 | 7500 | 1024.226 | 568.964 | 0 | 455.262
|  | 1423.691 | 690.677 | 0 | 0 | 0 | 733.014 | 10000 | 100% | 0 | 1423.691 | 467.425 | 63.604 | 300.642 | 592.02 | 0 | 248.48 | 442.197 | 0 | 1423.691 | 690.677 | 733.014 | 0
|  | 1535.357 | 663.477 | 0 | 0 | 0 | 871.88 | 9266.986 | 92.67% | 0 | 1535.357 | 574.681 | 41.781 | 308.207 | 610.688 | 0 | 248.48 | 414.997 | 0 | 1535.357 | 663.477 | 871.88 | 0
|  | 1331.148 | 304.409 | 0 | 0 | 0 | 1026.739 | 8395.106 | 83.95% | -2.2737e-13 | 1331.148 | 738.526 | 21.414 | 331.31 | 224.785 | 15.113 | 248.48 | 55.929 | 0 | 1331.148 | 304.409 | 1026.739 | 0
|  | 1116.01 | 248.48 | 0 | 0 | 0 | 867.53 | 7368.367 | 73.68% | 0 | 1116.01 | 622.514 | 19.711 | 351.323 | 92.237 | 30.225 | 248.48 | 0 | 0 | 1116.01 | 248.48 | 867.53 | 0
|  | 1371.108 | 248.48 | 0 | 0 | 0 | 1122.628 | 6500.837 | 65.01% | 0 | 1371.108 | 657.327 | 63.905 | 281.757 | 337.895 | 30.225 | 248.48 | 0 | 0 | 1371.108 | 248.48 | 1122.628 | 0
|  | 1481.767 | 248.48 | 1233.287 | 0 | 2500 | 0 | 5378.209 | 53.78% | 0 | 1481.767 | 705.425 | 96.907 | 255.186 | 393.992 | 30.257 | 248.48 | 0 | 7500 | 1481.767 | 248.48 | 0 | 1233.287
|  | 1115.822 | 248.48 | 0 | 0 | 0 | 867.342 | 7878.209 | 78.78% | 0 | 1115.822 | 622.972 | 84.887 | 238.649 | 138.829 | 30.485 | 248.48 | 0 | 0 | 1115.822 | 248.48 | 867.342 | 0
|  | 832.162 | 248.48 | 583.682 | 0 | 2500 | 0 | 7010.867 | 70.11% | 0 | 832.162 | 441.826 | 76.146 | 283.641 | 0 | 30.55 | 248.48 | 0 | 7500 | 832.162 | 248.48 | 0 | 583.682
|  | 845.151 | 248.48 | 596.671 | 0 | 489.133 | 0 | 9510.867 | 95.11% | 0 | 845.151 | 362.955 | 61.722 | 319.195 | 0 | 101.279 | 248.48 | 0 | 7500 | 845.151 | 248.48 | 0 | 596.671
|  | 656.619 | 248.48 | 408.139 | 0 | 0 | 0 | 10000 | 100% | 0 | 656.619 | 244.935 | 69.001 | 224.956 | 0 | 117.727 | 248.48 | 0 | 7500 | 656.619 | 248.48 | 0 | 408.139
|  | 650.395 | 248.48 | 401.915 | 0 | 0 | 0 | 10000 | 100% | 0 | 650.395 | 191.398 | 83.085 | 250.207 | 0 | 125.705 | 248.48 | 0 | 7500 | 650.395 | 248.48 | 0 | 401.915
|  | 650.116 | 248.48 | 401.636 | 0 | 0 | 0 | 10000 | 100% | 0 | 650.116 | 193.386 | 71.655 | 285.552 | 0 | 99.523 | 248.48 | 0 | 7500 | 650.116 | 248.48 | 0 | 401.636
|  | 685.059 | 248.48 | 0 | 0 | 0 | 436.579 | 10000 | 100% | 0 | 685.059 | 162.398 | 55.575 | 250.511 | 0 | 216.575 | 248.48 | 0 | 0 | 685.059 | 248.48 | 436.579 | 0
|  | 595.558 | 248.48 | 0 | 0 | 0 | 347.078 | 9563.421 | 95.63% | 0 | 595.558 | 177.226 | 23.601 | 266.469 | 0 | 128.262 | 248.48 | 0 | 0 | 595.558 | 248.48 | 347.078 | 0
|  | 820.037 | 248.48 | 0 | 0 | 0 | 571.557 | 9216.343 | 92.16% | 0 | 820.037 | 184.074 | 19.838 | 329.297 | 213.035 | 73.794 | 248.48 | 0 | 0 | 820.037 | 248.48 | 571.557 | 0
|  | 1393.822 | 248.48 | 0 | 0 | 0 | 1145.342 | 8644.786 | 86.45% | 0 | 1393.822 | 249.72 | 28.409 | 355.522 | 582.199 | 177.972 | 248.48 | 0 | 0 | 1393.822 | 248.48 | 1145.342 | 0
|  | 1639.335 | 248.48 | 0 | 0 | 0 | 1390.855 | 7499.444 | 74.99% | 0 | 1639.335 | 406.025 | 103.142 | 369.936 | 425.199 | 335.032 | 248.48 | 0 | 0 | 1639.335 | 248.48 | 1390.855 | 0
|  | 995.945 | 995.945 | 0 | 92.516 | 92.516 | 0 | 6108.589 | 61.09% | 0 | 995.945 | 413.407 | 95.388 | 245.534 | 0 | 241.616 | 248.48 | 839.981 | 0 | 995.945 | 995.945 | 0 | 0
|  | 973.072 | 377.05 | 596.022 | 0 | 2500 | 0 | 6201.105 | 62.01% | 0 | 973.072 | 514.231 | 87.223 | 215.532 | 0 | 156.086 | 248.48 | 128.57 | 7500 | 973.072 | 377.05 | 0 | 596.022
|  | 1201.283 | 660.178 | 541.105 | 0 | 1298.895 | 0 | 8701.105 | 87.01% | 0 | 1201.283 | 603.55 | 68.72 | 306.6 | 0 | 222.414 | 248.48 | 411.698 | 7500 | 1201.283 | 660.178 | 0 | 541.105
|  | 1230.029 | 680.975 | 549.054 | 0 | 0 | 0 | 10000 | 100% | 0 | 1230.029 | 758.739 | 63.483 | 311.06 | 0 | 96.747 | 248.48 | 432.495 | 7500 | 1230.029 | 680.975 | 0 | 549.054
|  | 1053.536 | 1053.536 | 0 | 55.67 | 0 | 0 | 10000 | 100% | 0 | 1053.536 | 676.794 | 72.7 | 243.247 | 0 | 60.795 | 248.48 | 860.726 | 0 | 1053.536 | 1053.536 | 0 | 0
|  | 1000.313 | 734.178 | 266.135 | 0 | 0 | 0 | 10000 | 100% | 0 | 1000.313 | 596 | 94.322 | 309.99 | 0 | 0 | 248.48 | 485.698 | 7500 | 1000.313 | 734.178 | 0 | 266.135
|  | 1158.203 | 533.038 | 625.165 | 0 | 0 | 0 | 10000 | 100% | 0 | 1158.203 | 549.361 | 70.382 | 346.235 | 192.225 | 0 | 248.48 | 284.558 | 7500 | 1158.203 | 533.038 | 0 | 625.165
|  | 1598.77 | 284.591 | 0 | 0 | 0 | 1314.179 | 10000 | 100% | 0 | 1598.77 | 563.221 | 57.573 | 337.778 | 640.198 | 0 | 248.48 | 36.111 | 0 | 1598.77 | 284.591 | 1314.179 | 0
|  | 1784.815 | 337.754 | 0 | 0 | 0 | 1447.061 | 8685.821 | 86.86% | 0 | 1784.815 | 677.532 | 27.667 | 396.959 | 682.657 | 0 | 248.48 | 89.274 | 0 | 1784.815 | 337.754 | 1447.061 | 0
|  | 1325.394 | 255.772 | 0 | 0 | 0 | 1069.622 | 7238.76 | 72.39% | 0 | 1325.394 | 719.248 | 21.062 | 342.185 | 228.599 | 14.3 | 248.48 | 7.292 | 0 | 1325.394 | 255.772 | 1069.622 | 0
|  | 1143.401 | 248.48 | 0 | 0 | 0 | 894.921 | 6169.138 | 61.69% | 0 | 1143.401 | 674.171 | 27.586 | 318.15 | 94.895 | 28.6 | 248.48 | 0 | 0 | 1143.401 | 248.48 | 894.921 | 0
|  | 1415.935 | 248.48 | 0 | 0 | 0 | 1167.455 | 5274.217 | 52.74% | 0 | 1415.935 | 678.007 | 100.891 | 265.793 | 342.644 | 28.6 | 248.48 | 0 | 0 | 1415.935 | 248.48 | 1167.455 | 0
|  | 1425.867 | 248.48 | 1177.387 | 0 | 2500 | 0 | 4106.762 | 41.07% | 0 | 1425.867 | 704.484 | 91.198 | 212.613 | 388.971 | 28.6 | 248.48 | 0 | 7500 | 1425.867 | 248.48 | 0 | 1177.387
|  | 1102.509 | 248.48 | 0 | 0 | 0 | 854.029 | 6606.762 | 66.07% | 0 | 1102.509 | 642.584 | 83.285 | 205.405 | 142.635 | 28.6 | 248.48 | 0 | 0 | 1102.509 | 248.48 | 854.029 | 0
|  | 930.497 | 248.48 | 682.017 | 0 | 2500 | 0 | 5752.733 | 57.53% | 0 | 930.497 | 513.394 | 70.205 | 318.298 | 0 | 28.6 | 248.48 | 0 | 7500 | 930.497 | 248.48 | 0 | 682.017
|  | 834.175 | 248.48 | 585.695 | 0 | 1747.267 | 0 | 8252.733 | 82.53% | 0 | 834.175 | 382.898 | 63.263 | 359.506 | 0 | 28.509 | 248.48 | 0 | 7500 | 834.175 | 248.48 | 0 | 585.695
|  | 612.137 | 248.48 | 363.657 | 0 | 0 | 0 | 10000 | 100% | 0 | 612.137 | 244.788 | 86.689 | 255.581 | 0 | 25.08 | 248.48 | 0 | 7500 | 612.137 | 248.48 | 0 | 363.657
|  | 577.734 | 248.48 | 329.254 | 0 | 0 | 0 | 10000 | 100% | 0 | 577.734 | 210.813 | 81.629 | 236.875 | 0 | 48.417 | 248.48 | 0 | 7500 | 577.734 | 248.48 | 0 | 329.254
|  | 566.191 | 248.48 | 317.711 | 0 | 0 | 0 | 10000 | 100% | 0 | 566.191 | 185.953 | 64.634 | 287.905 | 0 | 27.699 | 248.48 | 0 | 7500 | 566.191 | 248.48 | 0 | 317.711
|  | 495.207 | 248.48 | 0 | 0 | 0 | 246.727 | 10000 | 100% | 0 | 495.207 | 172.564 | 40.034 | 229.044 | 0 | 53.566 | 248.48 | 0 | 0 | 495.207 | 248.48 | 246.727 | 0
|  | 432.89 | 248.48 | 0 | 0 | 0 | 184.41 | 9753.273 | 97.53% | 0 | 432.89 | 150.778 | 21.962 | 232.385 | 0 | 27.765 | 248.48 | 0 | 0 | 432.89 | 248.48 | 184.41 | 0
|  | 789.559 | 248.48 | 0 | 0 | 0 | 541.079 | 9568.863 | 95.69% | 0 | 789.559 | 182.237 | 19.381 | 335.112 | 191.546 | 61.283 | 248.48 | 0 | 0 | 789.559 | 248.48 | 541.079 | 0
|  | 1843.591 | 248.48 | 0 | 0 | 0 | 1595.111 | 9027.784 | 90.28% | 0 | 1843.591 | 237.335 | 59.372 | 577.771 | 597.682 | 371.431 | 248.48 | 0 | 0 | 1843.591 | 248.48 | 1595.111 | 0
|  | 2423.352 | 248.48 | 0 | 0 | 0 | 2174.872 | 7432.673 | 74.33% | 0 | 2423.352 | 398.082 | 105.926 | 531.307 | 411.275 | 976.762 | 248.48 | 0 | 0 | 2423.352 | 248.48 | 2174.872 | 0
|  | 1361.762 | 312.393 | 0 | 0 | 0 | 1049.369 | 5257.801 | 52.58% | 0 | 1361.762 | 486.566 | 87.554 | 432.163 | 0 | 355.479 | 248.48 | 63.913 | 0 | 1361.762 | 312.393 | 1049.369 | 0
|  | 1255.104 | 719.375 | 535.729 | 0 | 2500 | 0 | 4208.432 | 42.08% | 0 | 1255.104 | 574.826 | 79.242 | 399.19 | 0 | 201.846 | 248.48 | 470.895 | 7500 | 1255.104 | 719.375 | 0 | 535.729
|  | 1078.687 | 1078.687 | 0 | 296.247 | 296.247 | 0 | 6708.432 | 67.08% | 0 | 1078.687 | 611.421 | 60.057 | 392.426 | 0 | 14.783 | 248.48 | 1126.454 | 0 | 1078.687 | 1078.687 | 0 | 0
|  | 1017.593 | 1017.593 | 0 | 310.421 | 310.421 | 0 | 7004.679 | 70.05% | 0 | 1017.593 | 646.28 | 59.261 | 284.574 | 0 | 27.479 | 248.48 | 1079.534 | 0 | 1017.593 | 1017.593 | 0 | 0
|  | 1087.257 | 1087.257 | 0 | 392.569 | 392.569 | 0 | 7315.1 | 73.15% | 0 | 1087.257 | 699.787 | 80.326 | 307.144 | 0 | 0 | 248.48 | 1231.346 | 0 | 1087.257 | 1087.257 | 0 | 0
|  | 876.09 | 876.09 | 0 | 477.399 | 477.399 | 0 | 7707.669 | 77.08% | 0 | 876.09 | 493.6 | 77.772 | 304.719 | 0 | 0 | 248.48 | 1105.009 | 0 | 876.09 | 876.09 | 0 | 0
|  | 1132.894 | 589.988 | 542.906 | 0 | 1814.932 | 0 | 8185.068 | 81.85% | 0 | 1132.894 | 518.121 | 70.63 | 346.22 | 197.923 | 0 | 248.48 | 341.508 | 7500 | 1132.894 | 589.988 | 0 | 542.906
|  | 1676.269 | 828.612 | 0 | 0 | 0 | 847.657 | 10000 | 100% | 0 | 1676.269 | 581.754 | 42.737 | 358.419 | 693.359 | 0 | 248.48 | 580.132 | 0 | 1676.269 | 828.612 | 847.657 | 0
|  | 1607.654 | 892.413 | 0 | 0 | 0 | 715.241 | 9152.343 | 91.52% | 0 | 1607.654 | 625.783 | 21.219 | 321.287 | 639.366 | 0 | 248.48 | 643.933 | 0 | 1607.654 | 892.413 | 715.241 | 0
|  | 1411.999 | 331.375 | 0 | 0 | 0 | 1080.624 | 8437.102 | 84.37% | 0 | 1411.999 | 776.038 | 22.262 | 362.549 | 237.013 | 14.137 | 248.48 | 82.895 | 0 | 1411.999 | 331.375 | 1080.624 | 0
|  | 1223.524 | 248.48 | 0 | 0 | 0 | 975.044 | 7356.478 | 73.56% | 0 | 1223.524 | 722.311 | 61.804 | 318.226 | 92.907 | 28.275 | 248.48 | 0 | 0 | 1223.524 | 248.48 | 975.044 | 0
|  | 1481.499 | 248.48 | 0 | 0 | 0 | 1233.019 | 6381.434 | 63.81% | 0 | 1481.499 | 751.106 | 107.646 | 268.451 | 325.919 | 28.376 | 248.48 | 0 | 0 | 1481.499 | 248.48 | 1233.019 | 0
|  | 1285.491 | 248.48 | 1037.011 | 0 | 2500 | 0 | 5148.415 | 51.48% | 0 | 1285.491 | 624.384 | 84.63 | 214.841 | 333.227 | 28.409 | 248.48 | 0 | 7500 | 1285.491 | 248.48 | 0 | 1037.011
|  | 1085.862 | 248.48 | 0 | 0 | 0 | 837.382 | 7648.415 | 76.48% | 0 | 1085.862 | 633.96 | 79.604 | 214.625 | 129.367 | 28.307 | 248.48 | 0 | 0 | 1085.862 | 248.48 | 837.382 | 0
|  | 868.469 | 248.48 | 619.989 | 0 | 2500 | 0 | 6811.033 | 68.11% | 0 | 868.469 | 493.583 | 59.111 | 287.5 | 0 | 28.275 | 248.48 | 0 | 7500 | 868.469 | 248.48 | 0 | 619.989
|  | 705.847 | 248.48 | 457.367 | 0 | 688.967 | 0 | 9311.033 | 93.11% | 0 | 705.847 | 340.533 | 67.439 | 275.539 | 0 | 22.337 | 248.48 | 0 | 7500 | 705.847 | 248.48 | 0 | 457.367
|  | 565.829 | 248.48 | 317.349 | 0 | 0 | 0 | 10000 | 100% | 0 | 565.829 | 212.951 | 94.293 | 238.967 | 0 | 19.618 | 248.48 | 0 | 7500 | 565.829 | 248.48 | 0 | 317.349
|  | 504.78 | 248.48 | 256.3 | 0 | 0 | 0 | 10000 | 100% | 0 | 504.78 | 181.7 | 70.134 | 234.844 | 0 | 18.103 | 248.48 | 0 | 7500 | 504.78 | 248.48 | 0 | 256.3
|  | 511.763 | 248.48 | 263.283 | 0 | 0 | 0 | 10000 | 100% | 0 | 511.763 | 161.581 | 57.817 | 240.896 | 0 | 51.469 | 248.48 | 0 | 7500 | 511.763 | 248.48 | 0 | 263.283
|  | 554.058 | 0 | 0 | 0 | 0 | 554.058 | 10000 | 100% | 0 | 554.058 | 162.908 | 26.791 | 311.705 | 0 | 52.654 | 0 | 0 | 0 | 554.058 | 0 | 554.058 | 0
|  | 611.928 | 0 | 0 | 0 | 0 | 611.928 | 9445.942 | 94.46% | 0 | 611.928 | 179.409 | 19.911 | 276.886 | 0 | 135.722 | 0 | 0 | 0 | 611.928 | 0 | 611.928 | 0
|  | 898.764 | 0 | 0 | 0 | 0 | 898.764 | 8834.014 | 88.34% | 0 | 898.764 | 220.532 | 27.122 | 375.329 | 199.054 | 76.727 | 0 | 0 | 0 | 898.764 | 0 | 898.764 | 0
|  | 1984.569 | 0 | 0 | 0 | 0 | 1984.569 | 7935.25 | 79.35% | 0 | 1984.569 | 402.999 | 101.264 | 660.042 | 637.917 | 182.348 | 0 | 0 | 0 | 1984.569 | 0 | 1984.569 | 0
|  | 2047.916 | 0 | 0 | 0 | 0 | 2047.916 | 5950.681 | 59.51% | 0 | 2047.916 | 479.488 | 98.797 | 479.744 | 583.291 | 406.597 | 0 | 0 | 0 | 2047.916 | 0 | 2047.916 | 0
|  | 1669.917 | 0.337 | 0 | 0 | 0 | 902.765 | 3902.765 | 39.03% | 766.815 | 903.102 | 427.851 | 83.391 | 407.725 | 217.641 | 533.308 | 0 | 0.337 | 0 | 1669.917 | 0.337 | 902.765 | 0
|  | 1356.951 | 272.218 | 1084.733 | 0 | 2500 | 0 | 3000 | 30% | 0 | 1356.951 | 404.173 | 70.495 | 472.018 | 120.229 | 290.036 | 248.48 | 23.738 | 7500 | 1356.951 | 272.218 | 0 | 1084.733
|  | 1559.212 | 288.409 | 1270.803 | 0 | 2500 | 0 | 5500 | 55% | 0 | 1559.212 | 376.461 | 54.316 | 411.102 | 395.265 | 322.068 | 248.48 | 39.929 | 7500 | 1559.212 | 288.409 | 0 | 1270.803
|  | 1482.141 | 330.34 | 1151.801 | 0 | 2000 | 0 | 8000 | 80% | 0 | 1482.141 | 424.118 | 72.343 | 364.845 | 430.275 | 190.561 | 248.48 | 81.86 | 7500 | 1482.141 | 330.34 | 0 | 1151.801
|  | 1031.296 | 541.499 | 489.797 | 0 | 0 | 0 | 10000 | 100% | 0 | 1031.296 | 426.776 | 84.096 | 313.979 | 165.237 | 41.208 | 248.48 | 293.019 | 7500 | 1031.296 | 541.499 | 0 | 489.797
|  | 911.643 | 683.805 | 227.838 | 0 | 0 | 0 | 10000 | 100% | 0 | 911.643 | 360.691 | 77.244 | 370.277 | 103.431 | 0 | 248.48 | 435.325 | 7500 | 911.643 | 683.805 | 0 | 227.838
|  | 1189.659 | 672.073 | 517.586 | 0 | 0 | 0 | 10000 | 100% | 0 | 1189.659 | 374.851 | 60.075 | 424.601 | 330.132 | 0 | 248.48 | 423.593 | 7500 | 1189.659 | 672.073 | 0 | 517.586
|  | 1264.971 | 482.626 | 0 | 0 | 0 | 782.345 | 10000 | 100% | 0 | 1264.971 | 488.721 | 24.427 | 373.989 | 377.835 | 0 | 248.48 | 234.146 | 0 | 1264.971 | 482.626 | 782.345 | 0
|  | 1257.472 | 380.716 | 0 | 0 | 0 | 876.756 | 9217.655 | 92.18% | 0 | 1257.472 | 643.48 | 22.342 | 455.088 | 136.562 | 0 | 248.48 | 132.236 | 0 | 1257.472 | 380.716 | 876.756 | 0
|  | 1191.263 | 257.297 | 0 | 0 | 0 | 933.966 | 8340.899 | 83.41% | 0 | 1191.263 | 623.631 | 25.82 | 425.466 | 105.297 | 11.05 | 248.48 | 8.817 | 0 | 1191.263 | 257.297 | 933.966 | 0
|  | 1557.267 | 248.48 | 0 | 0 | 0 | 1308.787 | 7406.933 | 74.07% | 0 | 1557.267 | 675.822 | 97.137 | 442.349 | 319.86 | 22.1 | 248.48 | 0 | 0 | 1557.267 | 248.48 | 1308.787 | 0
|  | 1167.227 | 248.48 | 0 | 0 | 0 | 918.747 | 6098.146 | 60.98% | 0 | 1167.227 | 566.009 | 91.78 | 251.162 | 236.142 | 22.134 | 248.48 | 0 | 0 | 1167.227 | 248.48 | 918.747 | 0
|  | 1089.874 | 248.48 | 841.394 | 0 | 2500 | 0 | 5179.399 | 51.79% | 0 | 1089.874 | 659.224 | 76.297 | 250.886 | 81.333 | 22.134 | 248.48 | 0 | 7500 | 1089.874 | 248.48 | 0 | 841.394
|  | 910.568 | 248.48 | 0 | 0 | 0 | 662.088 | 7679.399 | 76.79% | 0 | 910.568 | 587.339 | 73.276 | 221.229 | 6.624 | 22.1 | 248.48 | 0 | 0 | 910.568 | 248.48 | 662.088 | 0
|  | 969.989 | 248.48 | 721.509 | 0 | 2500 | 0 | 7017.311 | 70.17% | 0 | 969.989 | 520.85 | 55.641 | 371.398 | 0 | 22.1 | 248.48 | 0 | 7500 | 969.989 | 248.48 | 0 | 721.509
|  | 795.474 | 248.48 | 546.994 | 0 | 482.689 | 0 | 9517.311 | 95.17% | 0 | 795.474 | 351.582 | 85.695 | 305.226 | 0 | 52.972 | 248.48 | 0 | 7500 | 795.474 | 248.48 | 0 | 546.994
|  | 630.68 | 248.48 | 382.2 | 0 | 0 | 0 | 10000 | 100% | 0 | 630.68 | 201.485 | 84 | 319.321 | 0 | 25.875 | 248.48 | 0 | 7500 | 630.68 | 248.48 | 0 | 382.2
|  | 541.529 | 248.48 | 293.049 | 0 | 0 | 0 | 10000 | 100% | 0 | 541.529 | 176.636 | 71.103 | 270.178 | 0 | 23.613 | 248.48 | 0 | 7500 | 541.529 | 248.48 | 0 | 293.049
|  | 572.99 | 248.48 | 324.51 | 0 | 0 | 0 | 10000 | 100% | 0 | 572.99 | 158.87 | 41.587 | 294.63 | 0 | 77.903 | 248.48 | 0 | 7500 | 572.99 | 248.48 | 0 | 324.51
|  | 625.63 | 248.48 | 0 | 0 | 0 | 377.15 | 10000 | 100% | 0 | 625.63 | 188.822 | 22.367 | 322.62 | 0 | 91.821 | 248.48 | 0 | 0 | 625.63 | 248.48 | 377.15 | 0
|  | 541.766 | 248.48 | 0 | 0 | 0 | 293.286 | 9622.85 | 96.23% | 0 | 541.766 | 168.053 | 18.604 | 260.568 | 0 | 94.541 | 248.48 | 0 | 0 | 541.766 | 248.48 | 293.286 | 0
|  | 897.63 | 248.48 | 0 | 0 | 0 | 649.15 | 9329.564 | 93.3% | 0 | 897.63 | 186.59 | 59.319 | 354.377 | 175.027 | 122.318 | 248.48 | 0 | 0 | 897.63 | 248.48 | 649.15 | 0
|  | 2317.23 | 248.48 | 0 | 0 | 0 | 2068.75 | 8680.414 | 86.8% | 0 | 2317.23 | 389.806 | 101.251 | 731.539 | 622.688 | 471.945 | 248.48 | 0 | 0 | 2317.23 | 248.48 | 2068.75 | 0
|  | 2339.607 | 248.48 | 0 | 0 | 0 | 2091.127 | 6611.664 | 66.12% | 0 | 2339.607 | 459.527 | 80.321 | 464.135 | 539.893 | 795.732 | 248.48 | 0 | 0 | 2339.607 | 248.48 | 2091.127 | 0
|  | 1558.314 | 251.383 | 0 | 0 | 0 | 1306.931 | 4520.537 | 45.21% | 0 | 1558.314 | 416.811 | 83.504 | 397.835 | 210.425 | 449.739 | 248.48 | 2.903 | 0 | 1558.314 | 251.383 | 1306.931 | 0
|  | 1264.035 | 313.884 | 950.151 | 0 | 2500 | 0 | 3213.606 | 32.14% | 0 | 1264.035 | 419.211 | 62.851 | 404.721 | 124.195 | 253.057 | 248.48 | 65.404 | 7500 | 1264.035 | 313.884 | 0 | 950.151
|  | 1497.779 | 488.666 | 1009.113 | 0 | 2500 | 0 | 5713.606 | 57.14% | 0 | 1497.779 | 370.064 | 56.177 | 448.246 | 427.116 | 196.176 | 248.48 | 240.186 | 7500 | 1497.779 | 488.666 | 0 | 1009.113
|  | 1396.568 | 728.684 | 667.884 | 0 | 1786.394 | 0 | 8213.606 | 82.14% | 0 | 1396.568 | 427.365 | 84.194 | 360.337 | 453.535 | 71.138 | 248.48 | 480.204 | 7500 | 1396.568 | 728.684 | 0 | 667.884
|  | 1123.268 | 443.944 | 679.324 | 0 | 0 | 0 | 10000 | 100% | 0 | 1123.268 | 415.973 | 88.579 | 338.015 | 178.177 | 102.524 | 248.48 | 195.464 | 7500 | 1123.268 | 443.944 | 0 | 679.324
|  | 812.332 | 812.332 | 0 | 641.9 | 0 | 0 | 10000 | 100% | 0 | 812.332 | 333.384 | 69.453 | 290.141 | 97.014 | 22.341 | 248.48 | 1205.752 | 0 | 812.332 | 812.332 | 0 | 0
|  | 1267.02 | 1242.452 | 24.568 | 0 | 0 | 0 | 10000 | 100% | 0 | 1267.02 | 396.894 | 37.49 | 451.689 | 380.947 | 0 | 248.48 | 993.972 | 7500 | 1267.02 | 1242.452 | 0 | 24.568
|  | 1153.68 | 1065.174 | 0 | 0 | 0 | 88.506 | 10000 | 100% | 0 | 1153.68 | 461.88 | 22.987 | 304.495 | 364.318 | 0 | 248.48 | 816.694 | 0 | 1153.68 | 1065.174 | 88.506 | 0
|  | 1175.286 | 694.371 | 0 | 0 | 0 | 480.915 | 9911.494 | 99.11% | 0 | 1175.286 | 666.258 | 21.189 | 331.472 | 156.367 | 0 | 248.48 | 445.891 | 0 | 1175.286 | 694.371 | 480.915 | 0
|  | 1427.757 | 580.347 | 0 | 0 | 0 | 847.41 | 9430.579 | 94.31% | 0 | 1427.757 | 779.974 | 63.235 | 445.321 | 124.603 | 14.625 | 248.48 | 331.867 | 0 | 1427.757 | 580.347 | 847.41 | 0
|  | 1415.837 | 248.48 | 0 | 0 | 0 | 1167.357 | 8583.169 | 85.83% | 0 | 1415.837 | 645.6 | 102.815 | 353.902 | 284.27 | 29.25 | 248.48 | 0 | 0 | 1415.837 | 248.48 | 1167.357 | 0
|  | 1331.579 | 248.48 | 0 | 0 | 0 | 1083.099 | 7415.812 | 74.16% | 0 | 1331.579 | 621.458 | 83.806 | 307.143 | 289.922 | 29.25 | 248.48 | 0 | 0 | 1331.579 | 248.48 | 1083.099 | 0
|  | 1100.42 | 248.48 | 851.94 | 0 | 2500 | 0 | 6332.713 | 63.33% | 0 | 1100.42 | 691.809 | 73.498 | 208.163 | 97.701 | 29.25 | 248.48 | 0 | 7500 | 1100.42 | 248.48 | 0 | 851.94
|  | 918.313 | 248.48 | 0 | 0 | 0 | 669.833 | 8832.713 | 88.33% | 0 | 918.313 | 626.874 | 63.115 | 187.866 | 11.209 | 29.25 | 248.48 | 0 | 0 | 918.313 | 248.48 | 669.833 | 0
|  | 867.332 | 248.48 | 618.852 | 0 | 1837.12 | 0 | 8162.88 | 81.63% | 0 | 867.332 | 464.812 | 59.563 | 313.707 | 0 | 29.25 | 248.48 | 0 | 7500 | 867.332 | 248.48 | 0 | 618.852
|  | 760.202 | 248.48 | 511.722 | 0 | 0 | 0 | 10000 | 100% | 0 | 760.202 | 338.874 | 88.69 | 287.45 | 0 | 45.188 | 248.48 | 0 | 7500 | 760.202 | 248.48 | 0 | 511.722
|  | 637.136 | 248.48 | 388.656 | 0 | 0 | 0 | 10000 | 100% | 0 | 637.136 | 190.486 | 74.006 | 303.545 | 0 | 69.099 | 248.48 | 0 | 7500 | 637.136 | 248.48 | 0 | 388.656
|  | 510.618 | 248.48 | 262.138 | 0 | 0 | 0 | 10000 | 100% | 0 | 510.618 | 178.561 | 52.822 | 241.332 | 0 | 37.903 | 248.48 | 0 | 7500 | 510.618 | 248.48 | 0 | 262.138
|  | 516.169 | 248.48 | 267.689 | 0 | 0 | 0 | 10000 | 100% | 0 | 516.169 | 174.824 | 24.069 | 290.456 | 0 | 26.82 | 248.48 | 0 | 7500 | 516.169 | 248.48 | 0 | 267.689
|  | 480.626 | 248.48 | 0 | 0 | 0 | 232.146 | 10000 | 100% | 0 | 480.626 | 166.396 | 21.694 | 241.498 | 0 | 51.038 | 248.48 | 0 | 0 | 480.626 | 248.48 | 232.146 | 0
|  | 527.256 | 248.48 | 0 | 0 | 0 | 278.776 | 9767.854 | 97.68% | 0 | 527.256 | 149.055 | 28.214 | 248.528 | 0 | 101.46 | 248.48 | 0 | 0 | 527.256 | 248.48 | 278.776 | 0
|  | 1095.828 | 248.48 | 0 | 0 | 0 | 847.348 | 9489.078 | 94.89% | 0 | 1095.828 | 210.251 | 99.724 | 403.237 | 210.716 | 171.9 | 248.48 | 0 | 0 | 1095.828 | 248.48 | 847.348 | 0
|  | 1921.666 | 248.48 | 0 | 0 | 0 | 1673.186 | 8641.73 | 86.42% | 0 | 1921.666 | 381.745 | 101.86 | 537.548 | 556.132 | 344.381 | 248.48 | 0 | 0 | 1921.666 | 248.48 | 1673.186 | 0
|  | 2420.183 | 248.481 | 0 | 0 | 0 | 2171.702 | 6968.544 | 69.69% | 0 | 2420.183 | 502.134 | 82.509 | 664.389 | 409.074 | 762.077 | 248.48 | 0.001 | 0 | 2420.183 | 248.481 | 2171.702 | 0
|  | 1739.251 | 872.64 | 0 | 0 | 0 | 866.611 | 4796.842 | 47.97% | 0 | 1739.251 | 417.514 | 70.911 | 441.735 | 0 | 809.092 | 248.48 | 624.16 | 0 | 1739.251 | 872.64 | 866.611 | 0
|  | 1094.692 | 1094.692 | 0 | 102.208 | 102.208 | 0 | 3930.231 | 39.3% | 0 | 1094.692 | 404.961 | 53.815 | 473.868 | 0 | 162.048 | 248.48 | 948.42 | 0 | 1094.692 | 1094.692 | 0 | 0
|  | 981.796 | 981.796 | 0 | 461.082 | 461.082 | 0 | 4032.439 | 40.32% | 0 | 981.796 | 413.872 | 74.081 | 398.239 | 0 | 95.604 | 248.48 | 1194.398 | 0 | 981.796 | 981.796 | 0 | 0
|  | 934.596 | 934.596 | 0 | 646.194 | 646.194 | 0 | 4493.521 | 44.94% | 0 | 934.596 | 408.167 | 98.844 | 362.279 | 0 | 65.306 | 248.48 | 1332.31 | 0 | 934.596 | 934.596 | 0 | 0
|  | 867.498 | 867.498 | 0 | 791.887 | 791.887 | 0 | 5139.715 | 51.4% | 0 | 867.498 | 399.902 | 68.074 | 365.827 | 0 | 33.696 | 248.48 | 1410.905 | 0 | 867.498 | 867.498 | 0 | 0
|  | 795.393 | 795.393 | 0 | 774.04 | 774.04 | 0 | 5931.602 | 59.32% | 0 | 795.393 | 387.227 | 59.996 | 348.106 | 0 | 0.064 | 248.48 | 1320.953 | 0 | 795.393 | 795.393 | 0 | 0
|  | 986.263 | 986.263 | 0 | 405.485 | 405.485 | 0 | 6705.642 | 67.06% | 0 | 986.263 | 396.367 | 25.871 | 383.219 | 180.806 | 0 | 248.48 | 1143.268 | 0 | 986.263 | 986.263 | 0 | 0
|  | 1439.514 | 1157.296 | 0 | 0 | 0 | 282.218 | 7111.127 | 71.11% | 0 | 1439.514 | 466.176 | 21.71 | 347.922 | 603.705 | 0 | 248.48 | 908.816 | 0 | 1439.514 | 1157.296 | 282.218 | 0
|  | 1593.28 | 846.425 | 0 | 0 | 0 | 746.855 | 6828.909 | 68.29% | 0 | 1593.28 | 614.01 | 27.451 | 355.762 | 596.058 | 0 | 248.48 | 597.945 | 0 | 1593.28 | 846.425 | 746.855 | 0
|  | 1457.987 | 444.105 | 0 | 0 | 0 | 1013.882 | 6082.054 | 60.82% | 0 | 1457.987 | 703.691 | 103.795 | 415.423 | 219.965 | 15.113 | 248.48 | 195.625 | 0 | 1457.987 | 444.105 | 1013.882 | 0
|  | 1282.133 | 248.48 | 0 | 0 | 0 | 1033.653 | 5068.172 | 50.68% | 0 | 1282.133 | 691.13 | 97.806 | 375.819 | 87.152 | 30.225 | 248.48 | 0 | 0 | 1282.133 | 248.48 | 1033.653 | 0
|  | 1462.839 | 248.48 | 0 | 0 | 0 | 1034.519 | 4034.519 | 40.35% | 179.84 | 1282.999 | 704.059 | 82.099 | 324.602 | 321.75 | 30.329 | 248.48 | 0 | 0 | 1462.839 | 248.48 | 1034.519 | 0
|  | 1410.202 | 248.48 | 1161.722 | 0 | 2500 | 0 | 3000 | 30% | 0 | 1410.202 | 656.244 | 80.139 | 268.888 | 374.533 | 30.399 | 248.48 | 0 | 7500 | 1410.202 | 248.48 | 0 | 1161.722
|  | 1026.615 | 248.48 | 0 | 0 | 0 | 778.135 | 5500 | 55% | 0 | 1026.615 | 569.865 | 58.226 | 240.837 | 127.148 | 30.538 | 248.48 | 0 | 0 | 1026.615 | 248.48 | 778.135 | 0
|  | 898.054 | 248.48 | 649.574 | 0 | 2500 | 0 | 4721.865 | 47.22% | 0 | 898.054 | 499.546 | 71.225 | 296.711 | 0 | 30.573 | 248.48 | 0 | 7500 | 898.054 | 248.48 | 0 | 649.574
|  | 738.14 | 248.48 | 489.66 | 0 | 2500 | 0 | 7221.865 | 72.22% | 0 | 738.14 | 348.361 | 83.464 | 273.568 | 0 | 32.747 | 248.48 | 0 | 7500 | 738.14 | 248.48 | 0 | 489.66
|  | 524.379 | 248.48 | 275.899 | 0 | 278.135 | 0 | 9721.865 | 97.22% | 0 | 524.379 | 204.564 | 59.283 | 231.712 | 0 | 28.821 | 248.48 | 0 | 7500 | 524.379 | 248.48 | 0 | 275.899
|  | 485.549 | 248.48 | 237.069 | 0 | 0 | 0 | 10000 | 100% | 0 | 485.549 | 150.769 | 41.497 | 267.94 | 0 | 25.343 | 248.48 | 0 | 7500 | 485.549 | 248.48 | 0 | 237.069
|  | 449.975 | 248.48 | 201.495 | 0 | 0 | 0 | 10000 | 100% | 0 | 449.975 | 146.183 | 22.396 | 254.266 | 0 | 27.13 | 248.48 | 0 | 7500 | 449.975 | 248.48 | 0 | 201.495
|  | 566.939 | 248.48 | 0 | 0 | 0 | 318.459 | 10000 | 100% | 0 | 566.939 | 147.668 | 20.293 | 270.96 | 0 | 128.018 | 248.48 | 0 | 0 | 566.939 | 248.48 | 318.459 | 0
|  | 512.128 | 248.48 | 0 | 0 | 0 | 263.648 | 9681.541 | 96.82% | 0 | 512.128 | 164.843 | 58.014 | 246.962 | 0 | 42.309 | 248.48 | 0 | 0 | 512.128 | 248.48 | 263.648 | 0
|  | 1193.046 | 248.48 | 0 | 0 | 0 | 944.566 | 9417.893 | 94.18% | 0 | 1193.046 | 215.863 | 105.793 | 419.095 | 214.746 | 237.549 | 248.48 | 0 | 0 | 1193.046 | 248.48 | 944.566 | 0
|  | 1807.707 | 248.48 | 0 | 0 | 0 | 1559.227 | 8473.327 | 84.73% | 0 | 1807.707 | 343.568 | 88.987 | 558.784 | 564.145 | 252.223 | 248.48 | 0 | 0 | 1807.707 | 248.48 | 1559.227 | 0
|  | 2155.168 | 248.517 | 0 | 0 | 0 | 1906.651 | 6914.1 | 69.14% | 0 | 2155.168 | 564.288 | 83.444 | 555.781 | 411.356 | 540.3 | 248.48 | 0.037 | 0 | 2155.168 | 248.517 | 1906.651 | 0
|  | 1863.955 | 792.082 | 0 | 0 | 0 | 1071.873 | 5007.449 | 50.07% | 0 | 1863.955 | 453.719 | 61.763 | 449.33 | 0 | 899.143 | 248.48 | 543.602 | 0 | 1863.955 | 792.082 | 1071.873 | 0
|  | 1009.019 | 1009.019 | 0 | 289.812 | 289.812 | 0 | 3935.576 | 39.36% | 0 | 1009.019 | 375.408 | 65.332 | 368.917 | 0 | 199.362 | 248.48 | 1050.351 | 0 | 1009.019 | 1009.019 | 0 | 0
|  | 1027.32 | 1027.32 | 0 | 495.402 | 495.402 | 0 | 4225.388 | 42.25% | 0 | 1027.32 | 406.049 | 84.249 | 384.312 | 0 | 152.711 | 248.48 | 1274.242 | 0 | 1027.32 | 1027.32 | 0 | 0
|  | 922.651 | 922.651 | 0 | 759.791 | 759.791 | 0 | 4720.79 | 47.21% | 0 | 922.651 | 409.457 | 81.085 | 422.836 | 0 | 9.273 | 248.48 | 1433.962 | 0 | 922.651 | 922.651 | 0 | 0
|  | 819.015 | 819.015 | 0 | 915.43 | 915.43 | 0 | 5480.581 | 54.81% | 0 | 819.015 | 422.757 | 69.971 | 324.986 | 0 | 1.302 | 248.48 | 1485.965 | 0 | 819.015 | 819.015 | 0 | 0
|  | 693.397 | 693.397 | 0 | 967.069 | 967.069 | 0 | 6396.011 | 63.96% | 0 | 693.397 | 343.249 | 37.641 | 312.507 | 0 | 0 | 248.48 | 1411.986 | 0 | 693.397 | 693.397 | 0 | 0
|  | 959.995 | 959.995 | 0 | 500.563 | 500.563 | 0 | 7363.08 | 73.63% | 0 | 959.995 | 374.36 | 23.108 | 374.861 | 187.666 | 0 | 248.48 | 1212.078 | 0 | 959.995 | 959.995 | 0 | 0
|  | 1339.856 | 1216.163 | 0 | 0 | 0 | 123.693 | 7863.643 | 78.64% | 0 | 1339.856 | 418.971 | 19.09 | 344.241 | 557.554 | 0 | 248.48 | 967.683 | 0 | 1339.856 | 1216.163 | 123.693 | 0
|  | 1758.787 | 883.448 | 0 | 0 | 0 | 875.339 | 7739.95 | 77.4% | 0 | 1758.787 | 673.512 | 60.852 | 404.941 | 619.483 | 0 | 248.48 | 634.968 | 0 | 1758.787 | 883.448 | 875.339 | 0
|  | 1362.643 | 913.37 | 0 | 0 | 0 | 449.273 | 6864.611 | 68.65% | 0 | 1362.643 | 643.163 | 107.782 | 382.724 | 212.725 | 16.25 | 248.48 | 664.89 | 0 | 1362.643 | 913.37 | 449.273 | 0
|  | 1313.319 | 248.48 | 0 | 0 | 0 | 1064.839 | 6415.338 | 64.15% | 0 | 1313.319 | 676.759 | 88.006 | 420.773 | 95.281 | 32.5 | 248.48 | 0 | 0 | 1313.319 | 248.48 | 1064.839 | 0
|  | 1368.209 | 248.48 | 0 | 0 | 0 | 1119.729 | 5350.499 | 53.5% | 0 | 1368.209 | 637.818 | 77.181 | 310.384 | 310.29 | 32.536 | 248.48 | 0 | 0 | 1368.209 | 248.48 | 1119.729 | 0
|  | 1327.876 | 248.48 | 1079.396 | 0 | 2500 | 0 | 4230.77 | 42.31% | 0 | 1327.876 | 632.274 | 63.559 | 253.483 | 345.954 | 32.606 | 248.48 | 0 | 7500 | 1327.876 | 248.48 | 0 | 1079.396
|  | 1137.368 | 248.48 | 0 | 0 | 0 | 888.888 | 6730.77 | 67.31% | 0 | 1137.368 | 667.041 | 58.27 | 253.874 | 125.366 | 32.817 | 248.48 | 0 | 0 | 1137.368 | 248.48 | 888.888 | 0
|  | 911.553 | 248.48 | 663.073 | 0 | 2500 | 0 | 5841.882 | 58.42% | 0 | 911.553 | 479.584 | 88.603 | 310.513 | 0 | 32.853 | 248.48 | 0 | 7500 | 911.553 | 248.48 | 0 | 663.073
|  | 744.207 | 248.48 | 495.727 | 0 | 1658.118 | 0 | 8341.882 | 83.42% | 0 | 744.207 | 345.654 | 67.126 | 306.802 | 0 | 24.625 | 248.48 | 0 | 7500 | 744.207 | 248.48 | 0 | 495.727
|  | 531.89 | 248.48 | 283.41 | 0 | 0 | 0 | 10000 | 100% | 0 | 531.89 | 200.37 | 58.773 | 247.682 | 0 | 25.065 | 248.48 | 0 | 7500 | 531.89 | 248.48 | 0 | 283.41
|  | 484.356 | 248.48 | 235.876 | 0 | 0 | 0 | 10000 | 100% | 0 | 484.356 | 175.959 | 22.792 | 244.222 | 0 | 41.383 | 248.48 | 0 | 7500 | 484.356 | 248.48 | 0 | 235.876
|  | 513.505 | 248.48 | 265.025 | 0 | 0 | 0 | 10000 | 100% | 0 | 513.505 | 163.105 | 22.31 | 268.189 | 0 | 59.901 | 248.48 | 0 | 7500 | 513.505 | 248.48 | 0 | 265.025
|  | 581.792 | 248.48 | 0 | 0 | 0 | 333.312 | 10000 | 100% | 0 | 581.792 | 166.378 | 27.327 | 329.703 | 0 | 58.385 | 248.48 | 0 | 0 | 581.792 | 248.48 | 333.312 | 0
|  | 631.982 | 248.48 | 0 | 0 | 0 | 383.502 | 9666.688 | 96.67% | 0 | 631.982 | 170.383 | 97.737 | 286.782 | 0 | 77.08 | 248.48 | 0 | 0 | 631.982 | 248.48 | 383.502 | 0
|  | 992.933 | 248.48 | 0 | 0 | 0 | 744.453 | 9283.186 | 92.83% | 0 | 992.933 | 215.841 | 98.488 | 384.895 | 207.639 | 86.071 | 248.48 | 0 | 0 | 992.933 | 248.48 | 744.453 | 0
|  | 1744.506 | 248.48 | 0 | 0 | 0 | 1496.026 | 8538.733 | 85.39% | 0 | 1744.506 | 352.657 | 82.92 | 454.31 | 582.327 | 272.292 | 248.48 | 0 | 0 | 1744.506 | 248.48 | 1496.026 | 0
|  | 1981.407 | 248.498 | 0 | 0 | 0 | 1732.909 | 7042.707 | 70.43% | 0 | 1981.407 | 532.037 | 74.469 | 402.333 | 375.798 | 596.77 | 248.48 | 0.018 | 0 | 1981.407 | 248.498 | 1732.909 | 0
|  | 1123.362 | 804.888 | 0 | 0 | 0 | 318.474 | 5309.798 | 53.1% | 0 | 1123.362 | 406.32 | 56.989 | 280.916 | 0 | 379.138 | 248.48 | 556.408 | 0 | 1123.362 | 804.888 | 318.474 | 0
|  | 983.226 | 983.226 | 0 | 504.462 | 504.462 | 0 | 4991.324 | 49.91% | 0 | 983.226 | 378.939 | 69.347 | 272.316 | 0 | 262.624 | 248.48 | 1239.208 | 0 | 983.226 | 983.226 | 0 | 0
|  | 1063.105 | 790.738 | 272.367 | 0 | 2500 | 0 | 5495.786 | 54.96% | 0 | 1063.105 | 399.616 | 86.785 | 380.852 | 0 | 195.852 | 248.48 | 542.258 | 7500 | 1063.105 | 790.738 | 0 | 272.367
|  | 907.927 | 907.927 | 0 | 275.677 | 275.677 | 0 | 7995.786 | 79.96% | 0 | 907.927 | 410.434 | 69.649 | 316.636 | 0 | 111.207 | 248.48 | 935.124 | 0 | 907.927 | 907.927 | 0 | 0
|  | 842.169 | 842.169 | 0 | 615.124 | 615.124 | 0 | 8271.463 | 82.71% | 0 | 842.169 | 402.247 | 61.352 | 300.614 | 0 | 77.955 | 248.48 | 1208.813 | 0 | 842.169 | 842.169 | 0 | 0
|  | 703.276 | 703.276 | 0 | 868.616 | 868.616 | 0 | 8886.587 | 88.87% | 0 | 703.276 | 385.995 | 23.439 | 293.843 | 0 | 0 | 248.48 | 1323.412 | 0 | 703.276 | 703.276 | 0 | 0
|  | 1026.341 | 1026.341 | 0 | 526.494 | 244.797 | 0 | 9755.203 | 97.55% | 0 | 1026.341 | 406.106 | 20.793 | 398.109 | 201.334 | 0 | 248.48 | 1304.355 | 0 | 1026.341 | 1026.341 | 0 | 0
|  | 1364.177 | 1135.934 | 0 | 0 | 0 | 228.243 | 10000 | 100% | 0 | 1364.177 | 441.704 | 29.308 | 316.697 | 576.468 | 0 | 248.48 | 887.454 | 0 | 1364.177 | 1135.934 | 228.243 | 0
|  | 1756.808 | 833.735 | 0 | 0 | 0 | 923.073 | 9771.757 | 97.72% | 0 | 1756.808 | 630.696 | 95.856 | 378.03 | 652.225 | 0 | 248.48 | 585.255 | 0 | 1756.808 | 833.735 | 923.073 | 0
|  | 1359.624 | 493.746 | 0 | 0 | 0 | 865.878 | 8848.684 | 88.49% | 0 | 1359.624 | 707.284 | 92.546 | 329.28 | 218.328 | 12.188 | 248.48 | 245.266 | 0 | 1359.624 | 493.746 | 865.878 | 0
|  | 1223.574 | 248.48 | 0 | 0 | 0 | 975.094 | 7982.806 | 79.83% | 0 | 1223.574 | 660.308 | 89.268 | 370.322 | 79.302 | 24.375 | 248.48 | 0 | 0 | 1223.574 | 248.48 | 975.094 | 0
|  | 1350.882 | 248.48 | 0 | 0 | 0 | 1102.402 | 7007.712 | 70.08% | 0 | 1350.882 | 643.64 | 72.219 | 305.445 | 305.203 | 24.375 | 248.48 | 0 | 0 | 1350.882 | 248.48 | 1102.402 | 0
|  | 1392.563 | 248.48 | 1144.083 | 0 | 2500 | 0 | 5905.31 | 59.05% | 0 | 1392.563 | 703.365 | 54.167 | 248.405 | 362.216 | 24.411 | 248.48 | 0 | 7500 | 1392.563 | 248.48 | 0 | 1144.083
|  | 1159.908 | 248.48 | 0 | 0 | 0 | 911.428 | 8405.31 | 84.05% | 0 | 1159.908 | 679.143 | 71.354 | 247.452 | 137.299 | 24.66 | 248.48 | 0 | 0 | 1159.908 | 248.48 | 911.428 | 0
|  | 991.721 | 248.48 | 743.241 | 0 | 2500 | 0 | 7493.882 | 74.94% | 0 | 991.721 | 470.282 | 92.612 | 404.096 | 0 | 24.732 | 248.48 | 0 | 7500 | 991.721 | 248.48 | 0 | 743.241
|  | 742.525 | 248.48 | 494.045 | 0 | 6.118 | 0 | 9993.882 | 99.94% | 0 | 742.525 | 379.123 | 66.12 | 268.288 | 0 | 28.994 | 248.48 | 0 | 7500 | 742.525 | 248.48 | 0 | 494.045
|  | 711.421 | 248.48 | 462.941 | 0 | 0 | 0 | 10000 | 100% | 0 | 711.421 | 249.86 | 43.122 | 327.042 | 0 | 91.398 | 248.48 | 0 | 7500 | 711.421 | 248.48 | 0 | 462.941
|  | 642.693 | 248.48 | 394.213 | 0 | 0 | 0 | 10000 | 100% | 0 | 642.693 | 231.29 | 23.521 | 310.726 | 0 | 77.156 | 248.48 | 0 | 7500 | 642.693 | 248.48 | 0 | 394.213
|  | 570.183 | 248.48 | 321.703 | 0 | 0 | 0 | 10000 | 100% | 0 | 570.183 | 202.203 | 19.689 | 324.4 | 0 | 23.891 | 248.48 | 0 | 7500 | 570.183 | 248.48 | 0 | 321.703
|  | 533.612 | 248.48 | 0 | 0 | 0 | 285.132 | 10000 | 100% | 0 | 533.612 | 164.715 | 61.158 | 264.469 | 0 | 43.27 | 248.48 | 0 | 0 | 533.612 | 248.48 | 285.132 | 0
|  | 703.957 | 248.48 | 0 | 0 | 0 | 455.477 | 9714.868 | 97.15% | 0 | 703.957 | 167.698 | 104.984 | 300.672 | 0 | 130.603 | 248.48 | 0 | 0 | 703.957 | 248.48 | 455.477 | 0
|  | 940.379 | 248.48 | 0 | 0 | 0 | 691.899 | 9259.391 | 92.59% | 0 | 940.379 | 175.234 | 90.538 | 341.555 | 180.766 | 152.286 | 248.48 | 0 | 0 | 940.379 | 248.48 | 691.899 | 0
|  | 1837.353 | 248.48 | 0 | 0 | 0 | 1588.873 | 8567.492 | 85.67% | 0 | 1837.353 | 261.658 | 83.754 | 463.523 | 629.041 | 399.377 | 248.48 | 0 | 0 | 1837.353 | 248.48 | 1588.873 | 0
|  | 1496.307 | 248.956 | 0 | 0 | 0 | 1247.351 | 6978.619 | 69.79% | 0 | 1496.307 | 385.353 | 69.74 | 385.725 | 374.541 | 280.948 | 248.48 | 0.476 | 0 | 1496.307 | 248.956 | 1247.351 | 0
|  | 1347.626 | 938.808 | 0 | 0 | 0 | 408.818 | 5731.268 | 57.31% | 0 | 1347.626 | 428.266 | 53.634 | 230.145 | 0 | 635.581 | 248.48 | 690.328 | 0 | 1347.626 | 938.808 | 408.818 | 0
|  | 1007.366 | 1007.366 | 0 | 238.534 | 238.534 | 0 | 5322.45 | 53.22% | 0 | 1007.366 | 526.753 | 86.671 | 247.493 | 0 | 146.45 | 248.48 | 997.42 | 0 | 1007.366 | 1007.366 | 0 | 0
|  | 1140.651 | 1140.651 | 0 | 233.855 | 233.855 | 0 | 5560.984 | 55.61% | 0 | 1140.651 | 643.306 | 79.026 | 268.116 | 0 | 150.203 | 248.48 | 1126.026 | 0 | 1140.651 | 1140.651 | 0 | 0
|  | 1067.806 | 1067.806 | 0 | 559.143 | 559.143 | 0 | 5794.839 | 57.95% | 0 | 1067.806 | 619.309 | 69.546 | 280.459 | 0 | 98.492 | 248.48 | 1378.469 | 0 | 1067.806 | 1067.806 | 0 | 0
|  | 1004.467 | 1004.467 | 0 | 666.453 | 666.453 | 0 | 6353.982 | 63.54% | 0 | 1004.467 | 672.04 | 44.701 | 252.369 | 0 | 35.358 | 248.48 | 1422.44 | 0 | 1004.467 | 1004.467 | 0 | 0
|  | 856.593 | 856.593 | 0 | 727.379 | 727.379 | 0 | 7020.435 | 70.2% | 0 | 856.593 | 495.214 | 23.11 | 274.878 | 0 | 63.391 | 248.48 | 1335.492 | 0 | 856.593 | 856.593 | 0 | 0
|  | 1092.213 | 1092.213 | 0 | 297.024 | 297.024 | 0 | 7747.814 | 77.48% | 0 | 1092.213 | 532.832 | 20.023 | 350.731 | 178.67 | 9.957 | 248.48 | 1140.757 | 0 | 1092.213 | 1092.213 | 0 | 0
|  | 1547.144 | 1109.941 | 0 | 0 | 0 | 437.203 | 8044.838 | 80.45% | 0 | 1547.144 | 545.164 | 59.633 | 367.015 | 575.332 | 0 | 248.48 | 861.461 | 0 | 1547.144 | 1109.941 | 437.203 | 0
|  | 1745.488 | 815.824 | 0 | 0 | 0 | 929.664 | 7607.635 | 76.08% | 0 | 1745.488 | 672.818 | 107.6 | 352.826 | 612.244 | 0 | 248.48 | 567.344 | 0 | 1745.488 | 815.824 | 929.664 | 0
|  | 1294.319 | 502.547 | 0 | 0 | 0 | 791.772 | 6677.971 | 66.78% | 0 | 1294.319 | 616.217 | 74.71 | 369.591 | 219.34 | 14.462 | 248.48 | 254.067 | 0 | 1294.319 | 502.547 | 791.772 | 0
|  | 1265.082 | 248.48 | 0 | 0 | 0 | 1016.602 | 5886.199 | 58.86% | 0 | 1265.082 | 730.978 | 78.352 | 340.007 | 86.82 | 28.925 | 248.48 | 0 | 0 | 1265.082 | 248.48 | 1016.602 | 0
|  | 1321.044 | 248.48 | 0 | 0 | 0 | 1072.564 | 4869.597 | 48.7% | 0 | 1321.044 | 653.055 | 63.85 | 279.585 | 295.629 | 28.925 | 248.48 | 0 | 0 | 1321.044 | 248.48 | 1072.564 | 0
|  | 1371.369 | 248.48 | 1122.889 | 0 | 2500 | 0 | 3797.033 | 37.97% | 0 | 1371.369 | 657.532 | 61.702 | 252.402 | 370.809 | 28.925 | 248.48 | 0 | 7500 | 1371.369 | 248.48 | 0 | 1122.889
|  | 1115.02 | 248.48 | 0 | 0 | 0 | 866.54 | 6297.033 | 62.97% | 0 | 1115.02 | 635.733 | 86.941 | 234.349 | 129.072 | 28.925 | 248.48 | 0 | 0 | 1115.02 | 248.48 | 866.54 | 0
|  | 936.254 | 248.48 | 687.774 | 0 | 2500 | 0 | 5430.493 | 54.3% | 0 | 936.254 | 479.059 | 87.284 | 340.987 | 0 | 28.925 | 248.48 | 0 | 7500 | 936.254 | 248.48 | 0 | 687.774
|  | 806.443 | 248.48 | 557.963 | 0 | 2069.507 | 0 | 7930.493 | 79.3% | 0 | 806.443 | 348.294 | 51.823 | 383.132 | 0 | 23.195 | 248.48 | 0 | 7500 | 806.443 | 248.48 | 0 | 557.963
|  | 619.342 | 248.48 | 370.862 | 0 | 0 | 0 | 10000 | 100% | 0 | 619.342 | 240.943 | 25.124 | 331.613 | 0 | 21.662 | 248.48 | 0 | 7500 | 619.342 | 248.48 | 0 | 370.862
|  | 603.956 | 248.48 | 355.476 | 0 | 0 | 0 | 10000 | 100% | 0 | 603.956 | 202.682 | 21.389 | 295.135 | 0 | 84.75 | 248.48 | 0 | 7500 | 603.956 | 248.48 | 0 | 355.476
|  | 762.222 | 248.48 | 513.742 | 0 | 0 | 0 | 10000 | 100% | 0 | 762.222 | 164.319 | 28.283 | 307.056 | 0 | 262.564 | 248.48 | 0 | 7500 | 762.222 | 248.48 | 0 | 513.742
|  | 1033.187 | 248.48 | 0 | 0 | 0 | 784.707 | 10000 | 100% | 0 | 1033.187 | 176.679 | 89.904 | 333.459 | 0 | 433.145 | 248.48 | 0 | 0 | 1033.187 | 248.48 | 784.707 | 0
|  | 824.72 | 248.48 | 0 | 0 | 0 | 576.24 | 9215.293 | 92.15% | 0 | 824.72 | 181.767 | 94.81 | 335.64 | 0 | 212.503 | 248.48 | 0 | 0 | 824.72 | 248.48 | 576.24 | 0
|  | 945.944 | 248.48 | 0 | 0 | 0 | 697.464 | 8639.053 | 86.39% | 0 | 945.944 | 196.57 | 79.889 | 366.271 | 194.398 | 108.816 | 248.48 | 0 | 0 | 945.944 | 248.48 | 697.464 | 0
|  | 1641.711 | 248.48 | 0 | 0 | 0 | 1393.231 | 7941.589 | 79.42% | 0 | 1641.711 | 231.537 | 76.232 | 590.022 | 566.188 | 177.732 | 248.48 | 0 | 0 | 1641.711 | 248.48 | 1393.231 | 0
|  | 1657.339 | 522.679 | 0 | 0 | 0 | 1134.66 | 6548.358 | 65.48% | 0 | 1657.339 | 353.065 | 54.74 | 501.906 | 377.438 | 370.19 | 248.48 | 274.199 | 0 | 1657.339 | 522.679 | 1134.66 | 0
|  | 1749.383 | 773.769 | 0 | 0 | 0 | 975.614 | 5413.698 | 54.14% | 0 | 1749.383 | 527.796 | 72.096 | 466.73 | 0 | 682.761 | 248.48 | 525.289 | 0 | 1749.383 | 773.769 | 975.614 | 0
|  | 1278.372 | 1168.838 | 109.534 | 0 | 2500 | 0 | 4438.084 | 44.38% | 0 | 1278.372 | 516.853 | 91.702 | 378.438 | 0 | 291.379 | 248.48 | 920.358 | 7500 | 1278.372 | 1168.838 | 0 | 109.534
|  | 1191.45 | 1191.45 | 0 | 235.614 | 235.614 | 0 | 6938.084 | 69.38% | 0 | 1191.45 | 587.555 | 64.726 | 364.53 | 0 | 174.64 | 248.48 | 1178.584 | 0 | 1191.45 | 1191.45 | 0 | 0
|  | 1274.871 | 1274.871 | 0 | 347.859 | 347.859 | 0 | 7173.698 | 71.74% | 0 | 1274.871 | 733.661 | 50.697 | 382.508 | 0 | 108.005 | 248.48 | 1374.25 | 0 | 1274.871 | 1274.871 | 0 | 0
|  | 927.711 | 927.711 | 0 | 716.278 | 716.278 | 0 | 7521.557 | 75.22% | 0 | 927.711 | 606.743 | 27.086 | 293.882 | 0 | 0 | 248.48 | 1395.509 | 0 | 927.711 | 927.711 | 0 | 0
|  | 817.289 | 817.289 | 0 | 786.104 | 786.104 | 0 | 8237.835 | 82.38% | 0 | 817.289 | 522.8 | 20.415 | 274.073 | 0 | 0 | 248.48 | 1354.913 | 0 | 817.289 | 817.289 | 0 | 0
|  | 1131.879 | 1131.879 | 0 | 321.539 | 321.539 | 0 | 9023.939 | 90.24% | 0 | 1131.879 | 540.678 | 28.408 | 376.614 | 186.179 | 0 | 248.48 | 1204.938 | 0 | 1131.879 | 1131.879 | 0 | 0
|  | 1600.709 | 1226.764 | 0 | 0 | 0 | 373.945 | 9345.478 | 93.45% | 0 | 1600.709 | 552.568 | 105.6 | 325.681 | 616.861 | 0 | 248.48 | 978.284 | 0 | 1600.709 | 1226.764 | 373.945 | 0
|  | 1808.563 | 908.969 | 0 | 0 | 0 | 899.594 | 8971.533 | 89.72% | 0 | 1808.563 | 706.392 | 91.754 | 358.77 | 651.648 | 0 | 248.48 | 660.489 | 0 | 1808.563 | 908.969 | 899.594 | 0
|  | 1402.871 | 586.666 | 0 | 0 | 0 | 816.205 | 8071.939 | 80.72% | 0 | 1402.871 | 718.132 | 81.362 | 361.029 | 231.461 | 10.887 | 248.48 | 338.186 | 0 | 1402.871 | 586.666 | 816.205 | 0
|  | 1157.744 | 248.48 | 0 | 0 | 0 | 909.264 | 7255.734 | 72.56% | 0 | 1157.744 | 628.991 | 76.192 | 347.003 | 83.784 | 21.775 | 248.48 | 0 | 0 | 1157.744 | 248.48 | 909.264 | 0
|  | 1374.802 | 248.48 | 0 | 0 | 0 | 1126.322 | 6346.47 | 63.46% | 0 | 1374.802 | 662.368 | 60.69 | 314.213 | 315.648 | 21.884 | 248.48 | 0 | 0 | 1374.802 | 248.48 | 1126.322 | 0
|  | 1342.966 | 248.48 | 1094.486 | 0 | 2500 | 0 | 5220.148 | 52.2% | 0 | 1342.966 | 683.01 | 75.274 | 217.436 | 345.325 | 21.921 | 248.48 | 0 | 7500 | 1342.966 | 248.48 | 0 | 1094.486
|  | 1074.03 | 248.48 | 0 | 0 | 0 | 825.55 | 7720.148 | 77.2% | 0 | 1074.03 | 649.894 | 92.736 | 185.358 | 124.232 | 21.81 | 248.48 | 0 | 0 | 1074.03 | 248.48 | 825.55 | 0
|  | 980.497 | 248.48 | 732.017 | 0 | 2500 | 0 | 6894.598 | 68.95% | 0 | 980.497 | 514.114 | 71.849 | 372.759 | 0 | 21.775 | 248.48 | 0 | 7500 | 980.497 | 248.48 | 0 | 732.017
|  | 670.804 | 248.48 | 422.324 | 0 | 605.402 | 0 | 9394.598 | 93.95% | 0 | 670.804 | 340.761 | 39.124 | 263.759 | 0 | 27.159 | 248.48 | 0 | 7500 | 670.804 | 248.48 | 0 | 422.324
|  | 509.395 | 248.48 | 260.915 | 0 | 0 | 0 | 10000 | 100% | 0 | 509.395 | 231.98 | 21.756 | 230.965 | 0 | 24.694 | 248.48 | 0 | 7500 | 509.395 | 248.48 | 0 | 260.915
|  | 544.056 | 248.48 | 295.576 | 0 | 0 | 0 | 10000 | 100% | 0 | 544.056 | 198.666 | 22.288 | 248.807 | 0 | 74.295 | 248.48 | 0 | 7500 | 544.056 | 248.48 | 0 | 295.576
|  | 495.782 | 248.48 | 247.302 | 0 | 0 | 0 | 10000 | 100% | 0 | 495.782 | 147.99 | 56.154 | 230.158 | 0 | 61.48 | 248.48 | 0 | 7500 | 495.782 | 248.48 | 0 | 247.302
|  | 662.5 | 248.48 | 0 | 0 | 0 | 414.02 | 10000 | 100% | 0 | 662.5 | 168.649 | 98.583 | 314.311 | 0 | 80.957 | 248.48 | 0 | 0 | 662.5 | 248.48 | 414.02 | 0
|  | 647.52 | 248.48 | 0 | 0 | 0 | 399.04 | 9585.98 | 95.86% | 0 | 647.52 | 177.202 | 85.279 | 274.661 | 0 | 110.378 | 248.48 | 0 | 0 | 647.52 | 248.48 | 399.04 | 0
|  | 1322.62 | 248.48 | 0 | 0 | 0 | 1074.14 | 9186.94 | 91.87% | 0 | 1322.62 | 208.689 | 82.686 | 419.799 | 213.688 | 397.759 | 248.48 | 0 | 0 | 1322.62 | 248.48 | 1074.14 | 0
|  | 1778.211 | 248.48 | 0 | 0 | 0 | 1529.731 | 8112.8 | 81.13% | 0 | 1778.211 | 395.211 | 58.672 | 573.204 | 588.774 | 162.351 | 248.48 | 0 | 0 | 1778.211 | 248.48 | 1529.731 | 0
|  | 1998.739 | 656.844 | 0 | 0 | 0 | 1341.895 | 6583.069 | 65.83% | 0 | 1998.739 | 515.492 | 65.187 | 642.166 | 633.201 | 142.693 | 248.48 | 408.364 | 0 | 1998.739 | 656.844 | 1341.895 | 0
|  | 1585.306 | 504.472 | 0 | 0 | 0 | 1080.834 | 5241.174 | 52.41% | 0 | 1585.306 | 414.813 | 82.024 | 508.846 | 224.817 | 354.806 | 248.48 | 255.992 | 0 | 1585.306 | 504.472 | 1080.834 | 0
|  | 1384.875 | 306.417 | 1078.458 | 0 | 2500 | 0 | 4160.34 | 41.6% | 0 | 1384.875 | 401.418 | 75.438 | 442.199 | 127.397 | 338.423 | 248.48 | 57.937 | 7500 | 1384.875 | 306.417 | 0 | 1078.458
|  | 1355.009 | 325.781 | 1029.228 | 0 | 2500 | 0 | 6660.34 | 66.6% | 0 | 1355.009 | 366.638 | 62.516 | 368.32 | 407.425 | 150.11 | 248.48 | 77.301 | 7500 | 1355.009 | 325.781 | 0 | 1029.228
|  | 1307.266 | 322.21 | 985.056 | 0 | 839.66 | 0 | 9160.34 | 91.6% | 0 | 1307.266 | 415.07 | 40.807 | 353.728 | 436.073 | 61.589 | 248.48 | 73.73 | 7500 | 1307.266 | 322.21 | 0 | 985.056
|  | 988.552 | 365.428 | 623.124 | 0 | 0 | 0 | 10000 | 100% | 0 | 988.552 | 414.682 | 23.866 | 305.865 | 172.191 | 71.949 | 248.48 | 116.948 | 7500 | 988.552 | 365.428 | 0 | 623.124
|  | 885.55 | 357.079 | 528.471 | 0 | 0 | 0 | 10000 | 100% | 0 | 885.55 | 359.752 | 18.595 | 328.887 | 111.191 | 67.125 | 248.48 | 108.599 | 7500 | 885.55 | 357.079 | 0 | 528.471
|  | 1203.38 | 311.994 | 891.386 | 0 | 0 | 0 | 10000 | 100% | 0 | 1203.38 | 369.821 | 65.682 | 380.069 | 371.325 | 16.483 | 248.48 | 63.514 | 7500 | 1203.38 | 311.994 | 0 | 891.386
|  | 1368.87 | 285.723 | 0 | 0 | 0 | 1083.147 | 10000 | 100% | 0 | 1368.87 | 490.416 | 111.605 | 356.281 | 410.568 | 0 | 248.48 | 37.243 | 0 | 1368.87 | 285.723 | 1083.147 | 0
|  | 1247.25 | 263.439 | 0 | 0 | 0 | 983.811 | 8916.853 | 89.17% | 0 | 1247.25 | 633.328 | 79.066 | 381.38 | 153.476 | 0 | 248.48 | 14.959 | 0 | 1247.25 | 263.439 | 983.811 | 0
|  | 1258.52 | 249.614 | 0 | 0 | 0 | 1008.906 | 7933.042 | 79.33% | 0 | 1258.52 | 634.831 | 77.099 | 430.42 | 104.47 | 11.7 | 248.48 | 1.134 | 0 | 1258.52 | 249.614 | 1008.906 | 0
|  | 1285.26 | 248.48 | 0 | 0 | 0 | 1036.78 | 6924.136 | 69.24% | 0 | 1285.26 | 595.686 | 60.432 | 325.495 | 280.248 | 23.4 | 248.48 | 0 | 0 | 1285.26 | 248.48 | 1036.78 | 0
|  | 1134.268 | 248.48 | 0 | 0 | 0 | 885.788 | 5887.356 | 58.87% | 0 | 1134.268 | 547.001 | 56.649 | 247.106 | 260.075 | 23.437 | 248.48 | 0 | 0 | 1134.268 | 248.48 | 885.788 | 0
|  | 1089.099 | 248.48 | 840.619 | 0 | 2500 | 0 | 5001.568 | 50.02% | 0 | 1089.099 | 648.956 | 89.978 | 236.749 | 89.979 | 23.437 | 248.48 | 0 | 7500 | 1089.099 | 248.48 | 0 | 840.619
|  | 902.922 | 248.48 | 0 | 0 | 0 | 654.442 | 7501.568 | 75.02% | 0 | 902.922 | 568.798 | 83.602 | 219.368 | 7.754 | 23.4 | 248.48 | 0 | 0 | 902.922 | 248.48 | 654.442 | 0
|  | 930.413 | 248.48 | 681.933 | 0 | 2500 | 0 | 6847.126 | 68.47% | 0 | 930.413 | 483.416 | 63.348 | 360.249 | 0 | 23.4 | 248.48 | 0 | 7500 | 930.413 | 248.48 | 0 | 681.933
|  | 733.382 | 248.48 | 484.902 | 0 | 652.874 | 0 | 9347.126 | 93.47% | 0 | 733.382 | 330.767 | 23.496 | 346.62 | 0 | 32.5 | 248.48 | 0 | 7500 | 733.382 | 248.48 | 0 | 484.902
|  | 616.5 | 248.48 | 368.02 | 0 | 0 | 0 | 10000 | 100% | 0 | 616.5 | 221.114 | 18.962 | 282.922 | 0 | 93.502 | 248.48 | 0 | 7500 | 616.5 | 248.48 | 0 | 368.02
|  | 586.745 | 248.48 | 338.265 | 0 | 0 | 0 | 10000 | 100% | 0 | 586.745 | 178.787 | 27.814 | 301.939 | 0 | 78.205 | 248.48 | 0 | 7500 | 586.745 | 248.48 | 0 | 338.265
|  | 654.765 | 248.48 | 406.285 | 0 | 0 | 0 | 10000 | 100% | 0 | 654.765 | 165.566 | 96.106 | 332.604 | 0 | 60.488 | 248.48 | 0 | 7500 | 654.765 | 248.48 | 0 | 406.285
|  | 646.345 | 248.48 | 0 | 0 | 0 | 397.865 | 10000 | 100% | 0 | 646.345 | 131.027 | 96.848 | 307.145 | 0 | 111.325 | 248.48 | 0 | 0 | 646.345 | 248.48 | 397.865 | 0
|  | 709.6 | 248.48 | 0 | 0 | 0 | 461.12 | 9602.135 | 96.02% | 0 | 709.6 | 176.986 | 84.265 | 370.376 | 0 | 77.973 | 248.48 | 0 | 0 | 709.6 | 248.48 | 461.12 | 0
|  | 1066.323 | 248.48 | 0 | 0 | 0 | 817.843 | 9141.015 | 91.41% | 0 | 1066.323 | 211.334 | 68.839 | 437.4 | 199.081 | 149.669 | 248.48 | 0 | 0 | 1066.323 | 248.48 | 817.843 | 0
|  | 2135.211 | 248.48 | 0 | 0 | 0 | 1886.731 | 8323.172 | 83.23% | 0 | 2135.211 | 406.261 | 52.715 | 824.503 | 622.181 | 229.551 | 248.48 | 0 | 0 | 2135.211 | 248.48 | 1886.731 | 0
|  | 2029.244 | 248.953 | 0 | 0 | 0 | 1780.291 | 6436.441 | 64.36% | 0 | 2029.244 | 460.388 | 67.084 | 510.634 | 564.946 | 426.192 | 248.48 | 0.473 | 0 | 2029.244 | 248.953 | 1780.291 | 0
|  | 1620.186 | 250.814 | 0 | 0 | 0 | 1369.372 | 4656.15 | 46.56% | 0 | 1620.186 | 410.689 | 88.262 | 441.26 | 230.375 | 449.601 | 248.48 | 2.334 | 0 | 1620.186 | 250.814 | 1369.372 | 0
|  | 1282.397 | 268.76 | 1013.637 | 0 | 2500 | 0 | 3286.778 | 32.87% | 0 | 1282.397 | 431.241 | 73.687 | 440.075 | 127.162 | 210.232 | 248.48 | 20.28 | 7500 | 1282.397 | 268.76 | 0 | 1013.637
|  | 1192.553 | 40.321 | 1152.232 | 0 | 2500 | 0 | 5786.778 | 57.87% | 0 | 1192.553 | 354.772 | 53.711 | 392.99 | 387.526 | 3.555 | 0 | 40.321 | 7500 | 1192.553 | 40.321 | 0 | 1152.232
|  | 1319.071 | 103.52 | 1215.551 | 0 | 1713.222 | 0 | 8286.778 | 82.87% | 0 | 1319.071 | 410.774 | 24.357 | 420.338 | 461.238 | 2.365 | 0 | 103.52 | 7500 | 1319.071 | 103.52 | 0 | 1215.551
|  | 873.129 | 132.328 | 740.801 | 0 | 0 | 0 | 10000 | 100% | 0 | 873.129 | 411.987 | 21.405 | 284.113 | 153.259 | 2.365 | 0 | 132.328 | 7500 | 873.129 | 132.328 | 0 | 740.801
|  | 927.58 | 87.655 | 839.925 | 0 | 0 | 0 | 10000 | 100% | 0 | 927.58 | 356.506 | 29.188 | 432.324 | 107.988 | 1.574 | 0 | 87.655 | 7500 | 927.58 | 87.655 | 0 | 839.925
|  | 1244.38 | 288.272 | 956.108 | 0 | 0 | 0 | 10000 | 100% | 0 | 1244.38 | 384.18 | 98.747 | 422.831 | 338.372 | 0.25 | 0 | 288.272 | 7500 | 1244.38 | 288.272 | 0 | 956.108
|  | 1261.768 | 287.799 | 0 | 0 | 0 | 973.969 | 10000 | 100% | 0 | 1261.768 | 478.268 | 94.55 | 340.273 | 348.677 | 0 | 0 | 287.799 | 0 | 1261.768 | 287.799 | 973.969 | 0
|  | 1184.397 | 34.832 | 0 | 0 | 0 | 1149.565 | 9026.031 | 90.26% | 0 | 1184.397 | 638.12 | 86.982 | 345.151 | 114.145 | 0 | 0 | 34.832 | 0 | 1184.397 | 34.832 | 1149.565 | 0
|  | 1310.416 | 13.331 | 0 | 0 | 0 | 1297.085 | 7876.466 | 78.76% | 0 | 1310.416 | 692.843 | 74.784 | 423.832 | 102.707 | 16.25 | 0 | 13.331 | 0 | 1310.416 | 13.331 | 1297.085 | 0
|  | 1527.599 | 0 | 0 | 0 | 0 | 1527.599 | 6579.381 | 65.79% | 0 | 1527.599 | 642.586 | 63.757 | 476.901 | 311.855 | 32.5 | 0 | 0 | 0 | 1527.599 | 0 | 1527.599 | 0
|  | 1298.795 | 0 | 0 | 0 | 0 | 1298.795 | 5051.782 | 50.52% | 0 | 1298.795 | 612.736 | 78.712 | 311.066 | 263.782 | 32.5 | 0 | 0 | 0 | 1298.795 | 0 | 1298.795 | 0
|  | 1108.32 | 0 | 1108.32 | 0 | 2500 | 0 | 3752.987 | 37.53% | 0 | 1108.32 | 679.578 | 95.838 | 227.673 | 72.731 | 32.5 | 0 | 0 | 7500 | 1108.32 | 0 | 0 | 1108.32
|  | 878.801 | 0 | 0 | 0 | 0 | 878.801 | 6252.987 | 62.53% | 0 | 878.801 | 561.921 | 67.384 | 210.552 | 6.443 | 32.5 | 0 | 0 | 0 | 878.801 | 0 | 878.801 | 0
|  | 961.144 | 0 | 961.144 | 0 | 2500 | 0 | 5374.186 | 53.74% | 0 | 961.144 | 467.375 | 61.477 | 399.792 | 0 | 32.5 | 0 | 0 | 7500 | 961.144 | 0 | 0 | 961.144
|  | 649.005 | 0 | 649.005 | 0 | 2125.814 | 0 | 7874.186 | 78.74% | 0 | 649.005 | 322.168 | 25.248 | 270.449 | 0 | 31.14 | 0 | 0 | 7500 | 649.005 | 0 | 0 | 649.005
|  | 634.889 | 0 | 634.889 | 0 | 0 | 0 | 10000 | 100% | 0 | 634.889 | 236.187 | 19.539 | 306.058 | 0 | 73.105 | 0 | 0 | 7500 | 634.889 | 0 | 0 | 634.889
|  | 525.952 | 0 | 525.952 | 0 | 0 | 0 | 10000 | 100% | 0 | 525.952 | 167.633 | 59.495 | 267.461 | 0 | 31.363 | 0 | 0 | 7500 | 525.952 | 0 | 0 | 525.952
|  | 737.11 | 0 | 737.11 | 0 | 0 | 0 | 10000 | 100% | 0 | 737.11 | 169.135 | 109.218 | 321.832 | 0 | 136.925 | 0 | 0 | 7500 | 737.11 | 0 | 0 | 737.11
|  | 632.352 | 0 | 0 | 0 | 0 | 632.352 | 10000 | 100% | 0 | 632.352 | 145.529 | 89.875 | 278.642 | 0 | 118.306 | 0 | 0 | 0 | 632.352 | 0 | 632.352 | 0
|  | 574.85 | 0 | 0 | 0 | 0 | 574.85 | 9367.648 | 93.68% | 0 | 574.85 | 167.819 | 76.787 | 233.455 | 0 | 96.79 | 0 | 0 | 0 | 574.85 | 0 | 574.85 | 0
|  | 1058.153 | 0 | 0 | 0 | 0 | 1058.153 | 8792.798 | 87.93% | 0 | 1058.153 | 206.229 | 66.947 | 391.17 | 185.488 | 208.319 | 0 | 0 | 0 | 1058.153 | 0 | 1058.153 | 0
|  | 1748.198 | 0 | 0 | 0 | 0 | 1748.198 | 7734.645 | 77.35% | 0 | 1748.198 | 349.428 | 62.765 | 565.692 | 558.381 | 211.932 | 0 | 0 | 0 | 1748.198 | 0 | 1748.198 | 0
|  | 2181.509 | 0.236 | 0 | 0 | 0 | 2181.273 | 5986.447 | 59.86% | 0 | 2181.509 | 518.206 | 89.187 | 621.963 | 365.882 | 586.272 | 0 | 0.236 | 0 | 2181.509 | 0.236 | 2181.273 | 0
|  | 1142.289 | 2.564 | 0 | 0 | 0 | 805.174 | 3805.174 | 38.05% | 334.551 | 807.738 | 394.786 | 78.532 | 382.659 | 0 | 286.312 | 0 | 2.564 | 0 | 1142.289 | 2.564 | 805.174 | 0
|  | 1055.558 | 269.825 | 785.733 | 0 | 2500 | 0 | 3000 | 30% | 0 | 1055.558 | 417.827 | 71.501 | 442.838 | 0 | 123.392 | 248.48 | 21.345 | 7500 | 1055.558 | 269.825 | 0 | 785.733
|  | 1082.377 | 290.044 | 792.333 | 0 | 2500 | 0 | 5500 | 55% | 0 | 1082.377 | 404.727 | 43.814 | 414.399 | 0 | 219.438 | 248.48 | 41.564 | 7500 | 1082.377 | 290.044 | 0 | 792.333
|  | 951.643 | 353.389 | 598.254 | 0 | 2000 | 0 | 8000 | 80% | 0 | 951.643 | 413.627 | 21.383 | 376.828 | 0 | 139.806 | 248.48 | 104.909 | 7500 | 951.643 | 353.389 | 0 | 598.254
|  | 770.163 | 382.27 | 387.893 | 0 | 0 | 0 | 10000 | 100% | 0 | 770.163 | 416.147 | 21.847 | 313.982 | 0 | 18.187 | 248.48 | 133.79 | 7500 | 770.163 | 382.27 | 0 | 387.893
|  | 772.201 | 337.509 | 434.692 | 0 | 0 | 0 | 10000 | 100% | 0 | 772.201 | 373.675 | 55.293 | 343.233 | 0 | 0 | 248.48 | 89.029 | 7500 | 772.201 | 337.509 | 0 | 434.692
|  | 1094.76 | 537.769 | 556.991 | 0 | 0 | 0 | 10000 | 100% | 0 | 1094.76 | 373.132 | 103.18 | 429.755 | 188.693 | 0 | 248.48 | 289.289 | 7500 | 1094.76 | 537.769 | 0 | 556.991
|  | 1474.363 | 536.37 | 0 | 0 | 0 | 937.993 | 10000 | 100% | 0 | 1474.363 | 460.317 | 84.411 | 359.764 | 569.872 | 0 | 248.48 | 287.89 | 0 | 1474.363 | 536.37 | 937.993 | 0
|  | 1697.07 | 284.125 | 0 | 0 | 0 | 1412.945 | 9062.007 | 90.62% | 0 | 1697.07 | 577.86 | 78.851 | 418.904 | 621.455 | 0 | 248.48 | 35.645 | 0 | 1697.07 | 284.125 | 1412.945 | 0
|  | 1314.563 | 260.918 | 0 | 0 | 0 | 1053.645 | 7649.062 | 76.49% | 0 | 1314.563 | 619.566 | 65.505 | 404.07 | 209.984 | 15.438 | 248.48 | 12.438 | 0 | 1314.563 | 260.918 | 1053.645 | 0
|  | 1227.526 | 248.48 | 0 | 0 | 0 | 979.046 | 6595.417 | 65.95% | 0 | 1227.526 | 647.166 | 58.096 | 399.743 | 91.646 | 30.875 | 248.48 | 0 | 0 | 1227.526 | 248.48 | 979.046 | 0
|  | 1357.048 | 248.48 | 0 | 0 | 0 | 1108.568 | 5616.371 | 56.16% | 0 | 1357.048 | 624.942 | 92.352 | 308.064 | 300.7 | 30.989 | 248.48 | 0 | 0 | 1357.048 | 248.48 | 1108.568 | 0
|  | 1411.366 | 248.48 | 1162.886 | 0 | 2500 | 0 | 4507.803 | 45.08% | 0 | 1411.366 | 652.38 | 77.56 | 282.306 | 368.055 | 31.065 | 248.48 | 0 | 7500 | 1411.366 | 248.48 | 0 | 1162.886
|  | 1015.144 | 0 | 0 | 0 | 0 | 1015.144 | 7007.803 | 70.08% | 0 | 1015.144 | 604.624 | 63.508 | 201.232 | 114.564 | 31.216 | 0 | 0 | 0 | 1015.144 | 0 | 1015.144 | 0
|  | 822.647 | 0 | 822.647 | 0 | 2500 | 0 | 5992.659 | 59.93% | 0 | 822.647 | 450.316 | 41.797 | 299.28 | 0 | 31.254 | 0 | 0 | 7500 | 822.647 | 0 | 0 | 822.647
|  | 558.132 | 0 | 558.132 | 0 | 1507.341 | 0 | 8492.659 | 84.93% | 0 | 558.132 | 275.253 | 19.215 | 233.496 | 0 | 30.169 | 0 | 0 | 7500 | 558.132 | 0 | 0 | 558.132
|  | 552.53 | 0 | 552.53 | 0 | 0 | 0 | 10000 | 100% | 0 | 552.53 | 216.004 | 26.759 | 247.607 | 0 | 62.16 | 0 | 0 | 7500 | 552.53 | 0 | 0 | 552.53
|  | 709.926 | 0 | 709.926 | 0 | 0 | 0 | 10000 | 100% | 0 | 709.926 | 162.332 | 95.285 | 274.062 | 0 | 178.246 | 0 | 0 | 7500 | 709.926 | 0 | 0 | 709.926
|  | 694.925 | 0 | 694.925 | 0 | 0 | 0 | 10000 | 100% | 0 | 694.925 | 163.489 | 95.043 | 260.286 | 0 | 176.108 | 0 | 0 | 7500 | 694.925 | 0 | 0 | 694.925
|  | 631.226 | 0 | 0 | 0 | 0 | 631.226 | 10000 | 100% | 0 | 631.226 | 155.348 | 80.986 | 340.571 | 0 | 54.321 | 0 | 0 | 0 | 631.226 | 0 | 631.226 | 0
|  | 544.037 | 0 | 0 | 0 | 0 | 544.037 | 9368.774 | 93.69% | 0 | 544.037 | 161.715 | 72.573 | 270.894 | 0 | 38.855 | 0 | 0 | 0 | 544.037 | 0 | 544.037 | 0
|  | 1048.171 | 0 | 0 | 0 | 0 | 1048.171 | 8824.737 | 88.25% | 0 | 1048.171 | 222.877 | 62.155 | 348.561 | 199.021 | 215.557 | 0 | 0 | 0 | 1048.171 | 0 | 1048.171 | 0
|  | 1750.69 | 0 | 0 | 0 | 0 | 1750.69 | 7776.566 | 77.77% | 0 | 1750.69 | 407.034 | 75.824 | 494.823 | 586.552 | 186.457 | 0 | 0 | 0 | 1750.69 | 0 | 1750.69 | 0
|  | 1918.045 | 0.306 | 0 | 0 | 0 | 1917.739 | 6025.876 | 60.26% | 0 | 1918.045 | 525.199 | 94.496 | 615.945 | 387.972 | 294.434 | 0 | 0.306 | 0 | 1918.045 | 0.306 | 1917.739 | 0
|  | 1647.774 | 77.081 | 0 | 0 | 0 | 1108.137 | 4108.137 | 41.08% | 462.556 | 1185.218 | 430.655 | 63.95 | 479.031 | 0 | 674.139 | 0 | 77.081 | 0 | 1647.774 | 77.081 | 1108.137 | 0
|  | 1249.571 | 163.488 | 1086.083 | 0 | 2500 | 0 | 3000 | 30% | 0 | 1249.571 | 418.994 | 58.897 | 430.856 | 0 | 340.824 | 0 | 163.488 | 7500 | 1249.571 | 163.488 | 0 | 1086.083
|  | 924.266 | 42.238 | 882.028 | 0 | 2500 | 0 | 5500 | 55% | 0 | 924.266 | 381.872 | 25.826 | 367.2 | 0 | 149.367 | 0 | 42.238 | 7500 | 924.266 | 42.238 | 0 | 882.028
|  | 1057.257 | 219.031 | 838.226 | 0 | 2000 | 0 | 8000 | 80% | 0 | 1057.257 | 459.688 | 21.019 | 482.515 | 0 | 94.035 | 0 | 219.031 | 7500 | 1057.257 | 219.031 | 0 | 838.226
|  | 913.213 | 150.489 | 762.724 | 0 | 0 | 0 | 10000 | 100% | 0 | 913.213 | 403.962 | 28.169 | 406.766 | 0 | 74.317 | 0 | 150.489 | 7500 | 913.213 | 150.489 | 0 | 762.724
|  | 797.252 | 21.248 | 776.004 | 0 | 0 | 0 | 10000 | 100% | 0 | 797.252 | 369.016 | 101.18 | 327.056 | 0 | 0 | 0 | 21.248 | 7500 | 797.252 | 21.248 | 0 | 776.004
|  | 951.304 | 24.111 | 927.193 | 0 | 0 | 0 | 10000 | 100% | 0 | 951.304 | 347.616 | 95.618 | 325.591 | 182.479 | 0 | 0 | 24.111 | 7500 | 951.304 | 24.111 | 0 | 927.193
|  | 1613.029 | 36.622 | 0 | 0 | 0 | 1576.407 | 10000 | 100% | 0 | 1613.029 | 462.133 | 86.444 | 449.926 | 614.526 | 0 | 0 | 36.622 | 0 | 1613.029 | 36.622 | 1576.407 | 0
|  | 1807.42 | 1.68 | 0 | 0 | 0 | 1805.74 | 8423.593 | 84.24% | 0 | 1807.42 | 659.298 | 70.852 | 449.576 | 627.694 | 0 | 0 | 1.68 | 0 | 1807.42 | 1.68 | 1805.74 | 0
|  | 1459.153 | 0.477 | 0 | 0 | 0 | 1458.676 | 6617.853 | 66.18% | 0 | 1459.153 | 699.091 | 52.651 | 460.933 | 231.528 | 14.95 | 0 | 0.477 | 0 | 1459.153 | 0.477 | 1458.676 | 0
|  | 1265.668 | 0 | 0 | 0 | 0 | 1265.668 | 5159.177 | 51.59% | 0 | 1265.668 | 674.759 | 71.994 | 400.72 | 88.295 | 29.9 | 0 | 0 | 0 | 1265.668 | 0 | 1265.668 | 0
|  | 1356.903 | 0 | 0 | 0 | 0 | 893.509 | 3893.509 | 38.94% | 463.394 | 893.509 | 627.719 | 85.835 | 309.67 | 303.741 | 29.938 | 0 | 0 | 0 | 1356.903 | 0 | 893.509 | 0
|  | 1406.738 | 0 | 1406.738 | 0 | 2500 | 0 | 3000 | 30% | 0 | 1406.738 | 684.897 | 72.834 | 258.325 | 360.668 | 30.015 | 0 | 0 | 7500 | 1406.738 | 0 | 0 | 1406.738
|  | 1069.29 | 0 | 0 | 0 | 0 | 1069.29 | 5500 | 55% | 0 | 1069.29 | 605.173 | 56.254 | 248.437 | 129.181 | 30.245 | 0 | 0 | 0 | 1069.29 | 0 | 1069.29 | 0
|  | 762.158 | 0 | 762.158 | 0 | 2500 | 0 | 4430.71 | 44.31% | 0 | 762.158 | 499.042 | 23.17 | 209.663 | 0 | 30.283 | 0 | 0 | 7500 | 762.158 | 0 | 0 | 762.158
|  | 689.385 | 0 | 689.385 | 0 | 2500 | 0 | 6930.71 | 69.31% | 0 | 689.385 | 298.801 | 20.902 | 317.258 | 0 | 52.425 | 0 | 0 | 7500 | 689.385 | 0 | 0 | 689.385
|  | 686.498 | 0 | 686.498 | 0 | 569.29 | 0 | 9430.71 | 94.31% | 0 | 686.498 | 226.487 | 62.515 | 282.171 | 0 | 115.325 | 0 | 0 | 7500 | 686.498 | 0 | 0 | 686.498
|  | 601.396 | 0 | 601.396 | 0 | 0 | 0 | 10000 | 100% | 0 | 601.396 | 171.54 | 104.299 | 235.131 | 0 | 90.427 | 0 | 0 | 7500 | 601.396 | 0 | 0 | 601.396
|  | 583.658 | 0 | 583.658 | 0 | 0 | 0 | 10000 | 100% | 0 | 583.658 | 167.496 | 75.83 | 274.218 | 0 | 66.115 | 0 | 0 | 7500 | 583.658 | 0 | 0 | 583.658
|  | 550.13 | 0 | 0 | 0 | 0 | 550.13 | 10000 | 100% | 0 | 550.13 | 149.057 | 80.07 | 304.645 | 0 | 16.358 | 0 | 0 | 0 | 550.13 | 0 | 550.13 | 0
|  | 566.662 | 0 | 0 | 0 | 0 | 566.662 | 9449.87 | 94.5% | 0 | 566.662 | 165.554 | 62.503 | 252.285 | 0 | 86.32 | 0 | 0 | 0 | 566.662 | 0 | 566.662 | 0
|  | 1059.169 | 0 | 0 | 0 | 0 | 1059.169 | 8883.208 | 88.83% | 0 | 1059.169 | 229.759 | 60.187 | 361.541 | 218.23 | 189.452 | 0 | 0 | 0 | 1059.169 | 0 | 1059.169 | 0
|  | 1815.079 | 0 | 0 | 0 | 0 | 1815.079 | 7824.039 | 78.24% | 0 | 1815.079 | 383.849 | 82.488 | 388.083 | 557.552 | 403.107 | 0 | 0 | 0 | 1815.079 | 0 | 1815.079 | 0
|  | 1731.385 | 0.24 | 0 | 0 | 0 | 1731.145 | 6008.96 | 60.09% | 0 | 1731.385 | 528.618 | 77.728 | 506.525 | 390.125 | 228.389 | 0 | 0.24 | 0 | 1731.385 | 0.24 | 1731.145 | 0
|  | 1280.804 | 73.014 | 0 | 0 | 0 | 1207.79 | 4277.815 | 42.78% | 0 | 1280.804 | 454.465 | 65.151 | 471.082 | 0 | 290.107 | 0 | 73.014 | 0 | 1280.804 | 73.014 | 1207.79 | 0
|  | 1392.052 | 408.261 | 983.791 | 0 | 2500 | 0 | 3070.025 | 30.7% | 0 | 1392.052 | 393.378 | 41.536 | 498.434 | 0 | 458.704 | 248.48 | 159.781 | 7500 | 1392.052 | 408.261 | 0 | 983.791
|  | 1107.701 | 290.926 | 816.775 | 0 | 2500 | 0 | 5570.025 | 55.7% | 0 | 1107.701 | 385.98 | 25 | 484.154 | 0 | 212.568 | 248.48 | 42.446 | 7500 | 1107.701 | 290.926 | 0 | 816.775
|  | 817.995 | 465.777 | 352.218 | 0 | 1929.975 | 0 | 8070.025 | 80.7% | 0 | 817.995 | 410.833 | 20.552 | 336.312 | 0 | 50.299 | 248.48 | 217.297 | 7500 | 817.995 | 465.777 | 0 | 352.218
|  | 866.408 | 399.922 | 466.486 | 0 | 0 | 0 | 10000 | 100% | 0 | 866.408 | 422.812 | 56.426 | 386.769 | 0 | 0.401 | 248.48 | 151.442 | 7500 | 866.408 | 399.922 | 0 | 466.486
|  | 784.177 | 270.337 | 513.84 | 0 | 0 | 0 | 10000 | 100% | 0 | 784.177 | 357.594 | 110.502 | 277.368 | 0 | 38.713 | 248.48 | 21.857 | 7500 | 784.177 | 270.337 | 0 | 513.84
|  | 906.38 | 272.758 | 633.622 | 0 | 0 | 0 | 10000 | 100% | 0 | 906.38 | 338.859 | 88.455 | 289.393 | 189.673 | 0 | 248.48 | 24.278 | 7500 | 906.38 | 272.758 | 0 | 633.622
|  | 1551.853 | 285.479 | 0 | 0 | 0 | 1266.374 | 10000 | 100% | 0 | 1551.853 | 495.396 | 83.619 | 368.874 | 603.964 | 0 | 248.48 | 36.999 | 0 | 1551.853 | 285.479 | 1266.374 | 0
|  | 1729.004 | 250.158 | 0 | 0 | 0 | 1478.846 | 8733.626 | 87.34% | 0 | 1729.004 | 621.764 | 63.978 | 376.389 | 666.873 | 0 | 248.48 | 1.678 | 0 | 1729.004 | 250.158 | 1478.846 | 0
|  | 1410.472 | 249.086 | 0 | 0 | 0 | 1161.386 | 7254.78 | 72.55% | 0 | 1410.472 | 701.706 | 60.12 | 400.804 | 233.217 | 14.625 | 248.48 | 0.606 | 0 | 1410.472 | 249.086 | 1161.386 | 0
|  | 1294.135 | 248.48 | 0 | 0 | 0 | 1045.655 | 6093.394 | 60.93% | 0 | 1294.135 | 680.982 | 80.867 | 390.404 | 112.632 | 29.25 | 248.48 | 0 | 0 | 1294.135 | 248.48 | 1045.655 | 0
|  | 1426.16 | 248.48 | 0 | 0 | 0 | 1177.68 | 5047.739 | 50.48% | 0 | 1426.16 | 658.594 | 89.385 | 293.877 | 355.054 | 29.25 | 248.48 | 0 | 0 | 1426.16 | 248.48 | 1177.68 | 0
|  | 1264.352 | 248.48 | 1015.872 | 0 | 2500 | 0 | 3870.059 | 38.7% | 0 | 1264.352 | 622.575 | 63.983 | 209.837 | 338.667 | 29.289 | 248.48 | 0 | 7500 | 1264.352 | 248.48 | 0 | 1015.872
|  | 1063.85 | 248.48 | 0 | 0 | 0 | 815.37 | 6370.059 | 63.7% | 0 | 1063.85 | 626.254 | 43.526 | 240.468 | 124.042 | 29.56 | 248.48 | 0 | 0 | 1063.85 | 248.48 | 815.37 | 0
|  | 881.099 | 248.48 | 632.619 | 0 | 2500 | 0 | 5554.689 | 55.55% | 0 | 881.099 | 562.001 | 22.347 | 267.114 | 0 | 29.638 | 248.48 | 0 | 7500 | 881.099 | 248.48 | 0 | 632.619
|  | 731.572 | 248.48 | 483.092 | 0 | 1945.311 | 0 | 8054.689 | 80.55% | 0 | 731.572 | 376.159 | 25.471 | 305.571 | 0 | 24.371 | 248.48 | 0 | 7500 | 731.572 | 248.48 | 0 | 483.092
|  | 673.388 | 248.48 | 424.908 | 0 | 0 | 0 | 10000 | 100% | 0 | 673.388 | 248.866 | 102.505 | 299.162 | 0 | 22.855 | 248.48 | 0 | 7500 | 673.388 | 248.48 | 0 | 424.908
|  | 660.02 | 248.48 | 411.54 | 0 | 0 | 0 | 10000 | 100% | 0 | 660.02 | 227.444 | 97.439 | 255.264 | 0 | 79.873 | 248.48 | 0 | 7500 | 660.02 | 248.48 | 0 | 411.54
|  | 672.368 | 248.48 | 423.888 | 0 | 0 | 0 | 10000 | 100% | 0 | 672.368 | 187.021 | 85.06 | 269.913 | 0 | 130.375 | 248.48 | 0 | 7500 | 672.368 | 248.48 | 0 | 423.888
|  | 658.1 | 248.48 | 0 | 0 | 0 | 409.62 | 10000 | 100% | 0 | 658.1 | 149.53 | 77.202 | 264.137 | 0 | 167.232 | 248.48 | 0 | 0 | 658.1 | 248.48 | 409.62 | 0
|  | 703.161 | 248.48 | 0 | 0 | 0 | 454.681 | 9590.38 | 95.9% | 0 | 703.161 | 158.591 | 56.152 | 327.119 | 0 | 161.299 | 248.48 | 0 | 0 | 703.161 | 248.48 | 454.681 | 0
|  | 834.281 | 248.48 | 0 | 0 | 0 | 585.801 | 9135.699 | 91.36% | 0 | 834.281 | 170.767 | 72.146 | 287.96 | 211.716 | 91.693 | 248.48 | 0 | 0 | 834.281 | 248.48 | 585.801 | 0
|  | 1577.113 | 248.48 | 0 | 0 | 0 | 1328.633 | 8549.898 | 85.5% | 0 | 1577.113 | 261.599 | 98.84 | 435.124 | 649.873 | 131.676 | 248.48 | 0 | 0 | 1577.113 | 248.48 | 1328.633 | 0
|  | 1658.474 | 248.48 | 0 | 0 | 0 | 1409.994 | 7221.265 | 72.21% | 0 | 1658.474 | 344.634 | 66.765 | 374.48 | 445.533 | 427.062 | 248.48 | 0 | 0 | 1658.474 | 248.48 | 1409.994 | 0
|  | 1253.406 | 256.502 | 0 | 0 | 0 | 996.904 | 5811.271 | 58.11% | 0 | 1253.406 | 429.03 | 57.194 | 324.455 | 0 | 442.727 | 248.48 | 8.022 | 0 | 1253.406 | 256.502 | 996.904 | 0
|  | 1290.452 | 277.218 | 1013.234 | 0 | 2500 | 0 | 4814.367 | 48.14% | 0 | 1290.452 | 580.235 | 25.314 | 301.631 | 0 | 383.272 | 248.48 | 28.738 | 7500 | 1290.452 | 277.218 | 0 | 1013.234
|  | 1201.01 | 330.285 | 870.725 | 0 | 2500 | 0 | 7314.367 | 73.14% | 0 | 1201.01 | 650.094 | 21.347 | 325.84 | 0 | 203.729 | 248.48 | 81.805 | 7500 | 1201.01 | 330.285 | 0 | 870.725
|  | 1277.426 | 358.481 | 918.945 | 0 | 185.633 | 0 | 9814.367 | 98.14% | 0 | 1277.426 | 755.654 | 30.578 | 352.664 | 0 | 138.531 | 248.48 | 110.001 | 7500 | 1277.426 | 358.481 | 0 | 918.945
|  | 1075.558 | 392.527 | 683.031 | 0 | 0 | 0 | 10000 | 100% | 0 | 1075.558 | 683.516 | 98.409 | 292.688 | 0 | 0.945 | 248.48 | 144.047 | 7500 | 1075.558 | 392.527 | 0 | 683.031
|  | 799.011 | 472.03 | 326.981 | 0 | 0 | 0 | 10000 | 100% | 0 | 799.011 | 457.015 | 107.746 | 234.251 | 0 | 0 | 248.48 | 223.55 | 7500 | 799.011 | 472.03 | 0 | 326.981
|  | 1054.83 | 464.491 | 590.339 | 0 | 0 | 0 | 10000 | 100% | 0 | 1054.83 | 502.857 | 83.168 | 257.234 | 211.571 | 0 | 248.48 | 216.011 | 7500 | 1054.83 | 464.491 | 0 | 590.339
|  | 1704.321 | 424.184 | 0 | 0 | 0 | 1280.137 | 10000 | 100% | 0 | 1704.321 | 565.088 | 75.794 | 326.466 | 736.973 | 0 | 248.48 | 175.704 | 0 | 1704.321 | 424.184 | 1280.137 | 0
|  | 1828.185 | 309.744 | 0 | 0 | 0 | 1518.441 | 8719.863 | 87.2% | 0 | 1828.185 | 650.577 | 54.405 | 394.489 | 728.714 | 0 | 248.48 | 61.264 | 0 | 1828.185 | 309.744 | 1518.441 | 0
|  | 1280.013 | 264.343 | 0 | 0 | 0 | 1015.67 | 7201.422 | 72.01% | 0 | 1280.013 | 648.247 | 71.99 | 316.707 | 231.531 | 11.538 | 248.48 | 15.863 | 0 | 1280.013 | 264.343 | 1015.67 | 0
|  | 1274.344 | 248.48 | 0 | 0 | 0 | 1025.864 | 6185.752 | 61.86% | 0 | 1274.344 | 686.395 | 91.21 | 344.832 | 128.833 | 23.075 | 248.48 | 0 | 0 | 1274.344 | 248.48 | 1025.864 | 0
|  | 1364.132 | 248.48 | 0 | 0 | 0 | 1115.652 | 5159.888 | 51.6% | 0 | 1364.132 | 619.311 | 70.888 | 268.015 | 382.844 | 23.075 | 248.48 | 0 | 0 | 1364.132 | 248.48 | 1115.652 | 0
|  | 1425.136 | 248.48 | 1176.656 | 0 | 2500 | 0 | 4044.236 | 40.44% | 0 | 1425.136 | 728.8 | 57.529 | 221.943 | 393.79 | 23.075 | 248.48 | 0 | 7500 | 1425.136 | 248.48 | 0 | 1176.656
|  | 1019.116 | 248.48 | 0 | 0 | 0 | 770.636 | 6544.236 | 65.44% | 0 | 1019.116 | 613.622 | 25.256 | 222.659 | 134.504 | 23.075 | 248.48 | 0 | 0 | 1019.116 | 248.48 | 770.636 | 0
|  | 762.626 | 248.48 | 514.146 | 0 | 2500 | 0 | 5773.6 | 57.74% | 0 | 762.626 | 505.857 | 21.247 | 212.448 | 0 | 23.075 | 248.48 | 0 | 7500 | 762.626 | 248.48 | 0 | 514.146
|  | 741.673 | 248.48 | 493.193 | 0 | 1726.4 | 0 | 8273.6 | 82.74% | 0 | 741.673 | 330.222 | 61.126 | 323.722 | 0 | 26.603 | 248.48 | 0 | 7500 | 741.673 | 248.48 | 0 | 493.193
|  | 608.024 | 248.48 | 359.544 | 0 | 0 | 0 | 10000 | 100% | 0 | 608.024 | 231.633 | 105.814 | 247.21 | 0 | 23.367 | 248.48 | 0 | 7500 | 608.024 | 248.48 | 0 | 359.544
|  | 645.392 | 248.48 | 396.912 | 0 | 0 | 0 | 10000 | 100% | 0 | 645.392 | 197.843 | 82.077 | 285.422 | 0 | 80.051 | 248.48 | 0 | 7500 | 645.392 | 248.48 | 0 | 396.912
|  | 659.372 | 248.48 | 410.892 | 0 | 0 | 0 | 10000 | 100% | 0 | 659.372 | 186.764 | 72.454 | 273.115 | 0 | 127.039 | 248.48 | 0 | 7500 | 659.372 | 248.48 | 0 | 410.892
|  | 663.97 | 248.48 | 0 | 0 | 0 | 415.49 | 10000 | 100% | 0 | 663.97 | 169.804 | 62.083 | 259.7 | 0 | 172.383 | 248.48 | 0 | 0 | 663.97 | 248.48 | 415.49 | 0
|  | 616.354 | 248.48 | 0 | 0 | 0 | 367.874 | 9584.51 | 95.85% | 0 | 616.354 | 166.11 | 60.026 | 279.692 | 0 | 110.527 | 248.48 | 0 | 0 | 616.354 | 248.48 | 367.874 | 0
|  | 1014.93 | 248.48 | 0 | 0 | 0 | 766.45 | 9216.636 | 92.17% | 0 | 1014.93 | 199.882 | 83.277 | 400.987 | 231.627 | 99.157 | 248.48 | 0 | 0 | 1014.93 | 248.48 | 766.45 | 0
|  | 1465.974 | 248.48 | 0 | 0 | 0 | 1217.494 | 8450.186 | 84.5% | 0 | 1465.974 | 248.55 | 85.91 | 358.66 | 588.307 | 184.548 | 248.48 | 0 | 0 | 1465.974 | 248.48 | 1217.494 | 0
|  | 1513.171 | 248.48 | 0 | 0 | 0 | 1264.691 | 7232.692 | 72.33% | 0 | 1513.171 | 379 | 62.389 | 349.019 | 414.711 | 308.052 | 248.48 | 0 | 0 | 1513.171 | 248.48 | 1264.691 | 0
|  | 1190.746 | 251.542 | 0 | 0 | 0 | 939.204 | 5968.001 | 59.68% | 0 | 1190.746 | 462.477 | 41.402 | 360.477 | 0 | 326.391 | 248.48 | 3.062 | 0 | 1190.746 | 251.542 | 939.204 | 0
|  | 1215.537 | 270.54 | 944.997 | 0 | 2500 | 0 | 5028.797 | 50.29% | 0 | 1215.537 | 520.404 | 22.619 | 305.059 | 0 | 367.455 | 248.48 | 22.06 | 7500 | 1215.537 | 270.54 | 0 | 944.997
|  | 1088.29 | 311.925 | 776.365 | 0 | 2471.203 | 0 | 7528.797 | 75.29% | 0 | 1088.29 | 595.022 | 21.651 | 304.641 | 0 | 166.976 | 248.48 | 63.445 | 7500 | 1088.29 | 311.925 | 0 | 776.365
|  | 1204.051 | 388.131 | 815.92 | 0 | 0 | 0 | 10000 | 100% | 0 | 1204.051 | 693.468 | 55.945 | 300.257 | 0 | 154.382 | 248.48 | 139.651 | 7500 | 1204.051 | 388.131 | 0 | 815.92
|  | 1135.102 | 569.238 | 565.864 | 0 | 0 | 0 | 10000 | 100% | 0 | 1135.102 | 663.92 | 104.544 | 288.876 | 0 | 77.762 | 248.48 | 320.758 | 7500 | 1135.102 | 569.238 | 0 | 565.864
|  | 826.44 | 629.132 | 197.308 | 0 | 0 | 0 | 10000 | 100% | 0 | 826.44 | 488.352 | 90.488 | 238.58 | 0 | 9.02 | 248.48 | 380.652 | 7500 | 826.44 | 629.132 | 0 | 197.308
|  | 1097.92 | 488.273 | 609.647 | 0 | 0 | 0 | 10000 | 100% | 0 | 1097.92 | 537.859 | 72.034 | 277.89 | 210.137 | 0 | 248.48 | 239.793 | 7500 | 1097.92 | 488.273 | 0 | 609.647
|  | 1629.999 | 344.496 | 0 | 0 | 0 | 1285.503 | 10000 | 100% | -2.2737e-13 | 1629.999 | 523.379 | 66.642 | 352.277 | 687.701 | 0 | 248.48 | 96.016 | 0 | 1629.999 | 344.496 | 1285.503 | 0
|  | 1746.331 | 348.646 | 0 | 0 | 0 | 1397.685 | 8714.497 | 87.14% | 0 | 1746.331 | 611.659 | 64.101 | 373.487 | 697.084 | 0 | 248.48 | 100.166 | 0 | 1746.331 | 348.646 | 1397.685 | 0
|  | 1246.878 | 283.921 | 0 | 0 | 0 | 962.957 | 7316.812 | 73.17% | 0 | 1246.878 | 603.963 | 91.187 | 312.324 | 226.242 | 13.163 | 248.48 | 35.441 | 0 | 1246.878 | 283.921 | 962.957 | 0
|  | 1211.678 | 248.48 | 0 | 0 | 0 | 963.198 | 6353.855 | 63.54% | 0 | 1211.678 | 659.637 | 77.688 | 332.094 | 115.934 | 26.325 | 248.48 | 0 | 0 | 1211.678 | 248.48 | 963.198 | 0
|  | 1320.679 | 248.48 | 0 | 0 | 0 | 1072.199 | 5390.657 | 53.91% | 0 | 1320.679 | 634.588 | 67.349 | 248.983 | 343.315 | 26.444 | 248.48 | 0 | 0 | 1320.679 | 248.48 | 1072.199 | 0
|  | 1382.479 | 248.48 | 1133.999 | 0 | 2500 | 0 | 4318.458 | 43.18% | 0 | 1382.479 | 692.457 | 44.523 | 234.828 | 384.189 | 26.483 | 248.48 | 0 | 7500 | 1382.479 | 248.48 | 0 | 1133.999
|  | 1040.579 | 248.48 | 0 | 0 | 0 | 792.099 | 6818.458 | 68.18% | 0 | 1040.579 | 675.275 | 21.873 | 194.563 | 122.505 | 26.363 | 248.48 | 0 | 0 | 1040.579 | 248.48 | 792.099 | 0
|  | 770.146 | 248.48 | 521.666 | 0 | 2500 | 0 | 6026.359 | 60.26% | 0 | 770.146 | 501.907 | 20.334 | 221.579 | 0 | 26.325 | 248.48 | 0 | 7500 | 770.146 | 248.48 | 0 | 521.666
|  | 793.125 | 248.48 | 544.645 | 0 | 1473.641 | 0 | 8526.359 | 85.26% | 0 | 793.125 | 314.475 | 93.967 | 357.935 | 0 | 26.749 | 248.48 | 0 | 7500 | 793.125 | 248.48 | 0 | 544.645
|  | 795.343 | 248.48 | 546.863 | 0 | 0 | 0 | 10000 | 100% | 0 | 795.343 | 227.095 | 103.201 | 319.698 | 0 | 145.349 | 248.48 | 0 | 7500 | 795.343 | 248.48 | 0 | 546.863
|  | 721.084 | 248.48 | 472.604 | 0 | 0 | 0 | 10000 | 100% | 0 | 721.084 | 200.665 | 76.955 | 335.008 | 0 | 108.456 | 248.48 | 0 | 7500 | 721.084 | 248.48 | 0 | 472.604
|  | 557.776 | 248.48 | 309.296 | 0 | 0 | 0 | 10000 | 100% | 0 | 557.776 | 153.672 | 78.545 | 267.616 | 0 | 57.943 | 248.48 | 0 | 7500 | 557.776 | 248.48 | 0 | 309.296
|  | 528.07 | 248.48 | 0 | 0 | 0 | 279.59 | 10000 | 100% | 0 | 528.07 | 167.173 | 52.39 | 262.289 | 0 | 46.219 | 248.48 | 0 | 0 | 528.07 | 248.48 | 279.59 | 0
|  | 635.108 | 248.48 | 0 | 0 | 0 | 386.628 | 9720.41 | 97.2% | 0 | 635.108 | 172.792 | 68.079 | 290.725 | 0 | 103.512 | 248.48 | 0 | 0 | 635.108 | 248.48 | 386.628 | 0
|  | 930.791 | 248.48 | 0 | 0 | 0 | 682.311 | 9333.782 | 93.34% | 0 | 930.791 | 194.221 | 86.758 | 333.581 | 203.905 | 112.326 | 248.48 | 0 | 0 | 930.791 | 248.48 | 682.311 | 0
|  | 1891.282 | 248.48 | 0 | 0 | 0 | 1642.802 | 8651.471 | 86.51% | 0 | 1891.282 | 336.183 | 65.214 | 406.335 | 597.941 | 485.61 | 248.48 | 0 | 0 | 1891.282 | 248.48 | 1642.802 | 0
|  | 2593.894 | 363.342 | 0 | 0 | 0 | 2230.552 | 7008.669 | 70.09% | 0 | 2593.894 | 494.963 | 60.634 | 655.519 | 701.589 | 681.189 | 248.48 | 114.862 | 0 | 2593.894 | 363.342 | 2230.552 | 0
|  | 1792.143 | 764.423 | 0 | 0 | 0 | 1027.72 | 4778.117 | 47.78% | 0 | 1792.143 | 475.67 | 27.368 | 504.492 | 282.228 | 502.385 | 248.48 | 515.943 | 0 | 1792.143 | 764.423 | 1027.72 | 0
|  | 1447.174 | 1140.837 | 306.337 | 0 | 2500 | 0 | 3750.397 | 37.5% | 0 | 1447.174 | 433.281 | 21.075 | 525.872 | 137.749 | 329.198 | 248.48 | 892.357 | 7500 | 1447.174 | 1140.837 | 0 | 306.337
|  | 1393.614 | 1393.614 | 0 | 39.361 | 39.361 | 0 | 6250.397 | 62.5% | 0 | 1393.614 | 355.578 | 27.468 | 415.725 | 418.854 | 175.989 | 248.48 | 1184.495 | 0 | 1393.614 | 1393.614 | 0 | 0
|  | 1523.414 | 1523.414 | 0 | 82.521 | 82.521 | 0 | 6289.758 | 62.9% | 0 | 1523.414 | 372.411 | 101.62 | 407.544 | 495.061 | 146.777 | 248.48 | 1357.455 | 0 | 1523.414 | 1523.414 | 0 | 0
|  | 1067.865 | 1067.865 | 0 | 578.069 | 578.069 | 0 | 6372.279 | 63.72% | 0 | 1067.865 | 390.771 | 103.233 | 366.973 | 185.745 | 21.142 | 248.48 | 1397.454 | 0 | 1067.865 | 1067.865 | 0 | 0
|  | 837.284 | 837.284 | 0 | 756.465 | 756.465 | 0 | 6950.348 | 69.5% | 0 | 837.284 | 342.118 | 85.33 | 288.132 | 120.465 | 1.24 | 248.48 | 1345.269 | 0 | 837.284 | 837.284 | 0 | 0
|  | 1165.373 | 1165.373 | 0 | 304.036 | 304.036 | 0 | 7706.813 | 77.07% | 0 | 1165.373 | 366.948 | 76.75 | 338.919 | 382.757 | 0 | 248.48 | 1220.929 | 0 | 1165.373 | 1165.373 | 0 | 0
|  | 1380.401 | 1216.647 | 0 | 0 | 0 | 163.754 | 8010.849 | 80.11% | 0 | 1380.401 | 444.469 | 62.145 | 402.754 | 471.033 | 0 | 248.48 | 968.167 | 0 | 1380.401 | 1216.647 | 163.754 | 0
|  | 1255.055 | 889.799 | 0 | 0 | 0 | 365.256 | 7847.095 | 78.47% | 0 | 1255.055 | 631.51 | 74.211 | 387.372 | 161.963 | 0 | 248.48 | 641.319 | 0 | 1255.055 | 889.799 | 365.256 | 0
|  | 1357.326 | 335.736 | 0 | 0 | 0 | 1021.59 | 7481.839 | 74.82% | 0 | 1357.326 | 681.611 | 93.402 | 455.275 | 115.664 | 11.375 | 248.48 | 87.256 | 0 | 1357.326 | 335.736 | 1021.59 | 0
|  | 1444.469 | 248.546 | 0 | 0 | 0 | 1195.923 | 6460.249 | 64.6% | 0 | 1444.469 | 668.252 | 69.679 | 373.182 | 310.605 | 22.75 | 248.48 | 0.066 | 0 | 1444.469 | 248.546 | 1195.923 | 0
|  | 1298.52 | 248.48 | 0 | 0 | 0 | 1050.04 | 5264.326 | 52.64% | 0 | 1298.52 | 605.841 | 52.218 | 302.623 | 315.049 | 22.79 | 248.48 | 0 | 0 | 1298.52 | 248.48 | 1050.04 | 0
|  | 1019.611 | 248.48 | 771.131 | 0 | 2500 | 0 | 4214.286 | 42.14% | 0 | 1019.611 | 602.556 | 25.115 | 256.284 | 112.866 | 22.79 | 248.48 | 0 | 7500 | 1019.611 | 248.48 | 0 | 771.131
|  | 935.834 | 248.48 | 0 | 0 | 0 | 687.354 | 6714.286 | 67.14% | 0 | 935.834 | 649.096 | 19.854 | 230.357 | 13.777 | 22.75 | 248.48 | 0 | 0 | 935.834 | 248.48 | 687.354 | 0
|  | 838.659 | 248.48 | 590.179 | 0 | 2500 | 0 | 6026.932 | 60.27% | 0 | 838.659 | 537.385 | 27.324 | 251.2 | 0 | 22.75 | 248.48 | 0 | 7500 | 838.659 | 248.48 | 0 | 590.179
|  | 808.184 | 248.48 | 559.704 | 0 | 1473.068 | 0 | 8526.932 | 85.27% | 0 | 808.184 | 347.012 | 96.99 | 333.798 | 0 | 30.385 | 248.48 | 0 | 7500 | 808.184 | 248.48 | 0 | 559.704
|  | 732.248 | 248.48 | 483.768 | 0 | 0 | 0 | 10000 | 100% | 0 | 732.248 | 234.924 | 92.587 | 304.35 | 0 | 100.388 | 248.48 | 0 | 7500 | 732.248 | 248.48 | 0 | 483.768
|  | 571.821 | 248.48 | 323.341 | 0 | 0 | 0 | 10000 | 100% | 0 | 571.821 | 151.8 | 72.977 | 229.36 | 0 | 117.684 | 248.48 | 0 | 7500 | 571.821 | 248.48 | 0 | 323.341
|  | 786.439 | 248.48 | 537.959 | 0 | 0 | 0 | 10000 | 100% | 0 | 786.439 | 165.75 | 61.317 | 315.771 | 0 | 243.601 | 248.48 | 0 | 7500 | 786.439 | 248.48 | 0 | 537.959
|  | 836.405 | 248.48 | 0 | 0 | 0 | 587.925 | 10000 | 100% | 0 | 836.405 | 152.83 | 60.406 | 339.9 | 0 | 283.269 | 248.48 | 0 | 0 | 836.405 | 248.48 | 587.925 | 0
|  | 609.032 | 248.48 | 0 | 0 | 0 | 360.552 | 9412.075 | 94.12% | 0 | 609.032 | 150.81 | 87.334 | 277.146 | 0 | 93.742 | 248.48 | 0 | 0 | 609.032 | 248.48 | 360.552 | 0
|  | 1168.873 | 248.48 | 0 | 0 | 0 | 920.393 | 9051.523 | 90.52% | 0 | 1168.873 | 222.692 | 79.85 | 433.705 | 216.692 | 215.934 | 248.48 | 0 | 0 | 1168.873 | 248.48 | 920.393 | 0
|  | 1664.961 | 248.48 | 0 | 0 | 0 | 1416.481 | 8131.13 | 81.31% | 0 | 1664.961 | 375.553 | 61.393 | 464.54 | 557.71 | 205.765 | 248.48 | 0 | 0 | 1664.961 | 248.48 | 1416.481 | 0
|  | 2065.763 | 248.48 | 0 | 0 | 0 | 1817.283 | 6714.649 | 67.15% | 0 | 2065.763 | 481.309 | 41.256 | 601.02 | 605.262 | 336.917 | 248.48 | 0 | 0 | 2065.763 | 248.48 | 1817.283 | 0
|  | 1541.829 | 251.023 | 0 | 0 | 0 | 1290.806 | 4897.366 | 48.97% | 0 | 1541.829 | 456.636 | 23.794 | 515.972 | 253.051 | 292.377 | 248.48 | 2.543 | 0 | 1541.829 | 251.023 | 1290.806 | 0
|  | 1175.937 | 277.754 | 898.183 | 0 | 2500 | 0 | 3606.56 | 36.07% | 0 | 1175.937 | 437.411 | 19.877 | 481.364 | 128.582 | 108.703 | 248.48 | 29.274 | 7500 | 1175.937 | 277.754 | 0 | 898.183
|  | 1377.148 | 359.762 | 1017.386 | 0 | 2500 | 0 | 6106.56 | 61.07% | 0 | 1377.148 | 372.68 | 60.005 | 439.75 | 404.352 | 100.361 | 248.48 | 111.282 | 7500 | 1377.148 | 359.762 | 0 | 1017.386
|  | 1495.708 | 719.141 | 776.567 | 0 | 1393.44 | 0 | 8606.56 | 86.07% | 0 | 1495.708 | 423.387 | 107.89 | 417.986 | 467.329 | 79.116 | 248.48 | 470.661 | 7500 | 1495.708 | 719.141 | 0 | 776.567
|  | 1015.006 | 1015.006 | 0 | 454.894 | 0 | 0 | 10000 | 100% | 0 | 1015.006 | 385.461 | 93.994 | 375.867 | 159.684 | 0 | 248.48 | 1221.42 | 0 | 1015.006 | 1015.006 | 0 | 0
|  | 907.013 | 570.903 | 336.11 | 0 | 0 | 0 | 10000 | 100% | 0 | 907.013 | 372.04 | 74.582 | 363.166 | 97.226 | 0 | 248.48 | 322.423 | 7500 | 907.013 | 570.903 | 0 | 336.11
|  | 1091.585 | 444.379 | 647.206 | 0 | 0 | 0 | 10000 | 100% | 0 | 1091.585 | 345.178 | 65.458 | 365.173 | 315.776 | 0 | 248.48 | 195.899 | 7500 | 1091.585 | 444.379 | 0 | 647.206
|  | 1256.064 | 412.182 | 0 | 0 | 0 | 843.882 | 10000 | 100% | 0 | 1256.064 | 447.358 | 56.347 | 419.72 | 332.639 | 0 | 248.48 | 163.702 | 0 | 1256.064 | 412.182 | 843.882 | 0
|  | 1345.972 | 287.448 | 0 | 0 | 0 | 1058.524 | 9156.118 | 91.56% | 2.2737e-13 | 1345.972 | 643.171 | 79.631 | 482.15 | 141.02 | 0 | 248.48 | 38.968 | 0 | 1345.972 | 287.448 | 1058.524 | 0
|  | 1375.067 | 252.742 | 0 | 0 | 0 | 1122.325 | 8097.594 | 80.98% | 0 | 1375.067 | 710.959 | 75.846 | 457.786 | 115.851 | 14.625 | 248.48 | 4.262 | 0 | 1375.067 | 252.742 | 1122.325 | 0
|  | 1296.785 | 248.48 | 0 | 0 | 0 | 1048.305 | 6975.269 | 69.75% | 0 | 1296.785 | 615.172 | 61.378 | 339.146 | 251.839 | 29.25 | 248.48 | 0 | 0 | 1296.785 | 248.48 | 1048.305 | 0
|  | 1297.229 | 248.48 | 0 | 0 | 0 | 1048.749 | 5926.964 | 59.27% | 0 | 1297.229 | 638.695 | 38.434 | 325.776 | 265.074 | 29.25 | 248.48 | 0 | 0 | 1297.229 | 248.48 | 1048.749 | 0
|  | 1026.695 | 248.48 | 778.215 | 0 | 2500 | 0 | 4878.215 | 48.78% | 0 | 1026.695 | 654.049 | 24.298 | 241.146 | 77.952 | 29.25 | 248.48 | 0 | 7500 | 1026.695 | 248.48 | 0 | 778.215
|  | 928.883 | 248.48 | 0 | 0 | 0 | 680.403 | 7378.215 | 73.78% | 0 | 928.883 | 636.022 | 21.102 | 237.365 | 5.144 | 29.25 | 248.48 | 0 | 0 | 928.883 | 248.48 | 680.403 | 0
|  | 811.164 | 248.48 | 562.684 | 0 | 2500 | 0 | 6697.812 | 66.98% | 0 | 811.164 | 493.833 | 59.404 | 228.678 | 0 | 29.25 | 248.48 | 0 | 7500 | 811.164 | 248.48 | 0 | 562.684
|  | 898.654 | 248.48 | 650.174 | 0 | 802.188 | 0 | 9197.812 | 91.98% | 0 | 898.654 | 320.931 | 103.358 | 441.905 | 0 | 32.461 | 248.48 | 0 | 7500 | 898.654 | 248.48 | 0 | 650.174
|  | 700.168 | 248.48 | 451.688 | 0 | 0 | 0 | 10000 | 100% | 0 | 700.168 | 218.435 | 85.799 | 367.39 | 0 | 28.544 | 248.48 | 0 | 7500 | 700.168 | 248.48 | 0 | 451.688
|  | 584.32 | 248.48 | 335.84 | 0 | 0 | 0 | 10000 | 100% | 0 | 584.32 | 187.815 | 78.452 | 293.304 | 0 | 24.75 | 248.48 | 0 | 7500 | 584.32 | 248.48 | 0 | 335.84
|  | 540.877 | 248.48 | 292.397 | 0 | 0 | 0 | 10000 | 100% | 0 | 540.877 | 148.528 | 62.772 | 282.869 | 0 | 46.709 | 248.48 | 0 | 7500 | 540.877 | 248.48 | 0 | 292.397
|  | 700.216 | 248.48 | 0 | 0 | 0 | 451.736 | 10000 | 100% | 0 | 700.216 | 168.801 | 69.421 | 347.46 | 0 | 114.534 | 248.48 | 0 | 0 | 700.216 | 248.48 | 451.736 | 0
|  | 768.471 | 248.48 | 0 | 0 | 0 | 519.991 | 9548.264 | 95.48% | 0 | 768.471 | 176.908 | 100.947 | 315.212 | 0 | 175.404 | 248.48 | 0 | 0 | 768.471 | 248.48 | 519.991 | 0
|  | 952.181 | 248.48 | 0 | 0 | 0 | 703.701 | 9028.273 | 90.28% | 0 | 952.181 | 227.487 | 68.633 | 408.359 | 208.373 | 39.329 | 248.48 | 0 | 0 | 952.181 | 248.48 | 703.701 | 0
|  | 2256.503 | 248.48 | 0 | 0 | 0 | 2008.023 | 8324.572 | 83.25% | 0 | 2256.503 | 380.228 | 59.616 | 456.77 | 578.916 | 780.973 | 248.48 | 0 | 0 | 2256.503 | 248.48 | 2008.023 | 0
|  | 2081.781 | 248.48 | 0 | 0 | 0 | 1833.301 | 6316.549 | 63.17% | 0 | 2081.781 | 496.017 | 27.945 | 556.469 | 387.59 | 613.761 | 248.48 | 0 | 0 | 2081.781 | 248.48 | 1833.301 | 0
|  | 1137.507 | 248.961 | 0 | 0 | 0 | 888.546 | 4483.248 | 44.83% | 0 | 1137.507 | 410.066 | 20.856 | 442.528 | 0 | 264.057 | 248.48 | 0.481 | 0 | 1137.507 | 248.961 | 888.546 | 0
|  | 1005.605 | 274.726 | 730.879 | 0 | 2500 | 0 | 3594.702 | 35.95% | 0 | 1005.605 | 400.227 | 28.206 | 427.092 | 0 | 150.081 | 248.48 | 26.246 | 7500 | 1005.605 | 274.726 | 0 | 730.879
|  | 987.414 | 359.59 | 627.824 | 0 | 2500 | 0 | 6094.702 | 60.95% | 0 | 987.414 | 384.067 | 97.844 | 392.477 | 0 | 113.026 | 248.48 | 111.11 | 7500 | 987.414 | 359.59 | 0 | 627.824
|  | 1083.049 | 313.186 | 769.863 | 0 | 1405.298 | 0 | 8594.702 | 85.95% | 0 | 1083.049 | 448.145 | 94.339 | 427.803 | 0 | 112.763 | 248.48 | 64.706 | 7500 | 1083.049 | 313.186 | 0 | 769.863
|  | 961.422 | 289.115 | 672.307 | 0 | 0 | 0 | 10000 | 100% | 0 | 961.422 | 430.864 | 77.414 | 390.148 | 0 | 62.996 | 248.48 | 40.635 | 7500 | 961.422 | 289.115 | 0 | 672.307
|  | 729.194 | 620.457 | 108.737 | 0 | 0 | 0 | 10000 | 100% | 0 | 729.194 | 371.875 | 68.544 | 288.775 | 0 | 0 | 248.48 | 371.977 | 7500 | 729.194 | 620.457 | 0 | 108.737
|  | 905.561 | 905.561 | 0 | 31.128 | 0 | 0 | 10000 | 100% | 0 | 905.561 | 382.643 | 57.247 | 340.98 | 124.691 | 0 | 248.48 | 688.209 | 0 | 905.561 | 905.561 | 0 | 0
|  | 1379.186 | 507.742 | 0 | 0 | 0 | 871.444 | 10000 | 100% | 0 | 1379.186 | 435.821 | 74.776 | 427.278 | 441.312 | 0 | 248.48 | 259.262 | 0 | 1379.186 | 507.742 | 871.444 | 0
|  | 1498.122 | 488.316 | 0 | 0 | 0 | 1009.806 | 9128.556 | 91.29% | 0 | 1498.122 | 557.386 | 90.522 | 398.182 | 452.032 | 0 | 248.48 | 239.836 | 0 | 1498.122 | 488.316 | 1009.806 | 0
|  | 1365.991 | 501.479 | 0 | 0 | 0 | 864.512 | 8118.75 | 81.19% | 0 | 1365.991 | 659.004 | 75.796 | 416.648 | 198.457 | 16.087 | 248.48 | 252.999 | 0 | 1365.991 | 501.479 | 864.512 | 0
|  | 1136.556 | 405.367 | 0 | 0 | 0 | 731.189 | 7254.238 | 72.54% | 0 | 1136.556 | 660.514 | 56.516 | 340.072 | 47.28 | 32.175 | 248.48 | 156.887 | 0 | 1136.556 | 405.367 | 731.189 | 0
|  | 1202.924 | 248.48 | 0 | 0 | 0 | 954.444 | 6523.049 | 65.23% | 0 | 1202.924 | 615.949 | 23.96 | 296.806 | 233.91 | 32.298 | 248.48 | 0 | 0 | 1202.924 | 248.48 | 954.444 | 0
|  | 1267.402 | 248.48 | 1018.922 | 0 | 2500 | 0 | 5568.605 | 55.69% | 0 | 1267.402 | 643.775 | 21.12 | 237.498 | 332.63 | 32.379 | 248.48 | 0 | 7500 | 1267.402 | 248.48 | 0 | 1018.922
|  | 1051.03 | 248.48 | 0 | 0 | 0 | 802.55 | 8068.605 | 80.69% | 0 | 1051.03 | 625.977 | 28.835 | 228.952 | 134.724 | 32.543 | 248.48 | 0 | 0 | 1051.03 | 248.48 | 802.55 | 0
|  | 818.422 | 248.48 | 569.942 | 0 | 2500 | 0 | 7266.055 | 72.66% | 0 | 818.422 | 468.352 | 104.329 | 213.157 | 0 | 32.584 | 248.48 | 0 | 7500 | 818.422 | 248.48 | 0 | 569.942
|  | 835.493 | 248.48 | 587.013 | 0 | 233.945 | 0 | 9766.055 | 97.66% | 0 | 835.493 | 311.939 | 84.548 | 416.292 | 0 | 22.714 | 248.48 | 0 | 7500 | 835.493 | 248.48 | 0 | 587.013
|  | 640.416 | 248.48 | 391.936 | 0 | 0 | 0 | 10000 | 100% | 0 | 640.416 | 219.793 | 69.172 | 299.34 | 0 | 52.111 | 248.48 | 0 | 7500 | 640.416 | 248.48 | 0 | 391.936
|  | 665.472 | 248.48 | 416.992 | 0 | 0 | 0 | 10000 | 100% | 0 | 665.472 | 193.676 | 66.436 | 358.181 | 0 | 47.178 | 248.48 | 0 | 7500 | 665.472 | 248.48 | 0 | 416.992
|  | 645.792 | 248.48 | 397.312 | 0 | 0 | 0 | 10000 | 100% | 0 | 645.792 | 164.363 | 55.435 | 329.55 | 0 | 96.444 | 248.48 | 0 | 7500 | 645.792 | 248.48 | 0 | 397.312
|  | 753.852 | 248.48 | 0 | 0 | 0 | 505.372 | 10000 | 100% | 0 | 753.852 | 145.73 | 79.213 | 374.73 | 0 | 154.179 | 248.48 | 0 | 0 | 753.852 | 248.48 | 505.372 | 0
|  | 628.534 | 248.48 | 0 | 0 | 0 | 380.054 | 9494.628 | 94.95% | 0 | 628.534 | 166.42 | 78.682 | 298.645 | 0 | 84.788 | 248.48 | 0 | 0 | 628.534 | 248.48 | 380.054 | 0
|  | 1005.426 | 248.48 | 0 | 0 | 0 | 756.946 | 9114.574 | 91.15% | 0 | 1005.426 | 216.579 | 66.991 | 383.726 | 192.942 | 145.187 | 248.48 | 0 | 0 | 1005.426 | 248.48 | 756.946 | 0
|  | 1695.774 | 248.48 | 0 | 0 | 0 | 1447.294 | 8357.628 | 83.58% | 0 | 1695.774 | 385.948 | 37.493 | 403.227 | 538.995 | 330.112 | 248.48 | 0 | 0 | 1695.774 | 248.48 | 1447.294 | 0
|  | 2154.689 | 248.48 | 0 | 0 | 0 | 1906.209 | 6910.334 | 69.1% | 0 | 2154.689 | 489.952 | 22.865 | 640.583 | 396.415 | 604.875 | 248.48 | 0 | 0 | 2154.689 | 248.48 | 1906.209 | 0
|  | 1359.316 | 248.482 | 0 | 0 | 0 | 1110.834 | 5004.125 | 50.04% | 0 | 1359.316 | 440.387 | 19.505 | 499.145 | 0 | 400.279 | 248.48 | 0.002 | 0 | 1359.316 | 248.482 | 1110.834 | 0
|  | 1136.958 | 286.308 | 850.65 | 0 | 2500 | 0 | 3893.291 | 38.93% | 0 | 1136.958 | 436.19 | 57.985 | 455.634 | 0 | 187.15 | 248.48 | 37.828 | 7500 | 1136.958 | 286.308 | 0 | 850.65
|  | 960.779 | 411.279 | 549.5 | 0 | 2500 | 0 | 6393.291 | 63.93% | 0 | 960.779 | 388.076 | 95.202 | 427.477 | 0 | 50.025 | 248.48 | 162.799 | 7500 | 960.779 | 411.279 | 0 | 549.5
|  | 950.108 | 488.57 | 461.538 | 0 | 1106.709 | 0 | 8893.291 | 88.93% | 0 | 950.108 | 430.394 | 87.813 | 358.054 | 0 | 73.847 | 248.48 | 240.09 | 7500 | 950.108 | 488.57 | 0 | 461.538
|  | 976.457 | 305.035 | 671.422 | 0 | 0 | 0 | 10000 | 100% | 0 | 976.457 | 406.923 | 80.745 | 366.523 | 0 | 122.266 | 248.48 | 56.555 | 7500 | 976.457 | 305.035 | 0 | 671.422
|  | 872.764 | 474.163 | 398.601 | 0 | 0 | 0 | 10000 | 100% | 0 | 872.764 | 396.111 | 62.039 | 414.614 | 0 | 0 | 248.48 | 225.683 | 7500 | 872.764 | 474.163 | 0 | 398.601
|  | 914.68 | 679.001 | 235.679 | 0 | 0 | 0 | 10000 | 100% | 0 | 914.68 | 360.058 | 57.896 | 374.816 | 121.91 | 0 | 248.48 | 430.521 | 7500 | 914.68 | 679.001 | 0 | 235.679
|  | 1332.014 | 1055.201 | 0 | 0 | 0 | 276.813 | 10000 | 100% | 0 | 1332.014 | 483.497 | 92.473 | 366.692 | 389.352 | 0 | 248.48 | 806.721 | 0 | 1332.014 | 1055.201 | 276.813 | 0
|  | 1475.077 | 374.862 | 0 | 0 | 0 | 1100.215 | 9723.187 | 97.23% | -2.2737e-13 | 1475.077 | 600.561 | 74.368 | 383.435 | 416.713 | 0 | 248.48 | 126.382 | 0 | 1475.077 | 374.862 | 1100.215 | 0
|  | 1412.437 | 554.255 | 0 | 0 | 0 | 858.182 | 8622.972 | 86.23% | 0 | 1412.437 | 720.865 | 71.914 | 416.592 | 191.855 | 11.212 | 248.48 | 305.775 | 0 | 1412.437 | 554.255 | 858.182 | 0
|  | 1130.584 | 253.197 | 0 | 0 | 0 | 877.387 | 7764.79 | 77.65% | 0 | 1130.584 | 633.582 | 44.135 | 379.788 | 50.654 | 22.425 | 248.48 | 4.717 | 0 | 1130.584 | 253.197 | 877.387 | 0
|  | 1190.822 | 248.48 | 0 | 0 | 0 | 942.342 | 6887.403 | 68.87% | 0 | 1190.822 | 614.631 | 21.035 | 305.066 | 227.624 | 22.466 | 248.48 | 0 | 0 | 1190.822 | 248.48 | 942.342 | 0
|  | 1139.951 | 248.48 | 891.471 | 0 | 2500 | 0 | 5945.061 | 59.45% | 0 | 1139.951 | 578.981 | 21.443 | 228.117 | 288.861 | 22.549 | 248.48 | 0 | 7500 | 1139.951 | 248.48 | 0 | 891.471
|  | 1096.547 | 248.48 | 0 | 0 | 0 | 848.067 | 8445.061 | 84.45% | 0 | 1096.547 | 626.596 | 59.4 | 250.28 | 137.475 | 22.797 | 248.48 | 0 | 0 | 1096.547 | 248.48 | 848.067 | 0
|  | 810.927 | 248.48 | 562.447 | 0 | 2403.006 | 0 | 7596.994 | 75.97% | 0 | 810.927 | 460.877 | 106.362 | 220.85 | 0 | 22.838 | 248.48 | 0 | 7500 | 810.927 | 248.48 | 0 | 562.447
|  | 847.005 | 248.48 | 598.525 | 0 | 0 | 0 | 10000 | 100% | 0 | 847.005 | 336.522 | 76.547 | 411.219 | 0 | 22.717 | 248.48 | 0 | 7500 | 847.005 | 248.48 | 0 | 598.525
|  | 647.695 | 248.48 | 399.215 | 0 | 0 | 0 | 10000 | 100% | 0 | 647.695 | 237.999 | 78.052 | 311.725 | 0 | 19.92 | 248.48 | 0 | 7500 | 647.695 | 248.48 | 0 | 399.215
|  | 607.153 | 248.48 | 358.673 | 0 | 0 | 0 | 10000 | 100% | 0 | 607.153 | 162.197 | 59.409 | 293.634 | 0 | 91.914 | 248.48 | 0 | 7500 | 607.153 | 248.48 | 0 | 358.673
|  | 534.378 | 248.48 | 285.898 | 0 | 0 | 0 | 10000 | 100% | 0 | 534.378 | 149.832 | 72.999 | 249.042 | 0 | 62.505 | 248.48 | 0 | 7500 | 534.378 | 248.48 | 0 | 285.898
|  | 583.432 | 248.48 | 0 | 0 | 0 | 334.952 | 10000 | 100% | 0 | 583.432 | 144.338 | 89.956 | 277.987 | 0 | 71.151 | 248.48 | 0 | 0 | 583.432 | 248.48 | 334.952 | 0
|  | 591.681 | 248.48 | 0 | 0 | 0 | 343.201 | 9665.048 | 96.65% | 0 | 591.681 | 158.687 | 72.675 | 293.294 | 0 | 67.025 | 248.48 | 0 | 0 | 591.681 | 248.48 | 343.201 | 0
|  | 828.937 | 248.48 | 0 | 0 | 0 | 580.457 | 9321.847 | 93.22% | 0 | 828.937 | 195.273 | 52.8 | 390.051 | 184.72 | 6.093 | 248.48 | 0 | 0 | 828.937 | 248.48 | 580.457 | 0
|  | 1567.252 | 248.48 | 0 | 0 | 0 | 1318.772 | 8741.39 | 87.41% | 0 | 1567.252 | 353.721 | 24.243 | 431.378 | 547.644 | 210.267 | 248.48 | 0 | 0 | 1567.252 | 248.48 | 1318.772 | 0
|  | 1511.578 | 253.871 | 0 | 0 | 0 | 1257.707 | 7422.618 | 74.23% | 0 | 1511.578 | 463.035 | 20.875 | 456.889 | 330.223 | 240.557 | 248.48 | 5.391 | 0 | 1511.578 | 253.871 | 1257.707 | 0
|  | 1558.33 | 465.813 | 0 | 0 | 0 | 1092.517 | 6164.911 | 61.65% | 0 | 1558.33 | 389.098 | 28.932 | 462.647 | 0 | 677.653 | 248.48 | 217.333 | 0 | 1558.33 | 465.813 | 1092.517 | 0
|  | 1392.591 | 797.804 | 594.787 | 0 | 2500 | 0 | 5072.394 | 50.72% | 0 | 1392.591 | 393.225 | 99.239 | 464.068 | 0 | 436.059 | 248.48 | 549.324 | 7500 | 1392.591 | 797.804 | 0 | 594.787
|  | 1129.448 | 691.449 | 437.999 | 0 | 2427.606 | 0 | 7572.394 | 75.72% | 0 | 1129.448 | 408.6 | 92.88 | 413.736 | 0 | 214.232 | 248.48 | 442.969 | 7500 | 1129.448 | 691.449 | 0 | 437.999
|  | 1048.571 | 538.135 | 510.436 | 0 | 0 | 0 | 10000 | 100% | 0 | 1048.571 | 423.396 | 81.199 | 387.792 | 0 | 156.184 | 248.48 | 289.655 | 7500 | 1048.571 | 538.135 | 0 | 510.436
|  | 966.29 | 948.613 | 17.677 | 0 | 0 | 0 | 10000 | 100% | 0 | 966.29 | 420.762 | 71.079 | 381.76 | 0 | 92.689 | 248.48 | 700.133 | 7500 | 966.29 | 948.613 | 0 | 17.677
|  | 723.435 | 723.435 | 0 | 705.401 | 0 | 0 | 10000 | 100% | 0 | 723.435 | 345.628 | 55.946 | 321.862 | 0 | 0 | 248.48 | 1180.356 | 0 | 723.435 | 723.435 | 0 | 0
|  | 944.522 | 745.443 | 199.079 | 0 | 0 | 0 | 10000 | 100% | 0 | 944.522 | 395.024 | 71.916 | 355.422 | 122.16 | 0 | 248.48 | 496.963 | 7500 | 944.522 | 745.443 | 0 | 199.079
|  | 1339.352 | 1059.397 | 0 | 0 | 0 | 279.955 | 10000 | 100% | 0 | 1339.352 | 457.338 | 92.512 | 382.064 | 407.439 | 0 | 248.48 | 810.917 | 0 | 1339.352 | 1059.397 | 279.955 | 0
|  | 1586.908 | 854.332 | 0 | 0 | 0 | 732.576 | 9720.045 | 97.2% | 0 | 1586.908 | 630.872 | 67.468 | 422.914 | 465.654 | 0 | 248.48 | 605.852 | 0 | 1586.908 | 854.332 | 732.576 | 0
|  | 1317.77 | 298.771 | 0 | 0 | 0 | 1018.999 | 8987.469 | 89.87% | 0 | 1317.77 | 644.794 | 55.406 | 416.404 | 189.955 | 11.212 | 248.48 | 50.291 | 0 | 1317.77 | 298.771 | 1018.999 | 0
|  | 991.049 | 287.009 | 0 | 0 | 0 | 704.04 | 7968.47 | 79.68% | 0 | 991.049 | 578.785 | 25.021 | 316.48 | 48.338 | 22.425 | 248.48 | 38.529 | 0 | 991.049 | 287.009 | 704.04 | 0
|  | 1259.089 | 248.48 | 0 | 0 | 0 | 1010.609 | 7264.43 | 72.64% | 0 | 1259.089 | 680.46 | 21.755 | 299.941 | 234.509 | 22.425 | 248.48 | 0 | 0 | 1259.089 | 248.48 | 1010.609 | 0
|  | 1282.709 | 248.48 | 1034.229 | 0 | 2500 | 0 | 6253.821 | 62.54% | 0 | 1282.709 | 676.912 | 26.148 | 242.938 | 314.245 | 22.466 | 248.48 | 0 | 7500 | 1282.709 | 248.48 | 0 | 1034.229
|  | 1115.222 | 248.48 | 0 | 0 | 0 | 866.742 | 8753.821 | 87.54% | 0 | 1115.222 | 628.434 | 103.713 | 225.525 | 134.792 | 22.758 | 248.48 | 0 | 0 | 1115.222 | 248.48 | 866.742 | 0
|  | 868.129 | 248.48 | 619.649 | 0 | 2112.921 | 0 | 7887.079 | 78.87% | 0 | 868.129 | 504.256 | 102.973 | 238.058 | 0 | 22.842 | 248.48 | 0 | 7500 | 868.129 | 248.48 | 0 | 619.649
|  | 717.156 | 248.48 | 468.676 | 0 | 0 | 0 | 10000 | 100% | 0 | 717.156 | 321.483 | 84.872 | 282.122 | 0 | 28.68 | 248.48 | 0 | 7500 | 717.156 | 248.48 | 0 | 468.676
|  | 676.433 | 248.48 | 427.953 | 0 | 0 | 0 | 10000 | 100% | 0 | 676.433 | 279.705 | 66.349 | 305.08 | 0 | 25.3 | 248.48 | 0 | 7500 | 676.433 | 248.48 | 0 | 427.953
|  | 634.452 | 248.48 | 385.972 | 0 | 0 | 0 | 10000 | 100% | 0 | 634.452 | 215.284 | 54.385 | 302.43 | 0 | 62.353 | 248.48 | 0 | 7500 | 634.452 | 248.48 | 0 | 385.972
|  | 766.876 | 248.48 | 518.396 | 0 | 0 | 0 | 10000 | 100% | 0 | 766.876 | 188.741 | 86.771 | 276.971 | 0 | 214.393 | 248.48 | 0 | 7500 | 766.876 | 248.48 | 0 | 518.396
|  | 541.513 | 248.48 | 0 | 0 | 0 | 293.033 | 10000 | 100% | 0 | 541.513 | 172.343 | 83.334 | 254.275 | 0 | 31.562 | 248.48 | 0 | 0 | 541.513 | 248.48 | 293.033 | 0
|  | 499.825 | 248.48 | 0 | 0 | 0 | 251.345 | 9706.967 | 97.07% | 0 | 499.825 | 157.051 | 69.351 | 270 | 0 | 3.423 | 248.48 | 0 | 0 | 499.825 | 248.48 | 251.345 | 0
|  | 733.118 | 248.48 | 0 | 0 | 0 | 484.638 | 9455.622 | 94.56% | 0 | 733.118 | 158.858 | 39.149 | 289.641 | 168.099 | 77.371 | 248.48 | 0 | 0 | 733.118 | 248.48 | 484.638 | 0
|  | 1621.396 | 248.48 | 0 | 0 | 0 | 1372.916 | 8970.984 | 89.71% | 0 | 1621.396 | 260.972 | 24.636 | 444.68 | 574.274 | 316.834 | 248.48 | 0 | 0 | 1621.396 | 248.48 | 1372.916 | 0
|  | 1717.878 | 927.438 | 0 | 0 | 0 | 790.44 | 7598.068 | 75.98% | 0 | 1717.878 | 386.123 | 20.601 | 395.89 | 357.77 | 557.494 | 248.48 | 678.958 | 0 | 1717.878 | 927.438 | 790.44 | 0
|  | 1214.903 | 1210.682 | 0 | 0 | 0 | 4.221 | 6807.628 | 68.08% | 0 | 1214.903 | 413.968 | 58.588 | 353.739 | 0 | 388.608 | 248.48 | 962.202 | 0 | 1214.903 | 1210.682 | 4.221 | 0
|  | 1061.684 | 1061.684 | 0 | 327.21 | 327.21 | 0 | 6803.407 | 68.03% | 0 | 1061.684 | 572.104 | 98.683 | 258.037 | 0 | 132.86 | 248.48 | 1140.414 | 0 | 1061.684 | 1061.684 | 0 | 0
|  | 1177.419 | 1036.469 | 140.95 | 0 | 2500 | 0 | 7130.617 | 71.31% | 0 | 1177.419 | 597.308 | 83.082 | 357.559 | 0 | 139.47 | 248.48 | 787.989 | 7500 | 1177.419 | 1036.469 | 0 | 140.95
|  | 1078.334 | 1078.334 | 0 | 414.504 | 369.383 | 0 | 9630.617 | 96.31% | 0 | 1078.334 | 659.345 | 76.282 | 337.566 | 0 | 5.141 | 248.48 | 1244.358 | 0 | 1078.334 | 1078.334 | 0 | 0
|  | 1038.598 | 1038.598 | 0 | 186.228 | 0 | 0 | 10000 | 100% | 0 | 1038.598 | 628.609 | 59.575 | 350.413 | 0 | 0 | 248.48 | 976.346 | 0 | 1038.598 | 1038.598 | 0 | 0
|  | 888.315 | 888.315 | 0 | 813.754 | 0 | 0 | 10000 | 100% | 0 | 888.315 | 510.177 | 58.561 | 319.577 | 0 | 0 | 248.48 | 1453.589 | 0 | 888.315 | 888.315 | 0 | 0
|  | 1153.878 | 1153.878 | 0 | 455.975 | 0 | 0 | 10000 | 100% | 0 | 1153.878 | 590.211 | 92.167 | 333.167 | 138.333 | 0 | 248.48 | 1361.373 | 0 | 1153.878 | 1153.878 | 0 | 0
|  | 1439.283 | 1229.09 | 0 | 0 | 0 | 210.193 | 10000 | 100% | 0 | 1439.283 | 531.603 | 82.251 | 379.971 | 445.458 | 0 | 248.48 | 980.61 | 0 | 1439.283 | 1229.09 | 210.193 | 0
|  | 1488.429 | 901.267 | 0 | 0 | 0 | 587.162 | 9789.807 | 97.9% | 0 | 1488.429 | 552.47 | 62.863 | 422.102 | 450.994 | 0 | 248.48 | 652.787 | 0 | 1488.429 | 901.267 | 587.162 | 0
|  | 1227.205 | 766.164 | 0 | 0 | 0 | 461.041 | 9202.645 | 92.03% | 0 | 1227.205 | 611.544 | 41.86 | 384.221 | 175.281 | 14.3 | 248.48 | 517.684 | 0 | 1227.205 | 766.164 | 461.041 | 0
|  | 1018.848 | 513.548 | 0 | 0 | 0 | 505.3 | 8741.604 | 87.42% | 0 | 1018.848 | 634.752 | 23.514 | 273.811 | 58.171 | 28.6 | 248.48 | 265.068 | 0 | 1018.848 | 513.548 | 505.3 | 0
|  | 1233.727 | 248.48 | 0 | 0 | 0 | 985.247 | 8236.304 | 82.36% | 0 | 1233.727 | 663.406 | 19.297 | 273.428 | 248.996 | 28.6 | 248.48 | 0 | 0 | 1233.727 | 248.48 | 985.247 | 0
|  | 1343.105 | 248.48 | 1094.625 | 0 | 2500 | 0 | 7251.057 | 72.51% | 0 | 1343.105 | 689.966 | 67.353 | 254.145 | 303.04 | 28.6 | 248.48 | 0 | 7500 | 1343.105 | 248.48 | 0 | 1094.625
|  | 1145.427 | 248.48 | 0 | 0 | 0 | 896.947 | 9751.057 | 97.51% | 0 | 1145.427 | 652.307 | 104.528 | 235.935 | 124.058 | 28.6 | 248.48 | 0 | 0 | 1145.427 | 248.48 | 896.947 | 0
|  | 875.38 | 248.48 | 626.9 | 0 | 1145.89 | 0 | 8854.11 | 88.54% | 0 | 875.38 | 528.721 | 85.055 | 233.004 | 0 | 28.6 | 248.48 | 0 | 7500 | 875.38 | 248.48 | 0 | 626.9
|  | 822.316 | 248.48 | 573.836 | 0 | 0 | 0 | 10000 | 100% | 0 | 822.316 | 358.974 | 76.786 | 359.282 | 0 | 27.273 | 248.48 | 0 | 7500 | 822.316 | 248.48 | 0 | 573.836
|  | 569.572 | 248.48 | 321.092 | 0 | 0 | 0 | 10000 | 100% | 0 | 569.572 | 230.46 | 56.478 | 230.962 | 0 | 51.673 | 248.48 | 0 | 7500 | 569.572 | 248.48 | 0 | 321.092
|  | 712.665 | 248.48 | 464.185 | 0 | 0 | 0 | 10000 | 100% | 0 | 712.665 | 197.813 | 73.811 | 305.641 | 0 | 135.4 | 248.48 | 0 | 7500 | 712.665 | 248.48 | 0 | 464.185
|  | 588.622 | 248.48 | 340.142 | 0 | 0 | 0 | 10000 | 100% | 0 | 588.622 | 179.73 | 96.026 | 235.952 | 0 | 76.914 | 248.48 | 0 | 7500 | 588.622 | 248.48 | 0 | 340.142
|  | 666.807 | 248.48 | 0 | 0 | 0 | 418.327 | 10000 | 100% | 0 | 666.807 | 180.022 | 67.387 | 326.559 | 0 | 92.839 | 248.48 | 0 | 0 | 666.807 | 248.48 | 418.327 | 0
|  | 634.218 | 248.48 | 0 | 0 | 0 | 385.738 | 9581.673 | 95.82% | 0 | 634.218 | 158.105 | 61.664 | 383.154 | 0 | 31.295 | 248.48 | 0 | 0 | 634.218 | 248.48 | 385.738 | 0
|  | 806.235 | 248.48 | 0 | 0 | 0 | 557.755 | 9195.935 | 91.96% | 0 | 806.235 | 166.12 | 25.939 | 376.801 | 170.795 | 66.581 | 248.48 | 0 | 0 | 806.235 | 248.48 | 557.755 | 0
|  | 1430.055 | 248.48 | 0 | 0 | 0 | 1181.575 | 8638.18 | 86.38% | 0 | 1430.055 | 264.217 | 21.156 | 405.425 | 511.435 | 227.823 | 248.48 | 0 | 0 | 1430.055 | 248.48 | 1181.575 | 0
|  | 1960.509 | 263.814 | 0 | 0 | 0 | 1696.695 | 7456.605 | 74.57% | 0 | 1960.509 | 404.059 | 26.754 | 416.762 | 369.948 | 742.986 | 248.48 | 15.334 | 0 | 1960.509 | 263.814 | 1696.695 | 0
|  | 992.413 | 364.532 | 0 | 0 | 0 | 627.881 | 5759.91 | 57.6% | 0 | 992.413 | 437.071 | 91.861 | 338.701 | 0 | 124.78 | 248.48 | 116.052 | 0 | 992.413 | 364.532 | 627.881 | 0
|  | 1044.056 | 346.462 | 697.594 | 0 | 2500 | 0 | 5132.029 | 51.32% | 0 | 1044.056 | 558.189 | 102.228 | 274.006 | 0 | 109.633 | 248.48 | 97.982 | 7500 | 1044.056 | 346.462 | 0 | 697.594
|  | 1111.103 | 410.93 | 700.173 | 0 | 2367.971 | 0 | 7632.029 | 76.32% | 0 | 1111.103 | 583.083 | 82.356 | 307.135 | 0 | 138.529 | 248.48 | 162.45 | 7500 | 1111.103 | 410.93 | 0 | 700.173
|  | 1211.291 | 629.55 | 581.741 | 0 | 0 | 0 | 10000 | 100% | 0 | 1211.291 | 631.347 | 74.824 | 295.128 | 0 | 209.992 | 248.48 | 381.07 | 7500 | 1211.291 | 629.55 | 0 | 581.741
|  | 1003.296 | 534.629 | 468.667 | 0 | 0 | 0 | 10000 | 100% | 0 | 1003.296 | 594.238 | 54.287 | 294.706 | 0 | 60.065 | 248.48 | 286.149 | 7500 | 1003.296 | 534.629 | 0 | 468.667
|  | 859.522 | 616.222 | 243.3 | 0 | 0 | 0 | 10000 | 100% | 0 | 859.522 | 488.642 | 73.172 | 297.708 | 0 | 0 | 248.48 | 367.742 | 7500 | 859.522 | 616.222 | 0 | 243.3
|  | 1091.021 | 650.982 | 440.039 | 0 | 0 | 0 | 10000 | 100% | 0 | 1091.021 | 536.774 | 93.79 | 359.951 | 100.507 | 0 | 248.48 | 402.502 | 7500 | 1091.021 | 650.982 | 0 | 440.039
|  | 1410.585 | 382.846 | 0 | 0 | 0 | 1027.739 | 10000 | 100% | 0 | 1410.585 | 507.752 | 64.263 | 502.208 | 336.362 | 0 | 248.48 | 134.366 | 0 | 1410.585 | 382.846 | 1027.739 | 0
|  | 1490.011 | 530.399 | 0 | 0 | 0 | 959.612 | 8972.261 | 89.72% | 0 | 1490.011 | 563.225 | 53.48 | 479.348 | 393.958 | 0 | 248.48 | 281.919 | 0 | 1490.011 | 530.399 | 959.612 | 0
|  | 1273.059 | 365.452 | 0 | 0 | 0 | 907.607 | 8012.649 | 80.13% | 0 | 1273.059 | 656.727 | 24.464 | 390.743 | 187.637 | 13.488 | 248.48 | 116.972 | 0 | 1273.059 | 365.452 | 907.607 | 0
|  | 992.233 | 249.793 | 0 | 0 | 0 | 742.44 | 7105.042 | 71.05% | 0 | 992.233 | 617.007 | 20.994 | 276.685 | 50.572 | 26.975 | 248.48 | 1.313 | 0 | 992.233 | 249.793 | 742.44 | 0
|  | 1124.371 | 248.48 | 0 | 0 | 0 | 875.891 | 6362.602 | 63.63% | 0 | 1124.371 | 670.39 | 26.274 | 217.717 | 182.889 | 27.102 | 248.48 | 0 | 0 | 1124.371 | 248.48 | 875.891 | 0
|  | 1235.818 | 248.48 | 987.338 | 0 | 2500 | 0 | 5486.711 | 54.87% | 0 | 1235.818 | 642.92 | 92.149 | 212.766 | 260.839 | 27.145 | 248.48 | 0 | 7500 | 1235.818 | 248.48 | 0 | 987.338
|  | 1165.675 | 248.48 | 0 | 0 | 0 | 917.195 | 7986.711 | 79.87% | 0 | 1165.675 | 676.996 | 100.606 | 231.121 | 129.937 | 27.015 | 248.48 | 0 | 0 | 1165.675 | 248.48 | 917.195 | 0
|  | 812.911 | 248.48 | 564.431 | 0 | 2500 | 0 | 7069.516 | 70.7% | 0 | 812.911 | 463.004 | 79.533 | 243.399 | 0 | 26.975 | 248.48 | 0 | 7500 | 812.911 | 248.48 | 0 | 564.431
|  | 722.544 | 248.48 | 474.064 | 0 | 430.484 | 0 | 9569.516 | 95.7% | 0 | 722.544 | 294.862 | 65.306 | 336.726 | 0 | 25.65 | 248.48 | 0 | 7500 | 722.544 | 248.48 | 0 | 474.064
|  | 627.164 | 248.48 | 378.684 | 0 | 0 | 0 | 10000 | 100% | 0 | 627.164 | 220.576 | 61.947 | 319.524 | 0 | 25.117 | 248.48 | 0 | 7500 | 627.164 | 248.48 | 0 | 378.684
|  | 622.84 | 248.48 | 374.36 | 0 | 0 | 0 | 10000 | 100% | 0 | 622.84 | 177.942 | 86.928 | 335.864 | 0 | 22.106 | 248.48 | 0 | 7500 | 622.84 | 248.48 | 0 | 374.36
|  | 654.509 | 248.48 | 406.029 | 0 | 0 | 0 | 10000 | 100% | 0 | 654.509 | 173.844 | 80.296 | 343.303 | 0 | 57.067 | 248.48 | 0 | 7500 | 654.509 | 248.48 | 0 | 406.029
|  | 653.234 | 248.48 | 0 | 0 | 0 | 404.754 | 10000 | 100% | 0 | 653.234 | 161.464 | 69.23 | 332.518 | 0 | 90.022 | 248.48 | 0 | 0 | 653.234 | 248.48 | 404.754 | 0
|  | 652.172 | 248.48 | 0 | 0 | 0 | 403.692 | 9595.246 | 95.95% | 0 | 652.172 | 176.733 | 38.777 | 398.672 | 0 | 37.991 | 248.48 | 0 | 0 | 652.172 | 248.48 | 403.692 | 0
|  | 840.812 | 248.48 | 0 | 0 | 0 | 592.332 | 9191.554 | 91.92% | 0 | 840.812 | 191.337 | 25.109 | 402.56 | 166.422 | 55.385 | 248.48 | 0 | 0 | 840.812 | 248.48 | 592.332 | 0
|  | 1356.399 | 248.48 | 0 | 0 | 0 | 1107.919 | 8599.222 | 85.99% | 0 | 1356.399 | 324.705 | 19.235 | 324.723 | 480.404 | 207.332 | 248.48 | 0 | 0 | 1356.399 | 248.48 | 1107.919 | 0
|  | 2000.027 | 588.221 | 0 | 0 | 0 | 1411.806 | 7491.303 | 74.91% | 0 | 2000.027 | 470.3 | 64.079 | 418.872 | 462.115 | 584.661 | 248.48 | 339.741 | 0 | 2000.027 | 588.221 | 1411.806 | 0
|  | 1569.449 | 1049.502 | 0 | 0 | 0 | 519.947 | 6079.497 | 60.79% | 0 | 1569.449 | 437.164 | 111.942 | 489.63 | 153.885 | 376.828 | 248.48 | 801.022 | 0 | 1569.449 | 1049.502 | 519.947 | 0
|  | 1364.401 | 935.703 | 428.698 | 0 | 2500 | 0 | 5559.55 | 55.6% | 0 | 1364.401 | 400.516 | 87.662 | 458.684 | 99.762 | 317.777 | 248.48 | 687.223 | 7500 | 1364.401 | 935.703 | 0 | 428.698
|  | 1401.77 | 465.692 | 936.078 | 0 | 1940.45 | 0 | 8059.55 | 80.6% | 0 | 1401.77 | 392.369 | 76.749 | 393.459 | 275.009 | 264.184 | 248.48 | 217.212 | 7500 | 1401.77 | 465.692 | 0 | 936.078
|  | 1258.252 | 1100.575 | 157.677 | 0 | 0 | 0 | 10000 | 100% | 0 | 1258.252 | 385.792 | 67.081 | 422.191 | 286.162 | 97.027 | 248.48 | 852.095 | 7500 | 1258.252 | 1100.575 | 0 | 157.677
|  | 934.112 | 783.148 | 150.964 | 0 | 0 | 0 | 10000 | 100% | 0 | 934.112 | 426.4 | 53.253 | 369.811 | 83.345 | 1.303 | 248.48 | 534.668 | 7500 | 934.112 | 783.148 | 0 | 150.964
|  | 885.555 | 885.555 | 0 | 160.289 | 0 | 0 | 10000 | 100% | 0 | 885.555 | 381.566 | 92.857 | 308.326 | 102.806 | 0 | 248.48 | 797.364 | 0 | 885.555 | 885.555 | 0 | 0
|  | 1070.062 | 1070.062 | 0 | 385.994 | 0 | 0 | 10000 | 100% | 0 | 1070.062 | 350.691 | 88.685 | 344.314 | 286.372 | 0 | 248.48 | 1207.576 | 0 | 1070.062 | 1070.062 | 0 | 0
|  | 1303.617 | 1303.617 | 0 | 111.456 | 0 | 0 | 10000 | 100% | 0 | 1303.617 | 480.769 | 66.388 | 494.256 | 262.205 | 0 | 248.48 | 1166.593 | 0 | 1303.617 | 1303.617 | 0 | 0
|  | 1308.553 | 723.399 | 0 | 0 | 0 | 585.154 | 10000 | 100% | 0 | 1308.553 | 604.646 | 38.913 | 562.446 | 102.549 | 0 | 248.48 | 474.919 | 0 | 1308.553 | 723.399 | 585.154 | 0
|  | 1114.934 | 614.543 | 0 | 0 | 0 | 500.391 | 9414.846 | 94.15% | 0 | 1114.934 | 635.173 | 23.435 | 316.406 | 127.244 | 12.675 | 248.48 | 366.063 | 0 | 1114.934 | 614.543 | 500.391 | 0
|  | 1078.865 | 258.014 | 0 | 0 | 0 | 820.851 | 8914.455 | 89.14% | 0 | 1078.865 | 534.247 | 19.303 | 255.007 | 244.957 | 25.35 | 248.48 | 9.534 | 0 | 1078.865 | 258.014 | 820.851 | 0
|  | 1165.56 | 248.48 | 0 | 0 | 0 | 917.08 | 8093.604 | 80.94% | 0 | 1165.56 | 647.01 | 61.484 | 259.837 | 171.837 | 25.393 | 248.48 | 0 | 0 | 1165.56 | 248.48 | 917.08 | 0
|  | 1104.819 | 248.48 | 856.339 | 0 | 2500 | 0 | 7176.524 | 71.77% | 0 | 1104.819 | 681.718 | 108.071 | 264.152 | 25.485 | 25.393 | 248.48 | 0 | 7500 | 1104.819 | 248.48 | 0 | 856.339
|  | 942.681 | 248.48 | 0 | 0 | 0 | 694.201 | 9676.524 | 96.77% | 0 | 942.681 | 591.187 | 81.274 | 241.349 | 3.521 | 25.35 | 248.48 | 0 | 0 | 942.681 | 248.48 | 694.201 | 0
|  | 802.227 | 248.48 | 553.747 | 0 | 1017.677 | 0 | 8982.323 | 89.82% | 0 | 802.227 | 492.856 | 82.291 | 201.73 | 0 | 25.35 | 248.48 | 0 | 7500 | 802.227 | 248.48 | 0 | 553.747
|  | 783.463 | 248.48 | 534.983 | 0 | 0 | 0 | 10000 | 100% | 0 | 783.463 | 329.676 | 61.261 | 360.351 | 0 | 32.175 | 248.48 | 0 | 7500 | 783.463 | 248.48 | 0 | 534.983
|  | 747.74 | 248.48 | 499.26 | 0 | 0 | 0 | 10000 | 100% | 0 | 747.74 | 229.981 | 76.091 | 377.651 | 0 | 64.017 | 248.48 | 0 | 7500 | 747.74 | 248.48 | 0 | 499.26
|  | 665.641 | 248.48 | 417.161 | 0 | 0 | 0 | 10000 | 100% | 0 | 665.641 | 186.258 | 89.492 | 330.184 | 0 | 59.707 | 248.48 | 0 | 7500 | 665.641 | 248.48 | 0 | 417.161
|  | 592.356 | 248.48 | 343.876 | 0 | 0 | 0 | 10000 | 100% | 0 | 592.356 | 155.078 | 65.011 | 286.925 | 0 | 85.343 | 248.48 | 0 | 7500 | 592.356 | 248.48 | 0 | 343.876
|  | 566.31 | 248.48 | 0 | 0 | 0 | 317.83 | 10000 | 100% | 0 | 566.31 | 150.894 | 53.209 | 314.405 | 0 | 47.802 | 248.48 | 0 | 0 | 566.31 | 248.48 | 317.83 | 0
|  | 674.074 | 248.48 | 0 | 0 | 0 | 425.594 | 9682.17 | 96.82% | 0 | 674.074 | 169.739 | 26.531 | 385.006 | 0 | 92.798 | 248.48 | 0 | 0 | 674.074 | 248.48 | 425.594 | 0
|  | 1145.3 | 248.48 | 0 | 0 | 0 | 896.82 | 9256.576 | 92.57% | 0 | 1145.3 | 218.764 | 21.993 | 525.705 | 191.949 | 186.889 | 248.48 | 0 | 0 | 1145.3 | 248.48 | 896.82 | 0
|  | 1895.442 | 248.48 | 0 | 0 | 0 | 1646.962 | 8359.756 | 83.6% | 0 | 1895.442 | 373.198 | 26.694 | 432.659 | 515.247 | 547.645 | 248.48 | 0 | 0 | 1895.442 | 248.48 | 1646.962 | 0
|  | 2025.236 | 249.207 | 0 | 0 | 0 | 1776.029 | 6712.794 | 67.13% | 2.2737e-13 | 2025.236 | 506.014 | 106.379 | 524.869 | 535.955 | 352.02 | 248.48 | 0.727 | 0 | 2025.236 | 249.207 | 1776.029 | 0
|  | 1716.084 | 350.899 | 0 | 0 | 0 | 1365.185 | 4936.765 | 49.37% | 2.2737e-13 | 1716.084 | 443.362 | 97.317 | 564.808 | 185.689 | 424.909 | 248.48 | 102.419 | 0 | 1716.084 | 350.899 | 1365.185 | 0
|  | 1408.664 | 544.837 | 863.827 | 0 | 2500 | 0 | 3571.58 | 35.72% | 0 | 1408.664 | 435.821 | 74.485 | 439.521 | 112.01 | 346.827 | 248.48 | 296.357 | 7500 | 1408.664 | 544.837 | 0 | 863.827
|  | 1511.337 | 1511.337 | 0 | 239.326 | 239.326 | 0 | 6071.58 | 60.72% | 0 | 1511.337 | 367.572 | 74.77 | 439.293 | 359.108 | 270.594 | 248.48 | 1502.183 | 0 | 1511.337 | 1511.337 | 0 | 0
|  | 1372.97 | 573.788 | 799.182 | 0 | 2500 | 0 | 6310.906 | 63.11% | 0 | 1372.97 | 358.286 | 57.053 | 440.515 | 354.517 | 162.599 | 248.48 | 325.308 | 7500 | 1372.97 | 573.788 | 0 | 799.182
|  | 978.165 | 789.56 | 188.605 | 0 | 1189.094 | 0 | 8810.906 | 88.11% | 0 | 978.165 | 382.034 | 70.726 | 387.529 | 126.598 | 11.278 | 248.48 | 541.08 | 7500 | 978.165 | 789.56 | 0 | 188.605
|  | 883.489 | 634.013 | 249.476 | 0 | 0 | 0 | 10000 | 100% | 0 | 883.489 | 351.392 | 97.893 | 323.795 | 110.408 | 0 | 248.48 | 385.533 | 7500 | 883.489 | 634.013 | 0 | 249.476
|  | 1133.13 | 541.138 | 591.992 | 0 | 0 | 0 | 10000 | 100% | 0 | 1133.13 | 359.76 | 73.731 | 371.799 | 327.84 | 0 | 248.48 | 292.658 | 7500 | 1133.13 | 541.138 | 0 | 591.992
|  | 1356.357 | 394.741 | 0 | 0 | 0 | 961.616 | 10000 | 100% | 0 | 1356.357 | 418.932 | 62.049 | 520.048 | 355.329 | 0 | 248.48 | 146.261 | 0 | 1356.357 | 394.741 | 961.616 | 0
|  | 1318.438 | 293.807 | 0 | 0 | 0 | 1024.631 | 9038.384 | 90.38% | 0 | 1318.438 | 622.112 | 26.498 | 542.825 | 127.003 | 0 | 248.48 | 45.327 | 0 | 1318.438 | 293.807 | 1024.631 | 0
|  | 1233.616 | 250.79 | 0 | 0 | 0 | 982.826 | 8013.753 | 80.14% | 0 | 1233.616 | 639.257 | 21.313 | 451.253 | 105.706 | 16.087 | 248.48 | 2.31 | 0 | 1233.616 | 250.79 | 982.826 | 0
|  | 1302.822 | 249.157 | 0 | 0 | 0 | 1053.665 | 7030.927 | 70.31% | 0 | 1302.822 | 627.576 | 25.513 | 320.124 | 297.434 | 32.175 | 248.48 | 0.677 | 0 | 1302.822 | 249.157 | 1053.665 | 0
|  | 1326.486 | 248.48 | 0 | 0 | 0 | 1078.006 | 5977.262 | 59.77% | 0 | 1326.486 | 637.171 | 101.784 | 289.56 | 265.797 | 32.175 | 248.48 | 0 | 0 | 1326.486 | 248.48 | 1078.006 | 0
|  | 1037.105 | 248.48 | 788.625 | 0 | 2500 | 0 | 4899.256 | 48.99% | 0 | 1037.105 | 617.128 | 91.298 | 234.73 | 61.775 | 32.175 | 248.48 | 0 | 7500 | 1037.105 | 248.48 | 0 | 788.625
|  | 901.244 | 248.48 | 0 | 0 | 0 | 652.764 | 7399.256 | 73.99% | 0 | 901.244 | 567.158 | 81.036 | 217.505 | 3.37 | 32.175 | 248.48 | 0 | 0 | 901.244 | 248.48 | 652.764 | 0
|  | 808.158 | 248.48 | 559.678 | 0 | 2500 | 0 | 6746.492 | 67.46% | 0 | 808.158 | 458.981 | 75.521 | 241.481 | 0 | 32.175 | 248.48 | 0 | 7500 | 808.158 | 248.48 | 0 | 559.678
|  | 823.895 | 248.48 | 575.415 | 0 | 753.508 | 0 | 9246.492 | 92.46% | 0 | 823.895 | 302.937 | 55.971 | 440.632 | 0 | 24.356 | 248.48 | 0 | 7500 | 823.895 | 248.48 | 0 | 575.415
|  | 628.215 | 248.48 | 379.735 | 0 | 0 | 0 | 10000 | 100% | 0 | 628.215 | 198.948 | 85.987 | 321.918 | 0 | 21.362 | 248.48 | 0 | 7500 | 628.215 | 248.48 | 0 | 379.735
|  | 630.09 | 248.48 | 381.61 | 0 | 0 | 0 | 10000 | 100% | 0 | 630.09 | 177.008 | 83.623 | 313.134 | 0 | 56.325 | 248.48 | 0 | 7500 | 630.09 | 248.48 | 0 | 381.61
|  | 596.643 | 248.48 | 348.163 | 0 | 0 | 0 | 10000 | 100% | 0 | 596.643 | 160.054 | 61.903 | 291.423 | 0 | 83.263 | 248.48 | 0 | 7500 | 596.643 | 248.48 | 0 | 348.163
|  | 592.184 | 248.48 | 0 | 0 | 0 | 343.704 | 10000 | 100% | 0 | 592.184 | 165.011 | 38.508 | 311.335 | 0 | 77.33 | 248.48 | 0 | 0 | 592.184 | 248.48 | 343.704 | 0
|  | 647.618 | 248.48 | 0 | 0 | 0 | 399.138 | 9656.296 | 96.56% | 0 | 647.618 | 157.923 | 21.281 | 322.877 | 0 | 145.537 | 248.48 | 0 | 0 | 647.618 | 248.48 | 399.138 | 0
|  | 1126.492 | 248.48 | 0 | 0 | 0 | 878.012 | 9257.158 | 92.57% | 0 | 1126.492 | 202.381 | 18.336 | 502.182 | 196.693 | 206.901 | 248.48 | 0 | 0 | 1126.492 | 248.48 | 878.012 | 0
|  | 1775.931 | 248.48 | 0 | 0 | 0 | 1527.451 | 8379.146 | 83.79% | 0 | 1775.931 | 351.589 | 57.713 | 450.568 | 546.449 | 369.612 | 248.48 | 0 | 0 | 1775.931 | 248.48 | 1527.451 | 0
|  | 1996.114 | 286.612 | 0 | 0 | 0 | 1709.502 | 6851.695 | 68.52% | 0 | 1996.114 | 451.826 | 111.667 | 627.907 | 347.76 | 456.955 | 248.48 | 38.132 | 0 | 1996.114 | 286.612 | 1709.502 | 0
|  | 1253.813 | 510.748 | 0 | 0 | 0 | 743.065 | 5142.193 | 51.42% | 0 | 1253.813 | 439.978 | 81.21 | 500.888 | 0 | 231.737 | 248.48 | 262.268 | 0 | 1253.813 | 510.748 | 743.065 | 0
|  | 1010.017 | 714.565 | 295.452 | 0 | 2500 | 0 | 4399.128 | 43.99% | 0 | 1010.017 | 391.572 | 80.531 | 420.754 | 0 | 117.161 | 248.48 | 466.085 | 7500 | 1010.017 | 714.565 | 0 | 295.452
|  | 991.249 | 836.888 | 154.361 | 0 | 2500 | 0 | 6899.128 | 68.99% | 0 | 991.249 | 378.188 | 60.441 | 459.102 | 0 | 93.518 | 248.48 | 588.408 | 7500 | 991.249 | 836.888 | 0 | 154.361
|  | 945.083 | 945.083 | 0 | 470.254 | 470.254 | 0 | 9399.128 | 93.99% | 0 | 945.083 | 390.383 | 60.525 | 380.22 | 0 | 113.955 | 248.48 | 1166.857 | 0 | 945.083 | 945.083 | 0 | 0
|  | 930.528 | 930.528 | 0 | 526.423 | 130.618 | 0 | 9869.382 | 98.69% | 0 | 930.528 | 387.026 | 93.449 | 351.451 | 0 | 98.602 | 248.48 | 1208.471 | 0 | 930.528 | 930.528 | 0 | 0
|  | 875.477 | 875.477 | 0 | 168.302 | 0 | 0 | 10000 | 100% | 0 | 875.477 | 368.309 | 79.542 | 359.094 | 0 | 68.533 | 248.48 | 795.299 | 0 | 875.477 | 875.477 | 0 | 0
|  | 909.728 | 707.026 | 202.702 | 0 | 0 | 0 | 10000 | 100% | 0 | 909.728 | 349.014 | 59.403 | 350.109 | 148.561 | 2.641 | 248.48 | 458.546 | 7500 | 909.728 | 707.026 | 0 | 202.702
|  | 1481.029 | 1117.512 | 0 | 0 | 0 | 363.517 | 10000 | 100% | 0 | 1481.029 | 448.568 | 38.977 | 492.313 | 499.776 | 1.396 | 248.48 | 869.032 | 0 | 1481.029 | 1117.512 | 363.517 | 0
|  | 1722.397 | 475.416 | 0 | 0 | 0 | 1246.981 | 9636.483 | 96.36% | 0 | 1722.397 | 621.947 | 23.293 | 529.41 | 547.746 | 0 | 248.48 | 226.936 | 0 | 1722.397 | 475.416 | 1246.981 | 0
|  | 1248.625 | 799.299 | 0 | 0 | 0 | 449.326 | 8389.502 | 83.9% | 0 | 1248.625 | 633.783 | 21.221 | 388.819 | 192.777 | 12.025 | 248.48 | 550.819 | 0 | 1248.625 | 799.299 | 449.326 | 0
|  | 1013.942 | 338.921 | 0 | 0 | 0 | 675.021 | 7940.176 | 79.4% | 0 | 1013.942 | 569.751 | 55.681 | 289.935 | 74.525 | 24.05 | 248.48 | 90.441 | 0 | 1013.942 | 338.921 | 675.021 | 0
|  | 1344.276 | 248.48 | 0 | 0 | 0 | 1095.796 | 7265.155 | 72.65% | 0 | 1344.276 | 644.871 | 108.46 | 283.838 | 282.927 | 24.181 | 248.48 | 0 | 0 | 1344.276 | 248.48 | 1095.796 | 0
|  | 1395.1 | 248.48 | 1146.62 | 0 | 2500 | 0 | 6169.359 | 61.69% | 0 | 1395.1 | 688.428 | 77.003 | 285.897 | 319.505 | 24.268 | 248.48 | 0 | 7500 | 1395.1 | 248.48 | 0 | 1146.62
|  | 1053.191 | 248.48 | 0 | 0 | 0 | 804.711 | 8669.359 | 86.69% | 0 | 1053.191 | 614.011 | 81.52 | 226.869 | 106.348 | 24.443 | 248.48 | 0 | 0 | 1053.191 | 248.48 | 804.711 | 0
|  | 799.225 | 248.48 | 550.745 | 0 | 2135.352 | 0 | 7864.648 | 78.65% | 0 | 799.225 | 497.382 | 61.964 | 215.392 | 0 | 24.487 | 248.48 | 0 | 7500 | 799.225 | 248.48 | 0 | 550.745
|  | 861.766 | 248.48 | 613.286 | 0 | 0 | 0 | 10000 | 100% | 0 | 861.766 | 318.122 | 69.429 | 435.292 | 0 | 38.923 | 248.48 | 0 | 7500 | 861.766 | 248.48 | 0 | 613.286
|  | 761.645 | 248.48 | 513.165 | 0 | 0 | 0 | 10000 | 100% | 0 | 761.645 | 205.42 | 99.473 | 386.122 | 0 | 70.63 | 248.48 | 0 | 7500 | 761.645 | 248.48 | 0 | 513.165
|  | 648.792 | 248.48 | 400.312 | 0 | 0 | 0 | 10000 | 100% | 0 | 648.792 | 199.64 | 68.73 | 329.001 | 0 | 51.422 | 248.48 | 0 | 7500 | 648.792 | 248.48 | 0 | 400.312
|  | 512.818 | 248.48 | 264.338 | 0 | 0 | 0 | 10000 | 100% | 0 | 512.818 | 157.131 | 57.163 | 275.278 | 0 | 23.246 | 248.48 | 0 | 7500 | 512.818 | 248.48 | 0 | 264.338
|  | 575.924 | 248.48 | 0 | 0 | 0 | 327.444 | 10000 | 100% | 0 | 575.924 | 158.573 | 24.993 | 302.345 | 0 | 90.013 | 248.48 | 0 | 0 | 575.924 | 248.48 | 327.444 | 0
|  | 723.055 | 248.48 | 0 | 0 | 0 | 474.575 | 9672.556 | 96.73% | 0 | 723.055 | 152.665 | 20.963 | 442.532 | 0 | 106.895 | 248.48 | 0 | 0 | 723.055 | 248.48 | 474.575 | 0
|  | 1102.615 | 248.48 | 0 | 0 | 0 | 854.135 | 9197.981 | 91.98% | 0 | 1102.615 | 206.679 | 26.879 | 482.25 | 186.708 | 200.1 | 248.48 | 0 | 0 | 1102.615 | 248.48 | 854.135 | 0
|  | 1646.45 | 248.48 | 0 | 0 | 0 | 1397.97 | 8343.846 | 83.44% | 0 | 1646.45 | 386.821 | 102.79 | 494.508 | 526.905 | 135.426 | 248.48 | 0 | 0 | 1646.45 | 248.48 | 1397.97 | 0
|  | 1533.852 | 248.74 | 0 | 0 | 0 | 1285.112 | 6945.876 | 69.46% | 0 | 1533.852 | 460.904 | 97.214 | 549.035 | 309.573 | 117.126 | 248.48 | 0.26 | 0 | 1533.852 | 248.74 | 1285.112 | 0
|  | 1552.566 | 263.195 | 0 | 0 | 0 | 1289.371 | 5660.764 | 56.61% | 0 | 1552.566 | 435.62 | 78.969 | 703.836 | 0 | 334.141 | 248.48 | 14.715 | 0 | 1552.566 | 263.195 | 1289.371 | 0
|  | 1447.317 | 276.226 | 1171.091 | 0 | 2500 | 0 | 4371.393 | 43.71% | 0 | 1447.317 | 435.908 | 75.068 | 532.83 | 0 | 403.512 | 248.48 | 27.746 | 7500 | 1447.317 | 276.226 | 0 | 1171.091
|  | 1096.391 | 330.687 | 765.704 | 0 | 2500 | 0 | 6871.393 | 68.71% | 0 | 1096.391 | 390.748 | 61.206 | 447.868 | 0 | 196.569 | 248.48 | 82.207 | 7500 | 1096.391 | 330.687 | 0 | 765.704
|  | 938.314 | 440.098 | 498.216 | 0 | 628.607 | 0 | 9371.393 | 93.71% | 0 | 938.314 | 394.053 | 68.833 | 412.011 | 0 | 63.417 | 248.48 | 191.618 | 7500 | 938.314 | 440.098 | 0 | 498.216
|  | 780.215 | 337.483 | 442.732 | 0 | 0 | 0 | 10000 | 100% | 0 | 780.215 | 352.122 | 96.942 | 329.101 | 0 | 2.05 | 248.48 | 89.003 | 7500 | 780.215 | 337.483 | 0 | 442.732
|  | 787.002 | 364.904 | 422.098 | 0 | 0 | 0 | 10000 | 100% | 0 | 787.002 | 364.139 | 72.543 | 350.32 | 0 | 0 | 248.48 | 116.424 | 7500 | 787.002 | 364.904 | 0 | 422.098
|  | 889.796 | 321.546 | 568.25 | 0 | 0 | 0 | 10000 | 100% | 0 | 889.796 | 366.897 | 52.604 | 379.579 | 90.717 | 0 | 248.48 | 73.066 | 7500 | 889.796 | 321.546 | 0 | 568.25
|  | 1485.671 | 327.58 | 0 | 0 | 0 | 1158.091 | 10000 | 100% | 0 | 1485.671 | 447.264 | 24.28 | 669.769 | 344.358 | 0 | 248.48 | 79.1 | 0 | 1485.671 | 327.58 | 1158.091 | 0
|  | 1544.06 | 353.444 | 0 | 0 | 0 | 1190.616 | 8841.909 | 88.42% | 0 | 1544.06 | 592.072 | 21.949 | 557.719 | 372.32 | 0 | 248.48 | 104.964 | 0 | 1544.06 | 353.444 | 1190.616 | 0
|  | 1363.565 | 312.673 | 0 | 0 | 0 | 1050.892 | 7651.293 | 76.51% | 0 | 1363.565 | 628.851 | 27.227 | 509.149 | 185.013 | 13.325 | 248.48 | 64.193 | 0 | 1363.565 | 312.673 | 1050.892 | 0
|  | 1104.371 | 250.771 | 0 | 0 | 0 | 853.6 | 6600.401 | 66% | 0 | 1104.371 | 609.612 | 104.808 | 316.125 | 47.177 | 26.65 | 248.48 | 2.291 | 0 | 1104.371 | 250.771 | 853.6 | 0
|  | 1138.318 | 248.48 | 0 | 0 | 0 | 889.838 | 5746.801 | 57.47% | 0 | 1138.318 | 582.156 | 102.746 | 255.716 | 171.006 | 26.694 | 248.48 | 0 | 0 | 1138.318 | 248.48 | 889.838 | 0
|  | 1188.248 | 248.48 | 939.768 | 0 | 2500 | 0 | 4856.963 | 48.57% | 0 | 1188.248 | 606.173 | 81.934 | 230.421 | 242.939 | 26.782 | 248.48 | 0 | 7500 | 1188.248 | 248.48 | 0 | 939.768
|  | 1054.538 | 248.48 | 0 | 0 | 0 | 806.058 | 7356.963 | 73.57% | 0 | 1054.538 | 603.091 | 73.644 | 233.548 | 117.208 | 27.047 | 248.48 | 0 | 0 | 1054.538 | 248.48 | 806.058 | 0
|  | 751.245 | 248.48 | 502.765 | 0 | 2500 | 0 | 6550.905 | 65.51% | 0 | 751.245 | 440.488 | 52.531 | 231.134 | 0 | 27.091 | 248.48 | 0 | 7500 | 751.245 | 248.48 | 0 | 502.765
|  | 983.752 | 248.48 | 735.272 | 0 | 949.095 | 0 | 9050.905 | 90.51% | 0 | 983.752 | 321.304 | 83.683 | 507.908 | 0 | 70.858 | 248.48 | 0 | 7500 | 983.752 | 248.48 | 0 | 735.272
|  | 797.675 | 248.48 | 549.195 | 0 | 0 | 0 | 10000 | 100% | 0 | 797.675 | 234.352 | 79.443 | 367.541 | 0 | 116.339 | 248.48 | 0 | 7500 | 797.675 | 248.48 | 0 | 549.195
|  | 684.034 | 248.48 | 435.554 | 0 | 0 | 0 | 10000 | 100% | 0 | 684.034 | 181.029 | 60.247 | 344.511 | 0 | 98.247 | 248.48 | 0 | 7500 | 684.034 | 248.48 | 0 | 435.554
|  | 660.702 | 248.48 | 412.222 | 0 | 0 | 0 | 10000 | 100% | 0 | 660.702 | 152.58 | 37.848 | 357.826 | 0 | 112.449 | 248.48 | 0 | 7500 | 660.702 | 248.48 | 0 | 412.222
|  | 664.293 | 248.48 | 0 | 0 | 0 | 415.813 | 10000 | 100% | 0 | 664.293 | 160.729 | 22.798 | 395.661 | 0 | 85.105 | 248.48 | 0 | 0 | 664.293 | 248.48 | 415.813 | 0
|  | 700.722 | 248.48 | 0 | 0 | 0 | 452.242 | 9584.187 | 95.84% | 0 | 700.722 | 179.393 | 18.608 | 428.259 | 0 | 74.462 | 248.48 | 0 | 0 | 700.722 | 248.48 | 452.242 | 0
|  | 1226.4 | 248.48 | 0 | 0 | 0 | 977.92 | 9131.945 | 91.32% | 0 | 1226.4 | 218.067 | 64.655 | 578.965 | 189.739 | 174.974 | 248.48 | 0 | 0 | 1226.4 | 248.48 | 977.92 | 0
|  | 1706.869 | 248.48 | 0 | 0 | 0 | 1458.389 | 8154.025 | 81.54% | 0 | 1706.869 | 390.595 | 100.445 | 488.519 | 521.417 | 205.893 | 248.48 | 0 | 0 | 1706.869 | 248.48 | 1458.389 | 0
|  | 1625.15 | 397.546 | 0 | 0 | 0 | 1227.604 | 6695.636 | 66.96% | 0 | 1625.15 | 459.762 | 77.675 | 556.574 | 297.325 | 233.815 | 248.48 | 149.066 | 0 | 1625.15 | 397.546 | 1227.604 | 0
|  | 1423.098 | 964.139 | 0 | 0 | 0 | 458.959 | 5468.032 | 54.68% | 0 | 1423.098 | 412.123 | 80.531 | 620.849 | 0 | 309.596 | 248.48 | 715.659 | 0 | 1423.098 | 964.139 | 458.959 | 0
|  | 1111.297 | 775.856 | 335.441 | 0 | 2500 | 0 | 5009.073 | 50.09% | 0 | 1111.297 | 389.889 | 60.419 | 493.541 | 0 | 167.448 | 248.48 | 527.376 | 7500 | 1111.297 | 775.856 | 0 | 335.441
|  | 1043.87 | 653.853 | 390.017 | 0 | 2490.927 | 0 | 7509.073 | 75.09% | 0 | 1043.87 | 391.377 | 60.386 | 534.863 | 0 | 57.245 | 0 | 653.853 | 7500 | 1043.87 | 653.853 | 0 | 390.017
|  | 946.119 | 946.119 | 0 | 511.069 | 0 | 0 | 10000 | 100% | 0 | 946.119 | 410.257 | 87.068 | 416.642 | 0 | 32.152 | 0 | 1457.188 | 0 | 946.119 | 946.119 | 0 | 0
|  | 878.841 | 640.557 | 238.284 | 0 | 0 | 0 | 10000 | 100% | 0 | 878.841 | 347.93 | 78.725 | 395.839 | 0 | 56.347 | 0 | 640.557 | 7500 | 878.841 | 640.557 | 0 | 238.284
|  | 725.835 | 334.728 | 391.107 | 0 | 0 | 0 | 10000 | 100% | 0 | 725.835 | 329.636 | 64.46 | 331.739 | 0 | 0 | 0 | 334.728 | 7500 | 725.835 | 334.728 | 0 | 391.107
|  | 1041.326 | 920.237 | 121.089 | 0 | 0 | 0 | 10000 | 100% | 0 | 1041.326 | 388.542 | 40.569 | 462.695 | 149.52 | 0 | 0 | 920.237 | 7500 | 1041.326 | 920.237 | 0 | 121.089
|  | 1507.628 | 370.273 | 0 | 0 | 0 | 1137.355 | 10000 | 100% | -2.2737e-13 | 1507.628 | 423.726 | 21.23 | 619.391 | 443.282 | 0 | 0 | 370.273 | 0 | 1507.628 | 370.273 | 1137.355 | 0
|  | 1600.646 | 293.981 | 0 | 0 | 0 | 1306.665 | 8862.645 | 88.63% | 0 | 1600.646 | 581.888 | 22.161 | 563.228 | 433.37 | 0 | 0 | 293.981 | 0 | 1600.646 | 293.981 | 1306.665 | 0
|  | 1240.369 | 117.993 | 0 | 0 | 0 | 1122.376 | 7555.98 | 75.56% | 0 | 1240.369 | 605.978 | 54.93 | 402.67 | 161.516 | 15.275 | 0 | 117.993 | 0 | 1240.369 | 117.993 | 1122.376 | 0
|  | 1067.734 | 0.158 | 0 | 0 | 0 | 1067.576 | 6433.604 | 64.34% | 0 | 1067.734 | 585.188 | 108.03 | 285.996 | 57.97 | 30.55 | 0 | 0.158 | 0 | 1067.734 | 0.158 | 1067.576 | 0
|  | 1259.877 | 0 | 0 | 0 | 0 | 1259.877 | 5366.028 | 53.66% | 0 | 1259.877 | 609.605 | 79.837 | 296.889 | 242.997 | 30.55 | 0 | 0 | 0 | 1259.877 | 0 | 1259.877 | 0
|  | 1234.927 | 0 | 1234.927 | 0 | 2500 | 0 | 4106.151 | 41.06% | 0 | 1234.927 | 643.656 | 82.083 | 230.81 | 247.783 | 30.595 | 0 | 0 | 7500 | 1234.927 | 0 | 0 | 1234.927
|  | 1076.948 | 0 | 0 | 0 | 0 | 1076.948 | 6606.151 | 66.06% | 0 | 1076.948 | 607.977 | 59.297 | 274.856 | 103.911 | 30.906 | 0 | 0 | 0 | 1076.948 | 0 | 1076.948 | 0
|  | 880.034 | 0 | 880.034 | 0 | 2500 | 0 | 5529.203 | 55.29% | 0 | 880.034 | 525.275 | 61.441 | 262.323 | 0 | 30.995 | 0 | 0 | 7500 | 880.034 | 0 | 0 | 880.034
|  | 862.229 | 0 | 862.229 | 0 | 1970.797 | 0 | 8029.203 | 80.29% | 0 | 862.229 | 336.43 | 90.132 | 409.887 | 0 | 25.779 | 0 | 0 | 7500 | 862.229 | 0 | 0 | 862.229
|  | 724.499 | 0 | 724.499 | 0 | 0 | 0 | 10000 | 100% | 0 | 724.499 | 248.993 | 68.309 | 385.059 | 0 | 22.138 | 0 | 0 | 7500 | 724.499 | 0 | 0 | 724.499
|  | 678.796 | 0 | 678.796 | 0 | 0 | 0 | 10000 | 100% | 0 | 678.796 | 205.501 | 52.686 | 336.766 | 0 | 83.843 | 0 | 0 | 7500 | 678.796 | 0 | 0 | 678.796
|  | 572.49 | 0 | 572.49 | 0 | 0 | 0 | 10000 | 100% | 0 | 572.49 | 177.667 | 28.407 | 339.216 | 0 | 27.201 | 0 | 0 | 7500 | 572.49 | 0 | 0 | 572.49
|  | 590.617 | 0 | 0 | 0 | 0 | 590.617 | 10000 | 100% | 0 | 590.617 | 175.07 | 21.211 | 321.292 | 0 | 73.045 | 0 | 0 | 0 | 590.617 | 0 | 590.617 | 0
|  | 979.04 | 248.48 | 0 | 0 | 0 | 730.56 | 9409.383 | 94.09% | 0 | 979.04 | 187.799 | 28.166 | 505.019 | 0 | 258.056 | 248.48 | 0 | 0 | 979.04 | 248.48 | 730.56 | 0
|  | 1243.739 | 248.48 | 0 | 0 | 0 | 995.259 | 8678.823 | 86.79% | 0 | 1243.739 | 196.16 | 104.896 | 499.946 | 175.407 | 267.331 | 248.48 | 0 | 0 | 1243.739 | 248.48 | 995.259 | 0
|  | 1453.868 | 248.483 | 0 | 0 | 0 | 1205.385 | 7683.564 | 76.84% | 0 | 1453.868 | 256.443 | 94.446 | 394.582 | 477.15 | 231.247 | 248.48 | 0.003 | 0 | 1453.868 | 248.483 | 1205.385 | 0
|  | 1173.11 | 762.284 | 0 | 0 | 0 | 410.826 | 6478.179 | 64.78% | 0 | 1173.11 | 322.381 | 80.646 | 375.657 | 282.607 | 111.819 | 248.48 | 513.804 | 0 | 1173.11 | 762.284 | 410.826 | 0
|  | 1242.586 | 757.056 | 0 | 0 | 0 | 485.53 | 6067.353 | 60.67% | 0 | 1242.586 | 429.961 | 73.284 | 430.827 | 0 | 308.514 | 248.48 | 508.576 | 0 | 1242.586 | 757.056 | 485.53 | 0
|  | 1395.803 | 1395.803 | 0 | 88.362 | 88.362 | 0 | 5581.823 | 55.82% | 0 | 1395.803 | 574.665 | 61.084 | 342.936 | 0 | 417.118 | 248.48 | 1235.685 | 0 | 1395.803 | 1395.803 | 0 | 0
|  | 1284.135 | 1135.13 | 149.005 | 0 | 2500 | 0 | 5670.185 | 56.7% | 0 | 1284.135 | 605.619 | 72.012 | 302.785 | 0 | 303.719 | 248.48 | 886.65 | 7500 | 1284.135 | 1135.13 | 0 | 149.005
|  | 1087.023 | 1087.023 | 0 | 346.239 | 346.239 | 0 | 8170.185 | 81.7% | 0 | 1087.023 | 605.534 | 92.335 | 265.504 | 0 | 123.65 | 248.48 | 1184.782 | 0 | 1087.023 | 1087.023 | 0 | 0
|  | 942.923 | 942.923 | 0 | 939.733 | 939.733 | 0 | 8516.424 | 85.16% | 0 | 942.923 | 605.141 | 67.083 | 262.961 | 0 | 7.739 | 248.48 | 1634.176 | 0 | 942.923 | 942.923 | 0 | 0
|  | 707.634 | 707.634 | 0 | 1196.766 | 543.843 | 0 | 9456.157 | 94.56% | 0 | 707.634 | 448.823 | 52.142 | 206.67 | 0 | 0 | 248.48 | 1655.92 | 0 | 707.634 | 707.634 | 0 | 0
|  | 1045.224 | 1045.224 | 0 | 657.557 | 0 | 0 | 10000 | 100% | 0 | 1045.224 | 522.124 | 27.385 | 348.886 | 146.829 | 0 | 248.48 | 1454.301 | 0 | 1045.224 | 1045.224 | 0 | 0
|  | 1570.911 | 1018.19 | 0 | 0 | 0 | 552.721 | 10000 | 100% | 0 | 1570.911 | 502.762 | 20.323 | 540.014 | 507.813 | 0 | 248.48 | 769.71 | 0 | 1570.911 | 1018.19 | 552.721 | 0
|  | 1501.653 | 1310.241 | 0 | 0 | 0 | 191.412 | 9447.279 | 94.47% | 0 | 1501.653 | 555.329 | 27.384 | 444.681 | 474.259 | 0 | 248.48 | 1061.761 | 0 | 1501.653 | 1310.241 | 191.412 | 0
|  | 1251.669 | 1251.669 | 0 | 130.117 | 130.117 | 0 | 9255.867 | 92.56% | 0 | 1251.669 | 614.196 | 95.072 | 347.011 | 182.879 | 12.512 | 248.48 | 1133.306 | 0 | 1251.669 | 1251.669 | 0 | 0
|  | 1041.891 | 674.339 | 0 | 0 | 0 | 367.552 | 9385.984 | 93.86% | 0 | 1041.891 | 607.401 | 103.168 | 236.098 | 70.199 | 25.025 | 248.48 | 425.859 | 0 | 1041.891 | 674.339 | 367.552 | 0
|  | 1166.168 | 248.48 | 0 | 0 | 0 | 917.688 | 9018.432 | 90.18% | 0 | 1166.168 | 592.498 | 82.088 | 223.04 | 243.517 | 25.025 | 248.48 | 0 | 0 | 1166.168 | 248.48 | 917.688 | 0
|  | 1283.226 | 248.48 | 1034.746 | 0 | 1899.256 | 0 | 8100.744 | 81.01% | 0 | 1283.226 | 669.862 | 72.441 | 227.637 | 288.262 | 25.025 | 248.48 | 0 | 7500 | 1283.226 | 248.48 | 0 | 1034.746
|  | 960.19 | 248.48 | 0 | 0 | 0 | 711.71 | 10000 | 100% | 0 | 960.19 | 576.287 | 61.066 | 202.52 | 95.293 | 25.025 | 248.48 | 0 | 0 | 960.19 | 248.48 | 711.71 | 0
|  | 772.917 | 248.48 | 524.437 | 0 | 711.71 | 0 | 9288.29 | 92.88% | 0 | 772.917 | 457.174 | 65.699 | 225.019 | 0 | 25.025 | 248.48 | 0 | 7500 | 772.917 | 248.48 | 0 | 524.437
|  | 957.738 | 248.48 | 709.258 | 0 | 0 | 0 | 10000 | 100% | 0 | 957.738 | 358.409 | 83.701 | 483.137 | 0 | 32.492 | 248.48 | 0 | 7500 | 957.738 | 248.48 | 0 | 709.258
|  | 736.638 | 248.48 | 488.158 | 0 | 0 | 0 | 10000 | 100% | 0 | 736.638 | 244.02 | 70.021 | 391.336 | 0 | 31.261 | 248.48 | 0 | 7500 | 736.638 | 248.48 | 0 | 488.158
|  | 724.729 | 248.48 | 476.249 | 0 | 0 | 0 | 10000 | 100% | 0 | 724.729 | 200.828 | 44.192 | 441.503 | 0 | 38.206 | 248.48 | 0 | 7500 | 724.729 | 248.48 | 0 | 476.249
|  | 571.917 | 248.48 | 323.437 | 0 | 0 | 0 | 10000 | 100% | 0 | 571.917 | 175.417 | 21.704 | 347.361 | 0 | 27.436 | 248.48 | 0 | 7500 | 571.917 | 248.48 | 0 | 323.437
|  | 595.02 | 248.48 | 0 | 0 | 0 | 346.54 | 10000 | 100% | 0 | 595.02 | 174.408 | 20.689 | 347.42 | 0 | 52.503 | 248.48 | 0 | 0 | 595.02 | 248.48 | 346.54 | 0
|  | 734.801 | 248.48 | 0 | 0 | 0 | 486.321 | 9653.46 | 96.53% | 0 | 734.801 | 152.754 | 61.812 | 416.393 | 0 | 103.841 | 248.48 | 0 | 0 | 734.801 | 248.48 | 486.321 | 0
|  | 1164.258 | 248.48 | 0 | 0 | 0 | 915.778 | 9167.139 | 91.67% | 0 | 1164.258 | 180.399 | 106.832 | 496.594 | 159.806 | 220.627 | 248.48 | 0 | 0 | 1164.258 | 248.48 | 915.778 | 0
|  | 1407.06 | 250.488 | 0 | 0 | 0 | 1156.572 | 8251.361 | 82.51% | 0 | 1407.06 | 241.6 | 79.037 | 468.811 | 495.339 | 122.274 | 248.48 | 2.008 | 0 | 1407.06 | 250.488 | 1156.572 | 0
|  | 1621.059 | 577.929 | 0 | 0 | 0 | 1043.13 | 7094.789 | 70.95% | -2.2737e-13 | 1621.059 | 363.141 | 72.369 | 364.183 | 313.251 | 508.115 | 248.48 | 329.449 | 0 | 1621.059 | 577.929 | 1043.13 | 0
|  | 1172.236 | 1030.295 | 0 | 0 | 0 | 141.941 | 6051.659 | 60.52% | 0 | 1172.236 | 424.003 | 68.592 | 388.222 | 0 | 291.419 | 248.48 | 781.815 | 0 | 1172.236 | 1030.295 | 141.941 | 0
|  | 1111.455 | 370.264 | 741.191 | 0 | 2500 | 0 | 5909.718 | 59.1% | 0 | 1111.455 | 515.785 | 65.309 | 319.449 | 0 | 210.912 | 248.48 | 121.784 | 7500 | 1111.455 | 370.264 | 0 | 741.191
|  | 1138.344 | 433.105 | 705.239 | 0 | 1590.282 | 0 | 8409.718 | 84.1% | 0 | 1138.344 | 603.556 | 92.237 | 333.815 | 0 | 108.736 | 248.48 | 184.625 | 7500 | 1138.344 | 433.105 | 0 | 705.239
|  | 1048.014 | 1017.074 | 30.94 | 0 | 0 | 0 | 10000 | 100% | 0 | 1048.014 | 656.184 | 79.817 | 232.079 | 0 | 79.934 | 248.48 | 768.594 | 7500 | 1048.014 | 1017.074 | 0 | 30.94
|  | 929.361 | 538.201 | 391.16 | 0 | 0 | 0 | 10000 | 100% | 0 | 929.361 | 620.617 | 69.207 | 228.405 | 0 | 11.132 | 248.48 | 289.721 | 7500 | 929.361 | 538.201 | 0 | 391.16
|  | 724.211 | 724.211 | 0 | 47.172 | 0 | 0 | 10000 | 100% | 0 | 724.211 | 482.616 | 37.393 | 204.202 | 0 | 0 | 248.48 | 522.903 | 0 | 724.211 | 724.211 | 0 | 0
|  | 1034.972 | 837.173 | 197.799 | 0 | 0 | 0 | 10000 | 100% | 0 | 1034.972 | 564.386 | 22.404 | 291.364 | 156.818 | 0 | 248.48 | 588.693 | 7500 | 1034.972 | 837.173 | 0 | 197.799
|  | 1390.698 | 463.644 | 0 | 0 | 0 | 927.054 | 10000 | 100% | 0 | 1390.698 | 497.351 | 21.876 | 419.371 | 452.102 | 0 | 248.48 | 215.164 | 0 | 1390.698 | 463.644 | 927.054 | 0
|  | 1588.308 | 353.133 | 0 | 0 | 0 | 1235.175 | 9072.946 | 90.73% | 0 | 1588.308 | 537.55 | 61.692 | 473.669 | 515.397 | 0 | 248.48 | 104.653 | 0 | 1588.308 | 353.133 | 1235.175 | 0
|  | 1308.539 | 265.938 | 0 | 0 | 0 | 1042.601 | 7837.771 | 78.38% | -2.2737e-13 | 1308.539 | 634.253 | 112.784 | 359.19 | 186.225 | 16.087 | 248.48 | 17.458 | 0 | 1308.539 | 265.938 | 1042.601 | 0
|  | 1079.441 | 249.654 | 0 | 0 | 0 | 829.787 | 6795.17 | 67.95% | 0 | 1079.441 | 611.798 | 86.011 | 280.319 | 69.138 | 32.175 | 248.48 | 1.174 | 0 | 1079.441 | 249.654 | 829.787 | 0
|  | 1262.674 | 248.48 | 0 | 0 | 0 | 1014.194 | 5965.383 | 59.65% | 0 | 1262.674 | 620.84 | 82.502 | 260.548 | 266.475 | 32.31 | 248.48 | 0 | 0 | 1262.674 | 248.48 | 1014.194 | 0
|  | 1318.43 | 248.48 | 1069.95 | 0 | 2500 | 0 | 4951.189 | 49.51% | 0 | 1318.43 | 683.456 | 59.428 | 240.289 | 302.901 | 32.356 | 248.48 | 0 | 7500 | 1318.43 | 248.48 | 0 | 1069.95
|  | 1185.986 | 248.48 | 0 | 0 | 0 | 937.506 | 7451.189 | 74.51% | 0 | 1185.986 | 727.309 | 62.865 | 247.271 | 116.323 | 32.218 | 248.48 | 0 | 0 | 1185.986 | 248.48 | 937.506 | 0
|  | 856.305 | 248.48 | 607.825 | 0 | 2500 | 0 | 6513.683 | 65.14% | 0 | 856.305 | 499.826 | 89.261 | 235.043 | 0 | 32.175 | 248.48 | 0 | 7500 | 856.305 | 248.48 | 0 | 607.825
|  | 818.541 | 248.48 | 570.061 | 0 | 986.317 | 0 | 9013.683 | 90.14% | 0 | 818.541 | 325.325 | 76.221 | 384.501 | 0 | 32.494 | 248.48 | 0 | 7500 | 818.541 | 248.48 | 0 | 570.061
|  | 678.719 | 248.48 | 430.239 | 0 | 0 | 0 | 10000 | 100% | 0 | 678.719 | 218.993 | 58.578 | 371.233 | 0 | 29.916 | 248.48 | 0 | 7500 | 678.719 | 248.48 | 0 | 430.239
|  | 616.212 | 248.48 | 367.732 | 0 | 0 | 0 | 10000 | 100% | 0 | 616.212 | 164.64 | 25.374 | 325.208 | 0 | 100.99 | 248.48 | 0 | 7500 | 616.212 | 248.48 | 0 | 367.732
|  | 503.934 | 248.48 | 255.454 | 0 | 0 | 0 | 10000 | 100% | 0 | 503.934 | 184.957 | 20.551 | 273.676 | 0 | 24.75 | 248.48 | 0 | 7500 | 503.934 | 248.48 | 0 | 255.454
|  | 536.932 | 248.48 | 0 | 0 | 0 | 288.452 | 10000 | 100% | 0 | 536.932 | 145.237 | 29.047 | 294.079 | 0 | 68.569 | 248.48 | 0 | 0 | 536.932 | 248.48 | 288.452 | 0
|  | 761.656 | 248.48 | 0 | 0 | 0 | 513.176 | 9711.548 | 97.12% | 0 | 761.656 | 169.663 | 102.317 | 402.578 | 0 | 87.098 | 248.48 | 0 | 0 | 761.656 | 248.48 | 513.176 | 0
|  | 980.66 | 248.48 | 0 | 0 | 0 | 732.18 | 9198.372 | 91.98% | 0 | 980.66 | 194.086 | 104.314 | 422.243 | 163.822 | 96.196 | 248.48 | 0 | 0 | 980.66 | 248.48 | 732.18 | 0
|  | 2048.239 | 251.242 | 0 | 0 | 0 | 1796.997 | 8466.192 | 84.66% | 0 | 2048.239 | 405.201 | 84.991 | 464.862 | 559.986 | 533.198 | 248.48 | 2.762 | 0 | 2048.239 | 251.242 | 1796.997 | 0
|  | 1994.781 | 249.199 | 0 | 0 | 0 | 1745.582 | 6669.195 | 66.69% | 0 | 1994.781 | 481.619 | 73.046 | 563.571 | 529.809 | 346.735 | 248.48 | 0.719 | 0 | 1994.781 | 249.199 | 1745.582 | 0
|  | 1629.315 | 251.002 | 0 | 0 | 0 | 1378.313 | 4923.613 | 49.24% | 0 | 1629.315 | 484.026 | 64.144 | 617.695 | 197.356 | 266.095 | 248.48 | 2.522 | 0 | 1629.315 | 251.002 | 1378.313 | 0
|  | 1388.542 | 285.008 | 1103.534 | 0 | 2500 | 0 | 3545.3 | 35.45% | 0 | 1388.542 | 411.992 | 72.249 | 524.863 | 109.38 | 270.059 | 248.48 | 36.528 | 7500 | 1388.542 | 285.008 | 0 | 1103.534
|  | 1698.907 | 278.607 | 1420.3 | 0 | 2500 | 0 | 6045.3 | 60.45% | 0 | 1698.907 | 371.604 | 86.312 | 486.355 | 360.96 | 393.676 | 248.48 | 30.127 | 7500 | 1698.907 | 278.607 | 0 | 1420.3
|  | 1356.3 | 264.521 | 1091.779 | 0 | 1454.7 | 0 | 8545.3 | 85.45% | 0 | 1356.3 | 393.968 | 73.947 | 406.844 | 391.85 | 89.692 | 248.48 | 16.041 | 7500 | 1356.3 | 264.521 | 0 | 1091.779
|  | 950.216 | 256.262 | 693.954 | 0 | 0 | 0 | 10000 | 100% | 0 | 950.216 | 392.284 | 54.679 | 362.559 | 140.695 | 0 | 248.48 | 7.782 | 7500 | 950.216 | 256.262 | 0 | 693.954
|  | 839.668 | 262.787 | 576.881 | 0 | 0 | 0 | 10000 | 100% | 0 | 839.668 | 364.232 | 24.104 | 355.922 | 95.412 | 0 | 248.48 | 14.307 | 7500 | 839.668 | 262.787 | 0 | 576.881
|  | 1188.662 | 258.155 | 930.507 | 0 | 0 | 0 | 10000 | 100% | 0 | 1188.662 | 392.985 | 21.545 | 445.836 | 328.295 | 0 | 248.48 | 9.675 | 7500 | 1188.662 | 258.155 | 0 | 930.507
|  | 1340.404 | 264.339 | 0 | 0 | 0 | 1076.065 | 10000 | 100% | 0 | 1340.404 | 417.177 | 26.668 | 554.172 | 342.388 | 0 | 248.48 | 15.859 | 0 | 1340.404 | 264.339 | 1076.065 | 0
|  | 1254.524 | 275.527 | 0 | 0 | 0 | 978.997 | 8923.935 | 89.24% | 0 | 1254.524 | 601.88 | 92.655 | 450.876 | 109.113 | 0 | 248.48 | 27.047 | 0 | 1254.524 | 275.527 | 978.997 | 0
|  | 1119.761 | 341.421 | 0 | 0 | 0 | 778.34 | 7944.938 | 79.45% | 0 | 1119.761 | 559.757 | 92.684 | 368.54 | 82.693 | 16.087 | 248.48 | 92.941 | 0 | 1119.761 | 341.421 | 778.34 | 0
|  | 1215.121 | 269.338 | 0 | 0 | 0 | 945.783 | 7166.598 | 71.67% | 0 | 1215.121 | 550.063 | 78.83 | 303.402 | 250.651 | 32.175 | 248.48 | 20.858 | 0 | 1215.121 | 269.338 | 945.783 | 0
|  | 1276.112 | 248.48 | 0 | 0 | 0 | 1027.632 | 6220.815 | 62.21% | 0 | 1276.112 | 618.03 | 71.738 | 309.199 | 244.926 | 32.22 | 248.48 | 0 | 0 | 1276.112 | 248.48 | 1027.632 | 0
|  | 1115.973 | 248.48 | 867.493 | 0 | 2500 | 0 | 5193.183 | 51.93% | 0 | 1115.973 | 651.261 | 57.26 | 310.277 | 64.955 | 32.22 | 248.48 | 0 | 7500 | 1115.973 | 248.48 | 0 | 867.493
|  | 976.45 | 248.48 | 0 | 0 | 0 | 727.97 | 7693.183 | 76.93% | 0 | 976.45 | 616.008 | 68.824 | 255.851 | 3.592 | 32.175 | 248.48 | 0 | 0 | 976.45 | 248.48 | 727.97 | 0
|  | 801.35 | 248.48 | 552.87 | 0 | 2500 | 0 | 6965.213 | 69.65% | 0 | 801.35 | 462.075 | 98.411 | 208.689 | 0 | 32.175 | 248.48 | 0 | 7500 | 801.35 | 248.48 | 0 | 552.87
|  | 798.341 | 248.48 | 549.861 | 0 | 534.787 | 0 | 9465.213 | 94.65% | 0 | 798.341 | 292.069 | 65.62 | 411.078 | 0 | 29.575 | 248.48 | 0 | 7500 | 798.341 | 248.48 | 0 | 549.861
|  | 716.994 | 248.48 | 468.514 | 0 | 0 | 0 | 10000 | 100% | 0 | 716.994 | 227.515 | 38.599 | 424.717 | 0 | 26.163 | 248.48 | 0 | 7500 | 716.994 | 248.48 | 0 | 468.514
|  | 591.862 | 248.48 | 343.382 | 0 | 0 | 0 | 10000 | 100% | 0 | 591.862 | 182.979 | 24.391 | 353.345 | 0 | 31.148 | 248.48 | 0 | 7500 | 591.862 | 248.48 | 0 | 343.382
|  | 521.289 | 248.48 | 272.809 | 0 | 0 | 0 | 10000 | 100% | 0 | 521.289 | 154.874 | 20.148 | 296.675 | 0 | 49.592 | 248.48 | 0 | 7500 | 521.289 | 248.48 | 0 | 272.809
|  | 600.47 | 248.48 | 0 | 0 | 0 | 351.99 | 10000 | 100% | 0 | 600.47 | 160.077 | 55.013 | 363.95 | 0 | 21.43 | 248.48 | 0 | 0 | 600.47 | 248.48 | 351.99 | 0
|  | 704.86 | 248.48 | 0 | 0 | 0 | 456.38 | 9648.01 | 96.48% | 0 | 704.86 | 151.543 | 99.315 | 415.479 | 0 | 38.523 | 248.48 | 0 | 0 | 704.86 | 248.48 | 456.38 | 0
|  | 1167.246 | 248.48 | 0 | 0 | 0 | 918.766 | 9191.63 | 91.92% | 0 | 1167.246 | 201.295 | 89.557 | 575.154 | 175.405 | 125.835 | 248.48 | 0 | 0 | 1167.246 | 248.48 | 918.766 | 0
|  | 1668.012 | 250.558 | 0 | 0 | 0 | 1417.454 | 8272.864 | 82.73% | 0 | 1668.012 | 337.963 | 76.711 | 485.337 | 512.043 | 255.958 | 248.48 | 2.078 | 0 | 1668.012 | 250.558 | 1417.454 | 0
|  | 2111.83 | 257.308 | 0 | 0 | 0 | 1854.522 | 6855.41 | 68.55% | 0 | 2111.83 | 490.891 | 66.39 | 663.359 | 526.951 | 364.239 | 248.48 | 8.828 | 0 | 2111.83 | 257.308 | 1854.522 | 0
|  | 1594.809 | 396.722 | 0 | 0 | 0 | 1198.087 | 5000.888 | 50.01% | 0 | 1594.809 | 391.758 | 55.995 | 564.926 | 188.04 | 394.09 | 248.48 | 148.242 | 0 | 1594.809 | 396.722 | 1198.087 | 0
|  | 1416.618 | 471.138 | 945.48 | 0 | 2500 | 0 | 3802.801 | 38.03% | 0 | 1416.618 | 413.611 | 83.997 | 465.348 | 95.233 | 358.429 | 248.48 | 222.658 | 7500 | 1416.618 | 471.138 | 0 | 945.48
|  | 1329.335 | 424.409 | 904.926 | 0 | 2500 | 0 | 6302.801 | 63.03% | 0 | 1329.335 | 342.23 | 75.92 | 397.031 | 323.44 | 190.714 | 248.48 | 175.929 | 7500 | 1329.335 | 424.409 | 0 | 904.926
|  | 1398.503 | 512.833 | 885.67 | 0 | 1197.199 | 0 | 8802.801 | 88.03% | 0 | 1398.503 | 352.413 | 69.358 | 461.345 | 373.276 | 142.112 | 248.48 | 264.353 | 7500 | 1398.503 | 512.833 | 0 | 885.67
|  | 1001.735 | 902.633 | 99.102 | 0 | 0 | 0 | 10000 | 100% | 0 | 1001.735 | 427.598 | 41.663 | 358.074 | 141.309 | 33.092 | 248.48 | 654.153 | 7500 | 1001.735 | 902.633 | 0 | 99.102
|  | 832.752 | 832.752 | 0 | 88.197 | 0 | 0 | 10000 | 100% | 0 | 832.752 | 349.019 | 21.357 | 374.959 | 87.418 | 0 | 248.48 | 672.469 | 0 | 832.752 | 832.752 | 0 | 0
|  | 1041.107 | 1041.107 | 0 | 4.518 | 0 | 0 | 10000 | 100% | 0 | 1041.107 | 328.036 | 20.503 | 409.729 | 282.84 | 0 | 248.48 | 797.145 | 0 | 1041.107 | 1041.107 | 0 | 0
|  | 1406.532 | 633.962 | 0 | 0 | 0 | 772.57 | 10000 | 100% | 0 | 1406.532 | 444.701 | 59.355 | 553.262 | 349.214 | 0 | 248.48 | 385.482 | 0 | 1406.532 | 633.962 | 772.57 | 0
|  | 1403.253 | 705.516 | 0 | 0 | 0 | 697.737 | 9227.43 | 92.27% | 0 | 1403.253 | 580.484 | 109.506 | 590.762 | 122.502 | 0 | 248.48 | 457.036 | 0 | 1403.253 | 705.516 | 697.737 | 0
|  | 1284.857 | 534.889 | 0 | 0 | 0 | 749.968 | 8529.693 | 85.3% | 0 | 1284.857 | 575.967 | 86.335 | 511.608 | 96.159 | 14.788 | 248.48 | 286.409 | 0 | 1284.857 | 534.889 | 749.968 | 0
|  | 1349.343 | 397.337 | 0 | 0 | 0 | 952.006 | 7779.725 | 77.8% | 0 | 1349.343 | 655.431 | 74.321 | 319.6 | 270.417 | 29.575 | 248.48 | 148.857 | 0 | 1349.343 | 397.337 | 952.006 | 0
|  | 1173.288 | 248.48 | 0 | 0 | 0 | 924.808 | 6827.719 | 68.28% | 0 | 1173.288 | 579.026 | 59.247 | 270.712 | 234.729 | 29.575 | 248.48 | 0 | 0 | 1173.288 | 248.48 | 924.808 | 0
|  | 1105.542 | 248.48 | 857.062 | 0 | 2500 | 0 | 5902.911 | 59.03% | 0 | 1105.542 | 644.567 | 58.619 | 306.05 | 66.731 | 29.575 | 248.48 | 0 | 7500 | 1105.542 | 248.48 | 0 | 857.062
|  | 940.992 | 248.48 | 0 | 0 | 0 | 692.512 | 8402.911 | 84.03% | 0 | 940.992 | 601.672 | 77.836 | 226.867 | 5.042 | 29.575 | 248.48 | 0 | 0 | 940.992 | 248.48 | 692.512 | 0
|  | 823.252 | 248.48 | 574.772 | 0 | 2289.601 | 0 | 7710.399 | 77.1% | 0 | 823.252 | 460.964 | 80.765 | 251.948 | 0 | 29.575 | 248.48 | 0 | 7500 | 823.252 | 248.48 | 0 | 574.772
|  | 841.872 | 248.48 | 593.392 | 0 | 0 | 0 | 10000 | 100% | 0 | 841.872 | 308.348 | 55.469 | 446.532 | 0 | 31.524 | 248.48 | 0 | 7500 | 841.872 | 248.48 | 0 | 593.392
|  | 697.772 | 248.48 | 449.292 | 0 | 0 | 0 | 10000 | 100% | 0 | 697.772 | 203.224 | 27.222 | 375.642 | 0 | 91.684 | 248.48 | 0 | 7500 | 697.772 | 248.48 | 0 | 449.292
|  | 535.945 | 248.48 | 287.465 | 0 | 0 | 0 | 10000 | 100% | 0 | 535.945 | 174.583 | 21.646 | 315.716 | 0 | 24 | 248.48 | 0 | 7500 | 535.945 | 248.48 | 0 | 287.465
|  | 594.915 | 248.48 | 346.435 | 0 | 0 | 0 | 10000 | 100% | 0 | 594.915 | 161.355 | 27.01 | 344.138 | 0 | 62.412 | 248.48 | 0 | 7500 | 594.915 | 248.48 | 0 | 346.435
|  | 700.253 | 248.48 | 0 | 0 | 0 | 451.773 | 10000 | 100% | 0 | 700.253 | 139.06 | 101.429 | 396.231 | 0 | 63.534 | 248.48 | 0 | 0 | 700.253 | 248.48 | 451.773 | 0
|  | 740.273 | 248.48 | 0 | 0 | 0 | 491.793 | 9548.227 | 95.48% | 0 | 740.273 | 153.946 | 92.698 | 383.56 | 0 | 110.069 | 248.48 | 0 | 0 | 740.273 | 248.48 | 491.793 | 0
|  | 1189.354 | 0 | 0 | 0 | 0 | 1189.354 | 9056.434 | 90.56% | 0 | 1189.354 | 210.464 | 81.417 | 581.843 | 179.965 | 135.666 | 0 | 0 | 0 | 1189.354 | 0 | 1189.354 | 0
|  | 1606.727 | 10.613 | 0 | 0 | 0 | 1596.114 | 7867.08 | 78.67% | 0 | 1606.727 | 364.715 | 76.107 | 470.554 | 520.964 | 174.387 | 0 | 10.613 | 0 | 1606.727 | 10.613 | 1596.114 | 0
|  | 1709.252 | 23.232 | 0 | 0 | 0 | 1686.02 | 6270.966 | 62.71% | 0 | 1709.252 | 468.923 | 62.059 | 577.574 | 344.848 | 255.848 | 0 | 23.232 | 0 | 1709.252 | 23.232 | 1686.02 | 0
|  | 1419.882 | 78.082 | 0 | 0 | 0 | 1341.8 | 4584.946 | 45.85% | 0 | 1419.882 | 403.844 | 68.055 | 633.388 | 0 | 314.595 | 0 | 78.082 | 0 | 1419.882 | 78.082 | 1341.8 | 0
|  | 1216.967 | 151.686 | 1065.281 | 0 | 2500 | 0 | 3243.146 | 32.43% | 0 | 1216.967 | 388.468 | 102.211 | 489.385 | 0 | 236.903 | 0 | 151.686 | 7500 | 1216.967 | 151.686 | 0 | 1065.281
|  | 909.081 | 483.011 | 426.07 | 0 | 2500 | 0 | 5743.146 | 57.43% | 0 | 909.081 | 346.706 | 68.399 | 379.372 | 0 | 114.604 | 0 | 483.011 | 7500 | 909.081 | 483.011 | 0 | 426.07
|  | 956.011 | 584.534 | 371.477 | 0 | 1756.854 | 0 | 8243.146 | 82.43% | 0 | 956.011 | 381.177 | 58.764 | 407.718 | 0 | 108.353 | 0 | 584.534 | 7500 | 956.011 | 584.534 | 0 | 371.477
|  | 1009.655 | 788.013 | 221.642 | 0 | 0 | 0 | 10000 | 100% | 0 | 1009.655 | 446.191 | 25.566 | 380.722 | 0 | 157.176 | 0 | 788.013 | 7500 | 1009.655 | 788.013 | 0 | 221.642
|  | 752.86 | 673.366 | 79.494 | 0 | 0 | 0 | 10000 | 100% | 0 | 752.86 | 333.765 | 22.008 | 330.671 | 0 | 66.416 | 0 | 673.366 | 7500 | 752.86 | 673.366 | 0 | 79.494
|  | 952.978 | 713.319 | 239.659 | 0 | 0 | 0 | 10000 | 100% | 0 | 952.978 | 343.77 | 28.558 | 427.485 | 153.165 | 0 | 0 | 713.319 | 7500 | 952.978 | 713.319 | 0 | 239.659
|  | 1749.589 | 934.102 | 0 | 0 | 0 | 815.487 | 10000 | 100% | 0 | 1749.589 | 476.381 | 88.854 | 677.404 | 506.95 | 0 | 0 | 934.102 | 0 | 1749.589 | 934.102 | 815.487 | 0
|  | 1762.975 | 236.857 | 0 | 0 | 0 | 1526.118 | 9184.513 | 91.85% | 0 | 1762.975 | 618.831 | 100.044 | 560.179 | 483.922 | 0 | 0 | 236.857 | 0 | 1762.975 | 236.857 | 1526.118 | 0
|  | 1295.576 | 326.415 | 0 | 0 | 0 | 969.161 | 7658.395 | 76.58% | 0 | 1295.576 | 612.084 | 82.376 | 415.875 | 169.641 | 15.6 | 0 | 326.415 | 0 | 1295.576 | 326.415 | 969.161 | 0
|  | 1024.546 | 352.38 | 0 | 0 | 0 | 672.166 | 6689.234 | 66.89% | 0 | 1024.546 | 546.53 | 77.78 | 309.015 | 60.021 | 31.2 | 0 | 352.38 | 0 | 1024.546 | 352.38 | 672.166 | 0
|  | 1298.033 | 0 | 0 | 0 | 0 | 1298.033 | 6017.068 | 60.17% | 0 | 1298.033 | 645.107 | 56.344 | 313.707 | 251.537 | 31.339 | 0 | 0 | 0 | 1298.033 | 0 | 1298.033 | 0
|  | 1394.683 | 0 | 1394.683 | 0 | 2500 | 0 | 4719.035 | 47.19% | 0 | 1394.683 | 675.612 | 73.493 | 302.137 | 312.011 | 31.431 | 0 | 0 | 7500 | 1394.683 | 0 | 0 | 1394.683
|  | 1119.862 | 0 | 0 | 0 | 0 | 1119.862 | 7219.035 | 72.19% | 0 | 1119.862 | 625.413 | 89.572 | 263.559 | 109.701 | 31.617 | 0 | 0 | 0 | 1119.862 | 0 | 1119.862 | 0
|  | 812.03 | 0 | 812.03 | 0 | 2500 | 0 | 6099.173 | 60.99% | 0 | 812.03 | 450.086 | 73.325 | 256.956 | 0 | 31.663 | 0 | 0 | 7500 | 812.03 | 0 | 0 | 812.03
|  | 927.254 | 0 | 927.254 | 0 | 1400.827 | 0 | 8599.173 | 85.99% | 0 | 927.254 | 348.857 | 42.454 | 507.745 | 0 | 28.198 | 0 | 0 | 7500 | 927.254 | 0 | 0 | 927.254
|  | 682.53 | 0 | 682.53 | 0 | 0 | 0 | 10000 | 100% | 0 | 682.53 | 207.446 | 24.622 | 424.652 | 0 | 25.811 | 0 | 0 | 7500 | 682.53 | 0 | 0 | 682.53
|  | 724.819 | 0 | 724.819 | 0 | 0 | 0 | 10000 | 100% | 0 | 724.819 | 195.386 | 21.009 | 486.965 | 0 | 21.459 | 0 | 0 | 7500 | 724.819 | 0 | 0 | 724.819
|  | 610.735 | 0 | 610.735 | 0 | 0 | 0 | 10000 | 100% | 0 | 610.735 | 157.757 | 61.132 | 369.021 | 0 | 22.826 | 0 | 0 | 7500 | 610.735 | 0 | 0 | 610.735
|  | 677.084 | 0 | 0 | 0 | 0 | 677.084 | 10000 | 100% | 0 | 677.084 | 163.192 | 106.706 | 377.227 | 0 | 29.959 | 0 | 0 | 0 | 677.084 | 0 | 677.084 | 0
|  | 665.374 | 0 | 0 | 0 | 0 | 665.374 | 9322.916 | 93.23% | 0 | 665.374 | 139.427 | 80.276 | 368.574 | 0 | 77.096 | 0 | 0 | 0 | 665.374 | 0 | 665.374 | 0
|  | 1193.781 | 0 | 0 | 0 | 0 | 1193.781 | 8657.542 | 86.58% | 0 | 1193.781 | 222.191 | 71.038 | 544.85 | 191.913 | 163.79 | 0 | 0 | 0 | 1193.781 | 0 | 1193.781 | 0
|  | 1389.028 | 186.401 | 0 | 0 | 0 | 1202.627 | 7463.761 | 74.64% | 0 | 1389.028 | 314.055 | 59.9 | 435.351 | 449.146 | 130.576 | 0 | 186.401 | 0 | 1389.028 | 186.401 | 1202.627 | 0
|  | 2117.74 | 369.15 | 0 | 0 | 0 | 1748.59 | 6261.134 | 62.61% | 0 | 2117.74 | 487.398 | 61.922 | 702.807 | 341.171 | 524.442 | 0 | 369.15 | 0 | 2117.74 | 369.15 | 1748.59 | 0
|  | 1580.767 | 217.476 | 0 | 0 | 0 | 1363.291 | 4512.544 | 45.13% | -2.2737e-13 | 1580.767 | 383.047 | 78.91 | 597.108 | 0 | 521.703 | 0 | 217.476 | 0 | 1580.767 | 217.476 | 1363.291 | 0
|  | 1453.367 | 246.032 | 1207.335 | 0 | 2500 | 0 | 3149.253 | 31.49% | 0 | 1453.367 | 406.891 | 83.874 | 590.728 | 0 | 371.874 | 0 | 246.032 | 7500 | 1453.367 | 246.032 | 0 | 1207.335
|  | 943.869 | 943.869 | 0 | 6.292 | 6.292 | 0 | 5649.253 | 56.49% | 0 | 943.869 | 328.268 | 70.127 | 393.145 | 0 | 152.33 | 0 | 950.161 | 0 | 943.869 | 943.869 | 0 | 0
|  | 946.82 | 946.82 | 0 | 511.672 | 511.672 | 0 | 5655.545 | 56.56% | 0 | 946.82 | 403.223 | 40.369 | 403.32 | 0 | 99.908 | 0 | 1458.492 | 0 | 946.82 | 946.82 | 0 | 0
|  | 812.997 | 812.997 | 0 | 559.33 | 559.33 | 0 | 6167.217 | 61.67% | 0 | 812.997 | 399.016 | 22.544 | 325.441 | 0 | 65.996 | 0 | 1372.327 | 0 | 812.997 | 812.997 | 0 | 0
|  | 766.367 | 766.367 | 0 | 195.017 | 195.017 | 0 | 6726.547 | 67.27% | 0 | 766.367 | 353.089 | 18.67 | 366.195 | 0 | 28.414 | 0 | 961.384 | 0 | 766.367 | 766.367 | 0 | 0
|  | 1004.015 | 805.823 | 198.192 | 0 | 2500 | 0 | 6921.564 | 69.22% | 0 | 1004.015 | 359.371 | 58.26 | 445.296 | 141.089 | 0 | 0 | 805.823 | 7500 | 1004.015 | 805.823 | 0 | 198.192
|  | 1445.71 | 547.285 | 0 | 0 | 0 | 898.425 | 9421.564 | 94.22% | 0 | 1445.71 | 413.648 | 112.659 | 506.564 | 412.84 | 0 | 0 | 547.285 | 0 | 1445.71 | 547.285 | 898.425 | 0
|  | 1816.439 | 454.823 | 0 | 0 | 0 | 1361.616 | 8523.139 | 85.23% | 2.2737e-13 | 1816.439 | 560.152 | 87.852 | 638.161 | 530.274 | 0 | 0 | 454.823 | 0 | 1816.439 | 454.823 | 1361.616 | 0
|  | 1324.21 | 496.533 | 0 | 0 | 0 | 827.677 | 7161.523 | 71.62% | 0 | 1324.21 | 608.759 | 83.452 | 432.394 | 186.768 | 12.837 | 0 | 496.533 | 0 | 1324.21 | 496.533 | 827.677 | 0
|  | 1056.165 | 370.031 | 0 | 0 | 0 | 686.134 | 6333.846 | 63.34% | 0 | 1056.165 | 575.694 | 62.274 | 335.832 | 56.69 | 25.675 | 0 | 370.031 | 0 | 1056.165 | 370.031 | 686.134 | 0
|  | 1201.611 | 0 | 0 | 0 | 0 | 1201.611 | 5647.712 | 56.48% | 0 | 1201.611 | 605.202 | 55.677 | 275.319 | 239.576 | 25.837 | 0 | 0 | 0 | 1201.611 | 0 | 1201.611 | 0
|  | 1337.379 | 0 | 1337.379 | 0 | 2500 | 0 | 4446.101 | 44.46% | 0 | 1337.379 | 651.085 | 85.798 | 265.622 | 308.713 | 26.161 | 0 | 0 | 7500 | 1337.379 | 0 | 0 | 1337.379
|  | 1071.183 | 0 | 0 | 0 | 0 | 1071.183 | 6946.101 | 69.46% | 0 | 1071.183 | 601.095 | 81.015 | 248.46 | 113.478 | 27.135 | 0 | 0 | 0 | 1071.183 | 0 | 1071.183 | 0
|  | 801.289 | 0 | 801.289 | 0 | 2500 | 0 | 5874.918 | 58.75% | 0 | 801.289 | 462.69 | 66.474 | 244.828 | 0 | 27.297 | 0 | 0 | 7500 | 801.289 | 0 | 0 | 801.289
|  | 868.775 | 0 | 868.775 | 0 | 1625.082 | 0 | 8374.918 | 83.75% | 0 | 868.775 | 330.343 | 25.06 | 483.562 | 0 | 29.811 | 0 | 0 | 7500 | 868.775 | 0 | 0 | 868.775
|  | 554.095 | 0 | 554.095 | 0 | 0 | 0 | 10000 | 100% | 0 | 554.095 | 203.425 | 21.188 | 302.272 | 0 | 27.21 | 0 | 0 | 7500 | 554.095 | 0 | 0 | 554.095
|  | 589.631 | 0 | 589.631 | 0 | 0 | 0 | 10000 | 100% | 0 | 589.631 | 184.22 | 28.829 | 336.814 | 0 | 39.769 | 0 | 0 | 7500 | 589.631 | 0 | 0 | 589.631
|  | 695.009 | 0 | 695.009 | 0 | 0 | 0 | 10000 | 100% | 0 | 695.009 | 165.833 | 107.299 | 344.247 | 0 | 77.631 | 0 | 0 | 7500 | 695.009 | 0 | 0 | 695.009
|  | 677.326 | 0 | 0 | 0 | 0 | 677.326 | 10000 | 100% | 0 | 677.326 | 154.277 | 105.822 | 350.716 | 0 | 66.511 | 0 | 0 | 0 | 677.326 | 0 | 677.326 | 0
|  | 733.166 | 0 | 0 | 0 | 0 | 733.166 | 9322.674 | 93.23% | 0 | 733.166 | 157.475 | 86.059 | 386.92 | 0 | 102.712 | 0 | 0 | 0 | 733.166 | 0 | 733.166 | 0
|  | 1146.451 | 0 | 0 | 0 | 0 | 1146.451 | 8589.508 | 85.9% | 0 | 1146.451 | 222.436 | 73.073 | 570.855 | 193.428 | 86.659 | 0 | 0 | 0 | 1146.451 | 0 | 1146.451 | 0
|  | 1822.619 | 373.584 | 0 | 0 | 0 | 1449.035 | 7443.057 | 74.43% | 0 | 1822.619 | 362.766 | 58.907 | 549.225 | 546.498 | 305.223 | 0 | 373.584 | 0 | 1822.619 | 373.584 | 1449.035 | 0
|  | 2152.464 | 409.012 | 0 | 0 | 0 | 1743.452 | 5994.022 | 59.94% | 0 | 2152.464 | 465.315 | 77.191 | 670.74 | 352.926 | 586.292 | 0 | 409.012 | 0 | 2152.464 | 409.012 | 1743.452 | 0
|  | 1893.475 | 414.88 | 0 | 0 | 0 | 1250.57 | 4250.57 | 42.51% | 228.025 | 1665.45 | 396.68 | 87.312 | 601.629 | 0 | 807.854 | 0 | 414.88 | 0 | 1893.475 | 414.88 | 1250.57 | 0
|  | 949.311 | 949.311 | 0 | 442.775 | 442.775 | 0 | 3000 | 30% | 0 | 949.311 | 417.483 | 65.674 | 453.643 | 0 | 12.511 | 0 | 1392.086 | 0 | 949.311 | 949.311 | 0 | 0
|  | 1037.536 | 1037.536 | 0 | 29.993 | 29.993 | 0 | 3442.775 | 34.43% | 0 | 1037.536 | 394.762 | 57.555 | 506.768 | 0 | 78.451 | 0 | 1067.529 | 0 | 1037.536 | 1037.536 | 0 | 0
|  | 861.709 | 565.991 | 295.718 | 0 | 2500 | 0 | 3472.768 | 34.73% | 0 | 861.709 | 362.846 | 25.529 | 390.057 | 0 | 83.277 | 0 | 565.991 | 7500 | 861.709 | 565.991 | 0 | 295.718
|  | 871.879 | 518.8 | 353.079 | 0 | 2500 | 0 | 5972.768 | 59.73% | 0 | 871.879 | 412.878 | 19.393 | 361.658 | 0 | 77.95 | 0 | 518.8 | 7500 | 871.879 | 518.8 | 0 | 353.079
|  | 812.072 | 812.072 | 0 | 705.859 | 705.859 | 0 | 8472.768 | 84.73% | 0 | 812.072 | 367.119 | 28.389 | 378.908 | 0 | 37.656 | 0 | 1517.931 | 0 | 812.072 | 812.072 | 0 | 0
|  | 1015.694 | 1015.694 | 0 | 429.636 | 429.636 | 0 | 9178.627 | 91.79% | 0 | 1015.694 | 351.595 | 93.094 | 409.537 | 161.469 | 0 | 0 | 1445.33 | 0 | 1015.694 | 1015.694 | 0 | 0
|  | 1595.449 | 1283.084 | 0 | 0 | 0 | 312.365 | 9608.263 | 96.08% | 0 | 1595.449 | 459.078 | 101.517 | 530.137 | 504.716 | 0 | 0 | 1283.084 | 0 | 1595.449 | 1283.084 | 312.365 | 0
|  | 1729.555 | 982.07 | 0 | 0 | 0 | 747.485 | 9295.898 | 92.96% | 0 | 1729.555 | 560.309 | 75.28 | 551.639 | 542.328 | 0 | 0 | 982.07 | 0 | 1729.555 | 982.07 | 747.485 | 0
|  | 1202.795 | 675.364 | 0 | 0 | 0 | 527.431 | 8548.413 | 85.48% | 0 | 1202.795 | 543.367 | 76.668 | 383.554 | 184.907 | 14.3 | 0 | 675.364 | 0 | 1202.795 | 675.364 | 527.431 | 0
|  | 1115.208 | 481.338 | 0 | 0 | 0 | 633.87 | 8020.982 | 80.21% | 0 | 1115.208 | 608.464 | 59.997 | 342.188 | 75.96 | 28.6 | 248.48 | 232.858 | 0 | 1115.208 | 481.338 | 633.87 | 0
|  | 1337.82 | 248.48 | 0 | 0 | 0 | 1089.34 | 7387.112 | 73.87% | 0 | 1337.82 | 645.571 | 71.966 | 312.985 | 278.698 | 28.6 | 248.48 | 0 | 0 | 1337.82 | 248.48 | 1089.34 | 0
|  | 1341.258 | 248.48 | 1092.778 | 0 | 2500 | 0 | 6297.772 | 62.98% | 0 | 1341.258 | 625.622 | 99.11 | 283.736 | 304.017 | 28.773 | 248.48 | 0 | 7500 | 1341.258 | 248.48 | 0 | 1092.778
|  | 1065.468 | 248.48 | 0 | 0 | 0 | 816.988 | 8797.772 | 87.98% | 0 | 1065.468 | 621.884 | 76.069 | 230.202 | 107.328 | 29.985 | 248.48 | 0 | 0 | 1065.468 | 248.48 | 816.988 | 0
|  | 848.569 | 248.48 | 600.089 | 0 | 2019.216 | 0 | 7980.784 | 79.81% | 0 | 848.569 | 508.049 | 56.459 | 253.73 | 0 | 30.331 | 248.48 | 0 | 7500 | 848.569 | 248.48 | 0 | 600.089
|  | 929.429 | 248.48 | 680.949 | 0 | 0 | 0 | 10000 | 100% | 0 | 929.429 | 372.045 | 24.482 | 426.661 | 0 | 106.241 | 248.48 | 0 | 7500 | 929.429 | 248.48 | 0 | 680.949
|  | 689.143 | 248.48 | 440.663 | 0 | 0 | 0 | 10000 | 100% | 0 | 689.143 | 251.489 | 19.348 | 345.044 | 0 | 73.263 | 248.48 | 0 | 7500 | 689.143 | 248.48 | 0 | 440.663
|  | 718.01 | 248.48 | 469.53 | 0 | 0 | 0 | 10000 | 100% | 0 | 718.01 | 228.106 | 56.149 | 369.258 | 0 | 64.497 | 248.48 | 0 | 7500 | 718.01 | 248.48 | 0 | 469.53
|  | 617.8 | 248.48 | 369.32 | 0 | 0 | 0 | 10000 | 100% | 0 | 617.8 | 178.909 | 95.834 | 318.558 | 0 | 24.5 | 248.48 | 0 | 7500 | 617.8 | 248.48 | 0 | 369.32
|  | 701.131 | 248.48 | 0 | 0 | 0 | 452.651 | 10000 | 100% | 0 | 701.131 | 188.551 | 85.549 | 350.167 | 0 | 76.864 | 248.48 | 0 | 0 | 701.131 | 248.48 | 452.651 | 0
|  | 767.824 | 248.48 | 0 | 0 | 0 | 519.344 | 9547.349 | 95.47% | 0 | 767.824 | 179.877 | 77.461 | 396.508 | 0 | 113.979 | 248.48 | 0 | 0 | 767.824 | 248.48 | 519.344 | 0
|  | 1025.399 | 248.48 | 0 | 0 | 0 | 776.919 | 9028.005 | 90.28% | 0 | 1025.399 | 183.287 | 70.247 | 439.689 | 166.543 | 165.633 | 248.48 | 0 | 0 | 1025.399 | 248.48 | 776.919 | 0
|  | 1871.044 | 508.937 | 0 | 0 | 0 | 1362.107 | 8251.086 | 82.51% | 2.2737e-13 | 1871.044 | 257.813 | 64.347 | 504.961 | 562.776 | 481.147 | 248.48 | 260.457 | 0 | 1871.044 | 508.937 | 1362.107 | 0
|  | 1424.051 | 665.614 | 0 | 0 | 0 | 758.437 | 6888.979 | 68.89% | 0 | 1424.051 | 362.259 | 85.875 | 430.749 | 321.726 | 223.443 | 248.48 | 417.134 | 0 | 1424.051 | 665.614 | 758.437 | 0
|  | 1082.045 | 1082.045 | 0 | 242.715 | 242.715 | 0 | 6130.542 | 61.31% | 0 | 1082.045 | 434.977 | 74.863 | 395.04 | 0 | 177.165 | 248.48 | 1076.28 | 0 | 1082.045 | 1082.045 | 0 | 0
|  | 1133.863 | 1133.863 | 0 | 481.083 | 481.083 | 0 | 6373.257 | 63.73% | 0 | 1133.863 | 580.594 | 68.794 | 393.62 | 0 | 90.855 | 248.48 | 1366.466 | 0 | 1133.863 | 1133.863 | 0 | 0
|  | 1124.672 | 1124.672 | 0 | 725.241 | 725.241 | 0 | 6854.34 | 68.54% | 0 | 1124.672 | 615.536 | 40.351 | 331.01 | 0 | 137.775 | 248.48 | 1601.433 | 0 | 1124.672 | 1124.672 | 0 | 0
|  | 984.207 | 984.207 | 0 | 1005.672 | 1005.672 | 0 | 7579.581 | 75.8% | 0 | 984.207 | 591.331 | 24.286 | 300.685 | 0 | 67.905 | 248.48 | 1741.399 | 0 | 984.207 | 984.207 | 0 | 0
|  | 970.994 | 970.994 | 0 | 1088.311 | 1088.311 | 0 | 8585.253 | 85.85% | 0 | 970.994 | 659.139 | 19.162 | 288.044 | 0 | 4.649 | 248.48 | 1810.825 | 0 | 970.994 | 970.994 | 0 | 0
|  | 809.464 | 809.464 | 0 | 1165.117 | 326.436 | 0 | 9673.564 | 96.74% | 0 | 809.464 | 458.375 | 55.677 | 295.413 | 0 | 0 | 248.48 | 1726.101 | 0 | 809.464 | 809.464 | 0 | 0
|  | 1149.52 | 1149.52 | 0 | 475.502 | 0 | 0 | 10000 | 100% | 0 | 1149.52 | 546.794 | 105.752 | 352.442 | 142.964 | 1.568 | 248.48 | 1376.542 | 0 | 1149.52 | 1149.52 | 0 | 0
|  | 1471.752 | 1317.33 | 0 | 0 | 0 | 154.422 | 10000 | 100% | 0 | 1471.752 | 470.688 | 79.697 | 508.797 | 412.57 | 0 | 248.48 | 1068.85 | 0 | 1471.752 | 1317.33 | 154.422 | 0
|  | 1526.051 | 1173.753 | 0 | 0 | 0 | 352.298 | 9845.578 | 98.46% | 0 | 1526.051 | 535.209 | 80.523 | 447.004 | 463.316 | 0 | 248.48 | 925.273 | 0 | 1526.051 | 1173.753 | 352.298 | 0
|  | 1281.854 | 854.524 | 0 | 0 | 0 | 427.33 | 9493.28 | 94.93% | 0 | 1281.854 | 604.476 | 66.907 | 407.575 | 186.971 | 15.925 | 248.48 | 606.044 | 0 | 1281.854 | 854.524 | 427.33 | 0
|  | 995.137 | 460.75 | 0 | 0 | 0 | 534.387 | 9065.95 | 90.66% | 0 | 995.137 | 593.254 | 55.013 | 264.776 | 50.244 | 31.85 | 248.48 | 212.27 | 0 | 995.137 | 460.75 | 534.387 | 0
|  | 1151.303 | 248.48 | 0 | 0 | 0 | 902.823 | 8531.563 | 85.32% | 0 | 1151.303 | 553.612 | 81.977 | 252.346 | 231.517 | 31.85 | 248.48 | 0 | 0 | 1151.303 | 248.48 | 902.823 | 0
|  | 1373.95 | 248.48 | 1125.47 | 0 | 2371.26 | 0 | 7628.74 | 76.29% | 0 | 1373.95 | 686.15 | 77.083 | 267.859 | 311.009 | 31.85 | 248.48 | 0 | 7500 | 1373.95 | 248.48 | 0 | 1125.47
|  | 1042.805 | 248.48 | 0 | 0 | 0 | 794.325 | 10000 | 100% | 0 | 1042.805 | 594.547 | 72.271 | 226.156 | 117.982 | 31.85 | 248.48 | 0 | 0 | 1042.805 | 248.48 | 794.325 | 0
|  | 800.552 | 248.48 | 552.072 | 0 | 794.325 | 0 | 9205.675 | 92.06% | 0 | 800.552 | 506.838 | 43.369 | 218.495 | 0 | 31.85 | 248.48 | 0 | 7500 | 800.552 | 248.48 | 0 | 552.072
|  | 813.033 | 248.48 | 564.553 | 0 | 0 | 0 | 10000 | 100% | 0 | 813.033 | 345.228 | 19.849 | 419.985 | 0 | 27.971 | 248.48 | 0 | 7500 | 813.033 | 248.48 | 0 | 564.553
|  | 764.632 | 248.48 | 516.152 | 0 | 0 | 0 | 10000 | 100% | 0 | 764.632 | 245.027 | 26.563 | 428.871 | 0 | 64.171 | 248.48 | 0 | 7500 | 764.632 | 248.48 | 0 | 516.152
|  | 817.806 | 248.48 | 569.326 | 0 | 0 | 0 | 10000 | 100% | 0 | 817.806 | 201.957 | 104.423 | 329.009 | 0 | 182.418 | 248.48 | 0 | 7500 | 817.806 | 248.48 | 0 | 569.326
|  | 684.798 | 248.48 | 436.318 | 0 | 0 | 0 | 10000 | 100% | 0 | 684.798 | 166.164 | 109.464 | 311.249 | 0 | 97.921 | 248.48 | 0 | 7500 | 684.798 | 248.48 | 0 | 436.318
|  | 625.575 | 248.48 | 0 | 0 | 0 | 377.095 | 10000 | 100% | 0 | 625.575 | 165.353 | 78.268 | 325.194 | 0 | 56.761 | 248.48 | 0 | 0 | 625.575 | 248.48 | 377.095 | 0
|  | 753.471 | 248.48 | 0 | 0 | 0 | 504.991 | 9622.905 | 96.23% | 0 | 753.471 | 175.727 | 70.964 | 465.353 | 0 | 41.427 | 248.48 | 0 | 0 | 753.471 | 248.48 | 504.991 | 0
|  | 958.756 | 248.48 | 0 | 0 | 0 | 710.276 | 9117.914 | 91.18% | 0 | 958.756 | 185.112 | 53.873 | 442.289 | 171.15 | 106.333 | 248.48 | 0 | 0 | 958.756 | 248.48 | 710.276 | 0
|  | 1433.747 | 249.237 | 0 | 0 | 0 | 1184.51 | 8407.638 | 84.08% | 0 | 1433.747 | 260.681 | 68.316 | 449.901 | 524.589 | 130.26 | 248.48 | 0.757 | 0 | 1433.747 | 249.237 | 1184.51 | 0
|  | 1343.005 | 271.967 | 0 | 0 | 0 | 1071.038 | 7223.128 | 72.23% | 0 | 1343.005 | 350.598 | 87.332 | 334.315 | 305.22 | 265.54 | 248.48 | 23.487 | 0 | 1343.005 | 271.967 | 1071.038 | 0
|  | 1102.211 | 314.831 | 0 | 0 | 0 | 787.38 | 6152.09 | 61.52% | 0 | 1102.211 | 428.373 | 73.717 | 398.407 | 0 | 201.715 | 248.48 | 66.351 | 0 | 1102.211 | 314.831 | 787.38 | 0
|  | 1129.037 | 443.327 | 685.71 | 0 | 2500 | 0 | 5364.71 | 53.65% | 0 | 1129.037 | 537.884 | 55.31 | 336.406 | 0 | 199.437 | 248.48 | 194.847 | 7500 | 1129.037 | 443.327 | 0 | 685.71
|  | 1084.205 | 703.789 | 380.416 | 0 | 2135.29 | 0 | 7864.71 | 78.65% | 0 | 1084.205 | 618.545 | 26.876 | 324.818 | 0 | 113.966 | 248.48 | 455.309 | 7500 | 1084.205 | 703.789 | 0 | 380.416
|  | 1112.622 | 448.24 | 664.382 | 0 | 0 | 0 | 10000 | 100% | 0 | 1112.622 | 669.413 | 21.35 | 347.588 | 0 | 74.271 | 248.48 | 199.76 | 7500 | 1112.622 | 448.24 | 0 | 664.382
|  | 896.607 | 470.954 | 425.653 | 0 | 0 | 0 | 10000 | 100% | 0 | 896.607 | 589.745 | 29.063 | 277.799 | 0 | 0 | 248.48 | 222.474 | 7500 | 896.607 | 470.954 | 0 | 425.653
|  | 878.428 | 483.318 | 395.11 | 0 | 0 | 0 | 10000 | 100% | 0 | 878.428 | 474.203 | 99.751 | 304.474 | 0 | 0 | 248.48 | 234.838 | 7500 | 878.428 | 483.318 | 0 | 395.11
|  | 1199.257 | 465.07 | 734.187 | 0 | 0 | 0 | 10000 | 100% | 0 | 1199.257 | 561.82 | 93.921 | 386.711 | 156.806 | 0 | 248.48 | 216.59 | 7500 | 1199.257 | 465.07 | 0 | 734.187
|  | 1642.885 | 447.826 | 0 | 0 | 0 | 1195.059 | 10000 | 100% | 0 | 1642.885 | 510.427 | 73.604 | 566.598 | 492.256 | 0 | 248.48 | 199.346 | 0 | 1642.885 | 447.826 | 1195.059 | 0
|  | 1549.206 | 585.705 | 0 | 0 | 0 | 963.501 | 8804.941 | 88.05% | 0 | 1549.206 | 517.236 | 70.262 | 477.638 | 484.07 | 0 | 248.48 | 337.225 | 0 | 1549.206 | 585.705 | 963.501 | 0
|  | 1225.743 | 354.265 | 0 | 0 | 0 | 871.478 | 7841.44 | 78.41% | 0 | 1225.743 | 573.192 | 54.515 | 405.246 | 179.302 | 13.488 | 248.48 | 105.785 | 0 | 1225.743 | 354.265 | 871.478 | 0
|  | 980.019 | 319.456 | 0 | 0 | 0 | 660.563 | 6969.962 | 69.7% | 0 | 980.019 | 539.765 | 75.53 | 276.965 | 60.785 | 26.975 | 248.48 | 70.976 | 0 | 980.019 | 319.456 | 660.563 | 0
|  | 1243.648 | 248.48 | 0 | 0 | 0 | 995.168 | 6309.399 | 63.09% | 0 | 1243.648 | 590.003 | 88.118 | 278.869 | 259.257 | 27.402 | 248.48 | 0 | 0 | 1243.648 | 248.48 | 995.168 | 0
|  | 1274.17 | 248.48 | 1025.69 | 0 | 2500 | 0 | 5314.231 | 53.14% | 0 | 1274.17 | 634.288 | 72.869 | 250.902 | 288.566 | 27.544 | 248.48 | 0 | 7500 | 1274.17 | 248.48 | 0 | 1025.69
|  | 1097.953 | 248.48 | 0 | 0 | 0 | 849.473 | 7814.231 | 78.14% | 0 | 1097.953 | 660.206 | 57.865 | 238.141 | 114.631 | 27.11 | 248.48 | 0 | 0 | 1097.953 | 248.48 | 849.473 | 0
|  | 822.852 | 248.48 | 574.372 | 0 | 2500 | 0 | 6964.758 | 69.65% | 0 | 822.852 | 512.799 | 25.838 | 257.24 | 0 | 26.975 | 248.48 | 0 | 7500 | 822.852 | 248.48 | 0 | 574.372
|  | 926.559 | 248.48 | 678.079 | 0 | 535.242 | 0 | 9464.758 | 94.65% | 0 | 926.559 | 329.633 | 21.966 | 540.243 | 0 | 34.718 | 248.48 | 0 | 7500 | 926.559 | 248.48 | 0 | 678.079
|  | 742.508 | 248.48 | 494.028 | 0 | 0 | 0 | 10000 | 100% | 0 | 742.508 | 201.356 | 63.017 | 444.486 | 0 | 33.649 | 248.48 | 0 | 7500 | 742.508 | 248.48 | 0 | 494.028
|  | 682.249 | 248.48 | 433.769 | 0 | 0 | 0 | 10000 | 100% | 0 | 682.249 | 198.213 | 112.346 | 340.368 | 0 | 31.323 | 248.48 | 0 | 7500 | 682.249 | 248.48 | 0 | 433.769
|  | 637.921 | 248.48 | 389.441 | 0 | 0 | 0 | 10000 | 100% | 0 | 637.921 | 147.89 | 77.335 | 329.224 | 0 | 83.472 | 248.48 | 0 | 7500 | 637.921 | 248.48 | 0 | 389.441
|  | 705.319 | 248.48 | 0 | 0 | 0 | 456.839 | 10000 | 100% | 0 | 705.319 | 138.58 | 76.487 | 402.061 | 0 | 88.191 | 248.48 | 0 | 0 | 705.319 | 248.48 | 456.839 | 0
|  | 663.477 | 248.48 | 0 | 0 | 0 | 414.997 | 9543.161 | 95.43% | 0 | 663.477 | 157.54 | 63.418 | 397.923 | 0 | 44.597 | 248.48 | 0 | 0 | 663.477 | 248.48 | 414.997 | 0
|  | 1120.25 | 248.48 | 0 | 0 | 0 | 871.77 | 9128.164 | 91.28% | 0 | 1120.25 | 187.294 | 55.174 | 505.334 | 174.593 | 197.856 | 248.48 | 0 | 0 | 1120.25 | 248.48 | 871.77 | 0
|  | 1711.592 | 336.407 | 0 | 0 | 0 | 1375.185 | 8256.394 | 82.56% | 0 | 1711.592 | 356.883 | 87.203 | 463.483 | 531.364 | 272.66 | 248.48 | 87.927 | 0 | 1711.592 | 336.407 | 1375.185 | 0
|  | 2025.662 | 458.047 | 0 | 0 | 0 | 1567.615 | 6881.209 | 68.81% | 0 | 2025.662 | 427.304 | 82.201 | 654.101 | 531.821 | 330.236 | 248.48 | 209.567 | 0 | 2025.662 | 458.047 | 1567.615 | 0
|  | 1853.369 | 1042.136 | 0 | 0 | 0 | 811.233 | 5313.594 | 53.14% | 0 | 1853.369 | 420.633 | 60.619 | 603.036 | 192.533 | 576.549 | 248.48 | 793.656 | 0 | 1853.369 | 1042.136 | 811.233 | 0
|  | 1251.08 | 955.881 | 295.199 | 0 | 2500 | 0 | 4502.361 | 45.02% | 0 | 1251.08 | 362.077 | 43.223 | 477.836 | 107.53 | 260.415 | 248.48 | 707.401 | 7500 | 1251.08 | 955.881 | 0 | 295.199
|  | 1197.232 | 1197.232 | 0 | 402.237 | 402.237 | 0 | 7002.361 | 70.02% | 0 | 1197.232 | 361.038 | 23.376 | 388.259 | 354.674 | 69.885 | 248.48 | 1350.989 | 0 | 1197.232 | 1197.232 | 0 | 0
|  | 1207.938 | 1207.938 | 0 | 844.998 | 844.998 | 0 | 7404.598 | 74.05% | 0 | 1207.938 | 414.208 | 18.697 | 332.074 | 359.406 | 83.553 | 248.48 | 1804.456 | 0 | 1207.938 | 1207.938 | 0 | 0
|  | 956.047 | 956.047 | 0 | 377.002 | 377.002 | 0 | 8249.596 | 82.5% | 0 | 956.047 | 388.855 | 57.184 | 325.612 | 118.595 | 65.801 | 248.48 | 1084.569 | 0 | 956.047 | 956.047 | 0 | 0
|  | 869.25 | 869.25 | 0 | 96.613 | 96.613 | 0 | 8626.598 | 86.27% | 0 | 869.25 | 338.511 | 107.852 | 303.899 | 94.383 | 24.605 | 248.48 | 717.383 | 0 | 869.25 | 869.25 | 0 | 0
|  | 1138.733 | 992.195 | 146.538 | 0 | 1276.789 | 0 | 8723.211 | 87.23% | 0 | 1138.733 | 392.831 | 91.729 | 359.861 | 294.312 | 0 | 248.48 | 743.715 | 7500 | 1138.733 | 992.195 | 0 | 146.538
|  | 1323.223 | 854.495 | 0 | 0 | 0 | 468.728 | 10000 | 100% | 0 | 1323.223 | 412.115 | 79.218 | 505.668 | 326.222 | 0 | 248.48 | 606.015 | 0 | 1323.223 | 854.495 | 468.728 | 0
|  | 1293.254 | 319.99 | 0 | 0 | 0 | 973.264 | 9531.272 | 95.31% | 0 | 1293.254 | 547.73 | 63.086 | 556.968 | 125.47 | 0 | 248.48 | 71.51 | 0 | 1293.254 | 319.99 | 973.264 | 0
|  | 1069.722 | 255.861 | 0 | 0 | 0 | 813.861 | 8558.008 | 85.58% | 0 | 1069.722 | 553.287 | 63.569 | 346.267 | 91.325 | 15.275 | 248.48 | 7.381 | 0 | 1069.722 | 255.861 | 813.861 | 0
|  | 1157.305 | 249.108 | 0 | 0 | 0 | 908.197 | 7744.147 | 77.44% | 0 | 1157.305 | 500.908 | 94.523 | 295.256 | 236.069 | 30.55 | 248.48 | 0.628 | 0 | 1157.305 | 249.108 | 908.197 | 0
|  | 1096.788 | 248.48 | 0 | 0 | 0 | 848.308 | 6835.95 | 68.36% | 0 | 1096.788 | 567.714 | 78.167 | 227.24 | 192.975 | 30.692 | 248.48 | 0 | 0 | 1096.788 | 248.48 | 848.308 | 0
|  | 1040.682 | 248.48 | 792.202 | 0 | 2500 | 0 | 5987.642 | 59.88% | 0 | 1040.682 | 623.059 | 70.461 | 262.216 | 54.254 | 30.692 | 248.48 | 0 | 7500 | 1040.682 | 248.48 | 0 | 792.202
|  | 965.926 | 248.48 | 0 | 0 | 0 | 717.446 | 8487.642 | 84.88% | 0 | 965.926 | 629.767 | 39.296 | 262.827 | 3.486 | 30.55 | 248.48 | 0 | 0 | 965.926 | 248.48 | 717.446 | 0
|  | 785.987 | 248.48 | 537.507 | 0 | 2229.804 | 0 | 7770.196 | 77.7% | 0 | 785.987 | 469.026 | 24.007 | 262.405 | 0 | 30.55 | 248.48 | 0 | 7500 | 785.987 | 248.48 | 0 | 537.507
|  | 791.654 | 248.48 | 543.174 | 0 | 0 | 0 | 10000 | 100% | 0 | 791.654 | 325.093 | 29.249 | 409.038 | 0 | 28.275 | 248.48 | 0 | 7500 | 791.654 | 248.48 | 0 | 543.174
|  | 749.798 | 248.48 | 501.318 | 0 | 0 | 0 | 10000 | 100% | 0 | 749.798 | 233.897 | 94.474 | 360.789 | 0 | 60.638 | 248.48 | 0 | 7500 | 749.798 | 248.48 | 0 | 501.318
|  | 608.679 | 248.48 | 360.199 | 0 | 0 | 0 | 10000 | 100% | 0 | 608.679 | 172.648 | 91.92 | 322.361 | 0 | 21.75 | 248.48 | 0 | 7500 | 608.679 | 248.48 | 0 | 360.199
|  | 561.418 | 248.48 | 312.938 | 0 | 0 | 0 | 10000 | 100% | 0 | 561.418 | 143.951 | 83.181 | 312.536 | 0 | 21.75 | 248.48 | 0 | 7500 | 561.418 | 248.48 | 0 | 312.938
|  | 599.473 | 248.48 | 0 | 0 | 0 | 350.993 | 10000 | 100% | 0 | 599.473 | 170.818 | 70.43 | 336.276 | 0 | 21.95 | 248.48 | 0 | 0 | 599.473 | 248.48 | 350.993 | 0
|  | 666.731 | 248.48 | 0 | 0 | 0 | 418.251 | 9649.007 | 96.49% | 0 | 666.731 | 148.829 | 61.68 | 376.233 | 0 | 79.989 | 248.48 | 0 | 0 | 666.731 | 248.48 | 418.251 | 0
|  | 916.437 | 248.48 | 0 | 0 | 0 | 667.957 | 9230.756 | 92.31% | 0 | 916.437 | 202.456 | 73.505 | 398.762 | 157.45 | 84.264 | 248.48 | 0 | 0 | 916.437 | 248.48 | 667.957 | 0
|  | 1961.283 | 249.24 | 0 | 0 | 0 | 1712.043 | 8562.799 | 85.63% | 0 | 1961.283 | 403.16 | 94.551 | 539.504 | 527.037 | 397.031 | 248.48 | 0.76 | 0 | 1961.283 | 249.24 | 1712.043 | 0
|  | 2074.6 | 270.393 | 0 | 0 | 0 | 1804.207 | 6850.756 | 68.51% | 0 | 2074.6 | 479.719 | 73.973 | 489.285 | 500.162 | 531.461 | 248.48 | 21.913 | 0 | 2074.6 | 270.393 | 1804.207 | 0
|  | 1587.893 | 545.279 | 0 | 0 | 0 | 1042.614 | 5046.549 | 50.47% | 0 | 1587.893 | 416.213 | 56.012 | 477.466 | 185.811 | 452.392 | 248.48 | 296.799 | 0 | 1587.893 | 545.279 | 1042.614 | 0
|  | 1476.031 | 1403.959 | 72.072 | 0 | 2500 | 0 | 4003.935 | 40.04% | 0 | 1476.031 | 448.579 | 27.106 | 551.378 | 108.513 | 340.455 | 248.48 | 1155.479 | 7500 | 1476.031 | 1403.959 | 0 | 72.072
|  | 1305.29 | 1084.063 | 221.227 | 0 | 2500 | 0 | 6503.935 | 65.04% | 0 | 1305.29 | 394.99 | 21.527 | 407.636 | 337.477 | 143.66 | 248.48 | 835.583 | 7500 | 1305.29 | 1084.063 | 0 | 221.227
|  | 1243.931 | 1166.957 | 76.974 | 0 | 996.065 | 0 | 9003.935 | 90.04% | 0 | 1243.931 | 387.748 | 25.188 | 403.935 | 372.99 | 54.071 | 248.48 | 918.477 | 7500 | 1243.931 | 1166.957 | 0 | 76.974
|  | 942.668 | 942.668 | 0 | 604.758 | 0 | 0 | 10000 | 100% | 0 | 942.668 | 376.59 | 92.04 | 334.638 | 136.224 | 3.177 | 248.48 | 1298.946 | 0 | 942.668 | 942.668 | 0 | 0
|  | 786.777 | 786.777 | 0 | 1233.807 | 0 | 0 | 10000 | 100% | 0 | 786.777 | 328.687 | 91.003 | 281.968 | 85.12 | 0 | 248.48 | 1772.104 | 0 | 786.777 | 786.777 | 0 | 0
|  | 1063.762 | 1063.762 | 0 | 735.781 | 0 | 0 | 10000 | 100% | 0 | 1063.762 | 331.92 | 78.408 | 347.803 | 305.631 | 0 | 248.48 | 1551.063 | 0 | 1063.762 | 1063.762 | 0 | 0
|  | 1341.689 | 1118.102 | 0 | 0 | 0 | 223.587 | 10000 | 100% | 0 | 1341.689 | 437.623 | 68.222 | 486.271 | 349.573 | 0 | 248.48 | 869.622 | 0 | 1341.689 | 1118.102 | 223.587 | 0
|  | 1326.342 | 912.974 | 0 | 0 | 0 | 413.368 | 9776.413 | 97.76% | 0 | 1326.342 | 546.112 | 54.874 | 585.544 | 139.811 | 0 | 248.48 | 664.494 | 0 | 1326.342 | 912.974 | 413.368 | 0
|  | 1054.889 | 665.197 | 0 | 0 | 0 | 389.692 | 9363.045 | 93.63% | 0 | 1054.889 | 530.964 | 73.618 | 361.024 | 75.147 | 14.137 | 248.48 | 416.717 | 0 | 1054.889 | 665.197 | 389.692 | 0
|  | 1294.24 | 322.658 | 0 | 0 | 0 | 971.582 | 8973.353 | 89.73% | 0 | 1294.24 | 570.293 | 86.052 | 331.768 | 277.852 | 28.275 | 248.48 | 74.178 | 0 | 1294.24 | 322.658 | 971.582 | 0
|  | 1171.577 | 248.48 | 0 | 0 | 0 | 923.097 | 8001.771 | 80.02% | 0 | 1171.577 | 543.793 | 71.241 | 270.084 | 258.185 | 28.275 | 248.48 | 0 | 0 | 1171.577 | 248.48 | 923.097 | 0
|  | 1101.97 | 0 | 1101.97 | 0 | 2500 | 0 | 7078.674 | 70.79% | 0 | 1101.97 | 665.217 | 54.925 | 275.129 | 78.424 | 28.275 | 0 | 0 | 7500 | 1101.97 | 0 | 0 | 1101.97
|  | 952.501 | 0 | 0 | 0 | 0 | 952.501 | 9578.674 | 95.79% | 0 | 952.501 | 617.021 | 24.869 | 280.403 | 1.932 | 28.275 | 0 | 0 | 0 | 952.501 | 0 | 952.501 | 0
|  | 821.162 | 0 | 821.162 | 0 | 1373.827 | 0 | 8626.173 | 86.26% | 0 | 821.162 | 511.28 | 23.214 | 258.394 | 0 | 28.275 | 0 | 0 | 7500 | 821.162 | 0 | 0 | 821.162
|  | 826.659 | 0 | 826.659 | 0 | 0 | 0 | 10000 | 100% | 0 | 826.659 | 330.277 | 59.231 | 405.775 | 0 | 31.376 | 0 | 0 | 7500 | 826.659 | 0 | 0 | 826.659
|  | 632.207 | 0 | 632.207 | 0 | 0 | 0 | 10000 | 100% | 0 | 632.207 | 193.668 | 103.556 | 304.732 | 0 | 30.251 | 0 | 0 | 7500 | 632.207 | 0 | 0 | 632.207
|  | 602.125 | 0 | 602.125 | 0 | 0 | 0 | 10000 | 100% | 0 | 602.125 | 176.723 | 79.643 | 250.251 | 0 | 95.509 | 0 | 0 | 7500 | 602.125 | 0 | 0 | 602.125
|  | 680.963 | 0 | 680.963 | 0 | 0 | 0 | 10000 | 100% | 0 | 680.963 | 155.748 | 71.62 | 297.872 | 0 | 155.723 | 0 | 0 | 7500 | 680.963 | 0 | 0 | 680.963
|  | 546.409 | 0 | 0 | 0 | 0 | 546.409 | 10000 | 100% | 0 | 546.409 | 164.713 | 65.981 | 294.852 | 0 | 20.863 | 0 | 0 | 0 | 546.409 | 0 | 546.409 | 0
|  | 606.631 | 0 | 0 | 0 | 0 | 606.631 | 9453.591 | 94.54% | 0 | 606.631 | 165.058 | 56.213 | 348.031 | 0 | 37.33 | 0 | 0 | 0 | 606.631 | 0 | 606.631 | 0
|  | 983.326 | 0 | 0 | 0 | 0 | 983.326 | 8846.96 | 88.47% | 0 | 983.326 | 200.318 | 83.745 | 383.394 | 161.827 | 154.042 | 0 | 0 | 0 | 983.326 | 0 | 983.326 | 0
|  | 1606.862 | 1.76 | 0 | 0 | 0 | 1605.102 | 7863.634 | 78.64% | 0 | 1606.862 | 348.437 | 80.823 | 423.072 | 517.839 | 236.692 | 0 | 1.76 | 0 | 1606.862 | 1.76 | 1605.102 | 0
|  | 1686.931 | 52.858 | 0 | 0 | 0 | 1634.073 | 6258.532 | 62.59% | 0 | 1686.931 | 458.37 | 68.223 | 540.089 | 331.434 | 288.815 | 0 | 52.858 | 0 | 1686.931 | 52.858 | 1634.073 | 0
|  | 1156.109 | 428.216 | 0 | 0 | 0 | 727.893 | 4624.459 | 46.24% | 0 | 1156.109 | 424.874 | 41.165 | 492.079 | 0 | 197.992 | 248.48 | 179.736 | 0 | 1156.109 | 428.216 | 727.893 | 0
|  | 1261.839 | 1111.542 | 150.297 | 0 | 2500 | 0 | 3896.566 | 38.97% | 0 | 1261.839 | 385.491 | 21.407 | 410.288 | 0 | 444.653 | 248.48 | 863.062 | 7500 | 1261.839 | 1111.542 | 0 | 150.297
|  | 1181.816 | 762.257 | 419.559 | 0 | 2500 | 0 | 6396.566 | 63.97% | 0 | 1181.816 | 387.614 | 20.51 | 463.554 | 0 | 310.138 | 248.48 | 513.777 | 7500 | 1181.816 | 762.257 | 0 | 419.559
|  | 859.847 | 859.847 | 0 | 466.544 | 466.544 | 0 | 8896.566 | 88.97% | 0 | 859.847 | 370.442 | 63.888 | 366.086 | 0 | 59.431 | 248.48 | 1077.911 | 0 | 859.847 | 859.847 | 0 | 0
|  | 897.158 | 897.158 | 0 | 188.863 | 188.863 | 0 | 9363.11 | 93.63% | 0 | 897.158 | 374.142 | 96.73 | 346.432 | 0 | 79.854 | 248.48 | 837.541 | 0 | 897.158 | 897.158 | 0 | 0
|  | 837.633 | 756.281 | 81.352 | 0 | 448.027 | 0 | 9551.973 | 95.52% | 0 | 837.633 | 369.054 | 89.992 | 320.817 | 0 | 57.77 | 248.48 | 507.801 | 7500 | 837.633 | 756.281 | 0 | 81.352
|  | 994.862 | 789.312 | 205.55 | 0 | 0 | 0 | 10000 | 100% | 0 | 994.862 | 403.858 | 74.44 | 395.98 | 120.586 | 0 | 248.48 | 540.832 | 7500 | 994.862 | 789.312 | 0 | 205.55
|  | 1331.653 | 677.331 | 0 | 0 | 0 | 654.322 | 10000 | 100% | 0 | 1331.653 | 429.101 | 60.098 | 456.128 | 386.327 | 0 | 248.48 | 428.851 | 0 | 1331.653 | 677.331 | 654.322 | 0
|  | 1650.401 | 509.046 | 0 | 0 | 0 | 1141.355 | 9345.678 | 93.46% | 2.2737e-13 | 1650.401 | 596.775 | 63.156 | 546.074 | 444.396 | 0 | 248.48 | 260.566 | 0 | 1650.401 | 509.046 | 1141.355 | 0
|  | 1238.966 | 341.346 | 0 | 0 | 0 | 897.62 | 8204.323 | 82.04% | 0 | 1238.966 | 593.501 | 79.092 | 380.231 | 171.029 | 15.113 | 248.48 | 92.866 | 0 | 1238.966 | 341.346 | 897.62 | 0
|  | 1017.132 | 270.548 | 0 | 0 | 0 | 746.584 | 7306.703 | 73.07% | 0 | 1017.132 | 514.175 | 74.713 | 360.577 | 37.443 | 30.225 | 248.48 | 22.068 | 0 | 1017.132 | 270.548 | 746.584 | 0
|  | 1088.19 | 248.48 | 0 | 0 | 0 | 839.71 | 6560.119 | 65.6% | 0 | 1088.19 | 540.091 | 69.008 | 261.372 | 187.001 | 30.718 | 248.48 | 0 | 0 | 1088.19 | 248.48 | 839.71 | 0
|  | 1268.632 | 248.48 | 1020.152 | 0 | 2500 | 0 | 5720.409 | 57.2% | 0 | 1268.632 | 591.604 | 43.357 | 304.752 | 297.872 | 31.047 | 248.48 | 0 | 7500 | 1268.632 | 248.48 | 0 | 1020.152
|  | 1109.293 | 248.48 | 0 | 0 | 0 | 860.813 | 8220.409 | 82.2% | 0 | 1109.293 | 642.835 | 24.101 | 278.618 | 132.035 | 31.704 | 248.48 | 0 | 0 | 1109.293 | 248.48 | 860.813 | 0
|  | 796.47 | 248.48 | 547.99 | 0 | 2500 | 0 | 7359.596 | 73.6% | 0 | 796.47 | 507.323 | 19.447 | 237.832 | 0 | 31.868 | 248.48 | 0 | 7500 | 796.47 | 248.48 | 0 | 547.99
|  | 756.809 | 248.48 | 508.329 | 0 | 140.404 | 0 | 9859.596 | 98.6% | 0 | 756.809 | 325.929 | 98.097 | 305.599 | 0 | 27.184 | 248.48 | 0 | 7500 | 756.809 | 248.48 | 0 | 508.329
|  | 603.159 | 248.48 | 354.679 | 0 | 0 | 0 | 10000 | 100% | 0 | 603.159 | 197.199 | 96.895 | 285.533 | 0 | 23.533 | 248.48 | 0 | 7500 | 603.159 | 248.48 | 0 | 354.679
|  | 563.32 | 248.48 | 314.84 | 0 | 0 | 0 | 10000 | 100% | 0 | 563.32 | 170.074 | 78.415 | 252.095 | 0 | 62.736 | 248.48 | 0 | 7500 | 563.32 | 248.48 | 0 | 314.84
|  | 546.206 | 248.48 | 297.726 | 0 | 0 | 0 | 10000 | 100% | 0 | 546.206 | 158.406 | 78.807 | 288.499 | 0 | 20.495 | 248.48 | 0 | 7500 | 546.206 | 248.48 | 0 | 297.726
|  | 625.889 | 248.48 | 0 | 0 | 0 | 377.409 | 10000 | 100% | 0 | 625.889 | 152.348 | 56.261 | 312.989 | 0 | 104.291 | 248.48 | 0 | 0 | 625.889 | 248.48 | 377.409 | 0
|  | 561.634 | 248.48 | 0 | 0 | 0 | 313.154 | 9622.591 | 96.23% | 0 | 561.634 | 164.558 | 78.242 | 303.948 | 0 | 14.886 | 248.48 | 0 | 0 | 561.634 | 248.48 | 313.154 | 0
|  | 1019.108 | 248.48 | 0 | 0 | 0 | 770.628 | 9309.437 | 93.09% | 0 | 1019.108 | 204.679 | 99.546 | 367.277 | 163.081 | 184.524 | 248.48 | 0 | 0 | 1019.108 | 248.48 | 770.628 | 0
|  | 1424.782 | 248.801 | 0 | 0 | 0 | 1175.981 | 8538.809 | 85.39% | 0 | 1424.782 | 301.277 | 71.735 | 354.289 | 441.566 | 255.915 | 248.48 | 0.321 | 0 | 1424.782 | 248.801 | 1175.981 | 0
|  | 1601.805 | 250.202 | 0 | 0 | 0 | 1351.603 | 7362.828 | 73.63% | 0 | 1601.805 | 478.077 | 53.189 | 482.289 | 317.689 | 270.561 | 248.48 | 1.722 | 0 | 1601.805 | 250.202 | 1351.603 | 0
|  | 1272.586 | 283.481 | 0 | 0 | 0 | 989.105 | 6011.225 | 60.11% | 0 | 1272.586 | 404.169 | 24.297 | 547.814 | 0 | 296.306 | 248.48 | 35.001 | 0 | 1272.586 | 283.481 | 989.105 | 0
|  | 1034.912 | 760.647 | 274.265 | 0 | 2500 | 0 | 5022.12 | 50.22% | 0 | 1034.912 | 393.846 | 19.941 | 445.69 | 0 | 175.435 | 248.48 | 512.167 | 7500 | 1034.912 | 760.647 | 0 | 274.265
|  | 1064.993 | 632.175 | 432.818 | 0 | 2477.88 | 0 | 7522.12 | 75.22% | 0 | 1064.993 | 393.81 | 28.991 | 523.779 | 0 | 118.413 | 248.48 | 383.695 | 7500 | 1064.993 | 632.175 | 0 | 432.818
|  | 999.404 | 481.245 | 518.159 | 0 | 0 | 0 | 10000 | 100% | 0 | 999.404 | 420.237 | 101.174 | 407.806 | 0 | 70.187 | 248.48 | 232.765 | 7500 | 999.404 | 481.245 | 0 | 518.159
|  | 781.672 | 448.747 | 332.925 | 0 | 0 | 0 | 10000 | 100% | 0 | 781.672 | 373.146 | 108.18 | 296.414 | 0 | 3.932 | 248.48 | 200.267 | 7500 | 781.672 | 448.747 | 0 | 332.925
|  | 749.111 | 382.664 | 366.447 | 0 | 0 | 0 | 10000 | 100% | 0 | 749.111 | 354.156 | 81.878 | 313.078 | 0 | 0 | 248.48 | 134.184 | 7500 | 749.111 | 382.664 | 0 | 366.447
|  | 901.69 | 635.063 | 266.627 | 0 | 0 | 0 | 10000 | 100% | 0 | 901.69 | 335.784 | 74.975 | 390.655 | 100.277 | 0 | 248.48 | 386.583 | 7500 | 901.69 | 635.063 | 0 | 266.627
|  | 1234.771 | 782.922 | 0 | 0 | 0 | 451.849 | 10000 | 100% | 0 | 1234.771 | 399.545 | 61.878 | 445.266 | 328.082 | 0 | 248.48 | 534.442 | 0 | 1234.771 | 782.922 | 451.849 | 0
|  | 1387.342 | 832.584 | 0 | 0 | 0 | 554.758 | 9548.151 | 95.48% | 0 | 1387.342 | 550.792 | 70.181 | 411.654 | 354.715 | 0 | 248.48 | 584.104 | 0 | 1387.342 | 832.584 | 554.758 | 0
|  | 1247.956 | 486.97 | 0 | 0 | 0 | 760.986 | 8993.393 | 89.93% | 0 | 1247.956 | 573.067 | 96.222 | 408.176 | 157.328 | 13.163 | 248.48 | 238.49 | 0 | 1247.956 | 486.97 | 760.986 | 0
|  | 908.538 | 309.535 | 0 | 0 | 0 | 599.003 | 8232.407 | 82.32% | 0 | 908.538 | 517.826 | 68.143 | 262.171 | 34.073 | 26.325 | 248.48 | 61.055 | 0 | 908.538 | 309.535 | 599.003 | 0
|  | 1148.066 | 248.48 | 0 | 0 | 0 | 899.586 | 7633.404 | 76.33% | 0 | 1148.066 | 564.999 | 57.89 | 299.663 | 199.066 | 26.448 | 248.48 | 0 | 0 | 1148.066 | 248.48 | 899.586 | 0
|  | 1261.217 | 248.48 | 1012.737 | 0 | 2500 | 0 | 6733.818 | 67.34% | 0 | 1261.217 | 639.34 | 26.143 | 294.539 | 274.501 | 26.693 | 248.48 | 0 | 7500 | 1261.217 | 248.48 | 0 | 1012.737
|  | 921.272 | 248.48 | 0 | 0 | 0 | 672.792 | 9233.818 | 92.34% | 0 | 921.272 | 533.793 | 22.214 | 232.682 | 105.153 | 27.429 | 248.48 | 0 | 0 | 921.272 | 248.48 | 672.792 | 0
|  | 752.918 | 248.48 | 504.438 | 0 | 1438.974 | 0 | 8561.026 | 85.61% | 0 | 752.918 | 471.094 | 29.758 | 224.514 | 0 | 27.552 | 248.48 | 0 | 7500 | 752.918 | 248.48 | 0 | 504.438
|  | 892.036 | 248.48 | 643.556 | 0 | 0 | 0 | 10000 | 100% | 0 | 892.036 | 338.136 | 98.484 | 417.237 | 0 | 38.179 | 248.48 | 0 | 7500 | 892.036 | 248.48 | 0 | 643.556
|  | 731.102 | 248.48 | 482.622 | 0 | 0 | 0 | 10000 | 100% | 0 | 731.102 | 223.579 | 93.656 | 346.758 | 0 | 67.109 | 248.48 | 0 | 7500 | 731.102 | 248.48 | 0 | 482.622
|  | 738.529 | 248.48 | 490.049 | 0 | 0 | 0 | 10000 | 100% | 0 | 738.529 | 199.317 | 75.177 | 357.077 | 0 | 106.958 | 248.48 | 0 | 7500 | 738.529 | 248.48 | 0 | 490.049
|  | 697.025 | 248.48 | 448.545 | 0 | 0 | 0 | 10000 | 100% | 0 | 697.025 | 161.705 | 61.891 | 325.711 | 0 | 147.718 | 248.48 | 0 | 7500 | 697.025 | 248.48 | 0 | 448.545
|  | 574.181 | 248.48 | 0 | 0 | 0 | 325.701 | 10000 | 100% | 0 | 574.181 | 162.495 | 62.094 | 286.925 | 0 | 62.667 | 248.48 | 0 | 0 | 574.181 | 248.48 | 325.701 | 0
|  | 785.25 | 248.48 | 0 | 0 | 0 | 536.77 | 9674.299 | 96.74% | 0 | 785.25 | 160.971 | 88.47 | 331.133 | 0 | 204.676 | 248.48 | 0 | 0 | 785.25 | 248.48 | 536.77 | 0
|  | 928.653 | 248.48 | 0 | 0 | 0 | 680.173 | 9137.529 | 91.38% | 0 | 928.653 | 200.787 | 78.737 | 406.033 | 156.708 | 86.388 | 248.48 | 0 | 0 | 928.653 | 248.48 | 680.173 | 0
|  | 1526.867 | 250.253 | 0 | 0 | 0 | 1276.614 | 8457.356 | 84.57% | 0 | 1526.867 | 362.061 | 73.582 | 400.813 | 475.954 | 214.456 | 248.48 | 1.773 | 0 | 1526.867 | 250.253 | 1276.614 | 0
|  | 1922.409 | 259.669 | 0 | 0 | 0 | 1662.74 | 7180.742 | 71.81% | 0 | 1922.409 | 503.548 | 40.216 | 591.269 | 319.711 | 467.666 | 248.48 | 11.189 | 0 | 1922.409 | 259.669 | 1662.74 | 0
|  | 1354.947 | 301.729 | 0 | 0 | 0 | 1053.218 | 5518.002 | 55.18% | 0 | 1354.947 | 434.794 | 23.877 | 608.624 | 0 | 287.652 | 248.48 | 53.249 | 0 | 1354.947 | 301.729 | 1053.218 | 0
|  | 1172.049 | 421.017 | 751.032 | 0 | 2500 | 0 | 4464.784 | 44.65% | 0 | 1172.049 | 412.086 | 20.594 | 519.693 | 0 | 219.676 | 248.48 | 172.537 | 7500 | 1172.049 | 421.017 | 0 | 751.032
|  | 1032.099 | 621.03 | 411.069 | 0 | 2500 | 0 | 6964.784 | 69.65% | 0 | 1032.099 | 385.565 | 56.996 | 450.721 | 0 | 138.817 | 248.48 | 372.55 | 7500 | 1032.099 | 621.03 | 0 | 411.069
|  | 923.343 | 923.343 | 0 | 232.605 | 232.605 | 0 | 9464.784 | 94.65% | 0 | 923.343 | 400.927 | 98.897 | 394.477 | 0 | 29.042 | 248.48 | 907.468 | 0 | 923.343 | 923.343 | 0 | 0
|  | 918.253 | 918.253 | 0 | 588.925 | 302.611 | 0 | 9697.389 | 96.97% | 0 | 918.253 | 430.994 | 78.062 | 406.849 | 0 | 2.349 | 248.48 | 1258.698 | 0 | 918.253 | 918.253 | 0 | 0
|  | 821.652 | 821.652 | 0 | 463.994 | 0 | 0 | 10000 | 100% | 0 | 821.652 | 372.774 | 84.39 | 364.487 | 0 | 0 | 248.48 | 1037.166 | 0 | 821.652 | 821.652 | 0 | 0
|  | 982.705 | 917.291 | 65.414 | 0 | 0 | 0 | 10000 | 100% | 0 | 982.705 | 402.9 | 64.447 | 382.58 | 132.778 | 0 | 248.48 | 668.811 | 7500 | 982.705 | 917.291 | 0 | 65.414
|  | 1394.999 | 1206.612 | 0 | 0 | 0 | 188.387 | 10000 | 100% | 0 | 1394.999 | 426.458 | 55.992 | 501.311 | 411.238 | 0 | 248.48 | 958.132 | 0 | 1394.999 | 1206.612 | 188.387 | 0
|  | 1657.203 | 1030.006 | 0 | 0 | 0 | 627.197 | 9811.613 | 98.12% | 0 | 1657.203 | 578.194 | 81.881 | 535.627 | 461.502 | 0 | 248.48 | 781.526 | 0 | 1657.203 | 1030.006 | 627.197 | 0
|  | 1277.946 | 342.498 | 0 | 0 | 0 | 935.448 | 9184.416 | 91.84% | 0 | 1277.946 | 604.159 | 82.274 | 410.292 | 165.946 | 15.275 | 248.48 | 94.018 | 0 | 1277.946 | 342.498 | 935.448 | 0
|  | 972.791 | 255.177 | 0 | 0 | 0 | 717.614 | 8248.968 | 82.49% | 0 | 972.791 | 565.899 | 66.495 | 263.419 | 46.427 | 30.55 | 248.48 | 6.697 | 0 | 972.791 | 255.177 | 717.614 | 0
|  | 1020.116 | 248.679 | 0 | 0 | 0 | 771.437 | 7531.354 | 75.31% | 0 | 1020.116 | 535.011 | 39.443 | 222.742 | 192.37 | 30.55 | 248.48 | 0.199 | 0 | 1020.116 | 248.679 | 771.437 | 0
|  | 1049.41 | 248.48 | 800.93 | 0 | 2500 | 0 | 6759.917 | 67.6% | 0 | 1049.41 | 564.026 | 23.985 | 201.594 | 229.08 | 30.726 | 248.48 | 0 | 7500 | 1049.41 | 248.48 | 0 | 800.93
|  | 1074.785 | 248.48 | 0 | 0 | 0 | 826.305 | 9259.917 | 92.6% | 0 | 1074.785 | 642.369 | 22.092 | 266.185 | 112.186 | 31.954 | 248.48 | 0 | 0 | 1074.785 | 248.48 | 826.305 | 0
|  | 807.783 | 248.48 | 559.303 | 0 | 1566.388 | 0 | 8433.612 | 84.34% | 0 | 807.783 | 480.401 | 59.231 | 235.846 | 0 | 32.305 | 248.48 | 0 | 7500 | 807.783 | 248.48 | 0 | 559.303
|  | 831.652 | 248.48 | 583.172 | 0 | 0 | 0 | 10000 | 100% | 0 | 831.652 | 334.464 | 103.178 | 300.818 | 0 | 93.192 | 248.48 | 0 | 7500 | 831.652 | 248.48 | 0 | 583.172
|  | 711.285 | 248.48 | 462.805 | 0 | 0 | 0 | 10000 | 100% | 0 | 711.285 | 227.515 | 77.209 | 303.752 | 0 | 102.809 | 248.48 | 0 | 7500 | 711.285 | 248.48 | 0 | 462.805
|  | 582.014 | 248.48 | 333.534 | 0 | 0 | 0 | 10000 | 100% | 0 | 582.014 | 197.25 | 75.775 | 241.262 | 0 | 67.727 | 248.48 | 0 | 7500 | 582.014 | 248.48 | 0 | 333.534
|  | 542.781 | 248.48 | 294.301 | 0 | 0 | 0 | 10000 | 100% | 0 | 542.781 | 177.69 | 62.008 | 276.098 | 0 | 26.986 | 248.48 | 0 | 7500 | 542.781 | 248.48 | 0 | 294.301
|  | 708.44 | 248.48 | 0 | 0 | 0 | 459.96 | 10000 | 100% | 0 | 708.44 | 161.945 | 73.072 | 276.946 | 0 | 196.477 | 248.48 | 0 | 0 | 708.44 | 248.48 | 459.96 | 0
|  | 713.087 | 248.48 | 0 | 0 | 0 | 464.607 | 9540.04 | 95.4% | 0 | 713.087 | 171.803 | 100.312 | 378.842 | 0 | 62.13 | 248.48 | 0 | 0 | 713.087 | 248.48 | 464.607 | 0
|  | 1016.189 | 248.48 | 0 | 0 | 0 | 767.709 | 9075.433 | 90.75% | 0 | 1016.189 | 190.05 | 66.462 | 460.174 | 180.462 | 119.042 | 248.48 | 0 | 0 | 1016.189 | 248.48 | 767.709 | 0
|  | 1266.835 | 248.482 | 0 | 0 | 0 | 1018.353 | 8307.724 | 83.08% | 0 | 1266.835 | 257.327 | 54.805 | 377.363 | 474.653 | 102.687 | 248.48 | 0.002 | 0 | 1266.835 | 248.482 | 1018.353 | 0
|  | 1284.329 | 249.688 | 0 | 0 | 0 | 1034.641 | 7289.371 | 72.89% | -2.2737e-13 | 1284.329 | 381.837 | 26.072 | 322.157 | 302.997 | 251.266 | 248.48 | 1.208 | 0 | 1284.329 | 249.688 | 1034.641 | 0
|  | 984.159 | 367.806 | 0 | 0 | 0 | 616.353 | 6254.73 | 62.55% | -1.1369e-13 | 984.159 | 381.299 | 19.749 | 318.297 | 0 | 264.814 | 248.48 | 119.326 | 0 | 984.159 | 367.806 | 616.353 | 0
|  | 1107.624 | 1107.624 | 0 | 296.804 | 296.804 | 0 | 5638.377 | 56.38% | 0 | 1107.624 | 498.696 | 28.047 | 277.321 | 0 | 303.56 | 248.48 | 1155.948 | 0 | 1107.624 | 1107.624 | 0 | 0
|  | 1251.266 | 1251.266 | 0 | 840.889 | 840.889 | 0 | 5935.181 | 59.35% | 0 | 1251.266 | 605.054 | 102.898 | 300.95 | 0 | 242.364 | 248.48 | 1843.675 | 0 | 1251.266 | 1251.266 | 0 | 0
|  | 1180.237 | 1180.237 | 0 | 1041.264 | 1041.264 | 0 | 6776.07 | 67.76% | 0 | 1180.237 | 592.325 | 92.525 | 322.763 | 0 | 172.624 | 248.48 | 1973.021 | 0 | 1180.237 | 1180.237 | 0 | 0
|  | 993.653 | 993.653 | 0 | 746.944 | 746.944 | 0 | 7817.334 | 78.17% | 0 | 993.653 | 575.154 | 73.857 | 344.643 | 0 | 0 | 248.48 | 1492.117 | 0 | 993.653 | 993.653 | 0 | 0
|  | 856.319 | 576.038 | 280.281 | 0 | 1435.722 | 0 | 8564.278 | 85.64% | 0 | 856.319 | 473.845 | 68.676 | 313.798 | 0 | 0 | 248.48 | 327.558 | 7500 | 856.319 | 576.038 | 0 | 280.281
|  | 1121.284 | 500.389 | 620.895 | 0 | 0 | 0 | 10000 | 100% | 0 | 1121.284 | 552.803 | 53.215 | 375.243 | 140.023 | 0 | 248.48 | 251.909 | 7500 | 1121.284 | 500.389 | 0 | 620.895
|  | 1485.864 | 461.843 | 0 | 0 | 0 | 1024.021 | 10000 | 100% | 0 | 1485.864 | 528.137 | 69.445 | 472.581 | 415.701 | 0 | 248.48 | 213.363 | 0 | 1485.864 | 461.843 | 1024.021 | 0
|  | 1415.858 | 480.659 | 0 | 0 | 0 | 935.199 | 8975.979 | 89.76% | 0 | 1415.858 | 486.192 | 97.197 | 426.832 | 405.638 | 0 | 248.48 | 232.179 | 0 | 1415.858 | 480.659 | 935.199 | 0
|  | 1136.81 | 408.885 | 0 | 0 | 0 | 727.925 | 8040.78 | 80.41% | 0 | 1136.81 | 551.833 | 64.043 | 354.482 | 151.503 | 14.95 | 248.48 | 160.405 | 0 | 1136.81 | 408.885 | 727.925 | 0
|  | 1016.282 | 375.616 | 0 | 0 | 0 | 640.666 | 7312.855 | 73.13% | 0 | 1016.282 | 580.177 | 55.324 | 293.28 | 57.602 | 29.9 | 248.48 | 127.136 | 0 | 1016.282 | 375.616 | 640.666 | 0
|  | 1047.559 | 266.256 | 0 | 0 | 0 | 781.303 | 6672.189 | 66.72% | 0 | 1047.559 | 573.379 | 24.543 | 221.513 | 198.224 | 29.9 | 248.48 | 17.776 | 0 | 1047.559 | 266.256 | 781.303 | 0
|  | 1180.46 | 248.48 | 931.98 | 0 | 2500 | 0 | 5890.886 | 58.91% | 0 | 1180.46 | 657.922 | 19.497 | 229.154 | 243.986 | 29.9 | 248.48 | 0 | 7500 | 1180.46 | 248.48 | 0 | 931.98
|  | 1002.591 | 248.48 | 0 | 0 | 0 | 754.111 | 8390.886 | 83.91% | 0 | 1002.591 | 638.113 | 27.585 | 214.092 | 92.9 | 29.9 | 248.48 | 0 | 0 | 1002.591 | 248.48 | 754.111 | 0
|  | 743.38 | 248.48 | 494.9 | 0 | 2363.225 | 0 | 7636.775 | 76.37% | 0 | 743.38 | 413.57 | 101.744 | 198.166 | 0 | 29.9 | 248.48 | 0 | 7500 | 743.38 | 248.48 | 0 | 494.9
|  | 857.127 | 248.48 | 608.647 | 0 | 0 | 0 | 10000 | 100% | 0 | 857.127 | 385.958 | 80.873 | 368.159 | 0 | 22.137 | 248.48 | 0 | 7500 | 857.127 | 248.48 | 0 | 608.647
|  | 667.499 | 248.48 | 419.019 | 0 | 0 | 0 | 10000 | 100% | 0 | 667.499 | 236.573 | 73.071 | 338.878 | 0 | 18.977 | 248.48 | 0 | 7500 | 667.499 | 248.48 | 0 | 419.019
|  | 682.245 | 248.48 | 433.765 | 0 | 0 | 0 | 10000 | 100% | 0 | 682.245 | 214.228 | 61.944 | 345.457 | 0 | 60.617 | 248.48 | 0 | 7500 | 682.245 | 248.48 | 0 | 433.765
|  | 578.884 | 248.48 | 330.404 | 0 | 0 | 0 | 10000 | 100% | 0 | 578.884 | 166.77 | 54.942 | 278.629 | 0 | 78.543 | 248.48 | 0 | 7500 | 578.884 | 248.48 | 0 | 330.404
|  | 757.285 | 248.48 | 0 | 0 | 0 | 508.805 | 10000 | 100% | 0 | 757.285 | 185.25 | 86.413 | 301.555 | 0 | 184.067 | 248.48 | 0 | 0 | 757.285 | 248.48 | 508.805 | 0
|  | 826.135 | 248.48 | 0 | 0 | 0 | 577.655 | 9491.195 | 94.91% | 0 | 826.135 | 164.019 | 86.28 | 405.406 | 0 | 170.43 | 248.48 | 0 | 0 | 826.135 | 248.48 | 577.655 | 0
|  | 868.202 | 248.48 | 0 | 0 | 0 | 619.722 | 8913.54 | 89.14% | 0 | 868.202 | 182.106 | 68.353 | 413.09 | 156.035 | 48.619 | 248.48 | 0 | 0 | 868.202 | 248.48 | 619.722 | 0
|  | 1383.402 | 250.467 | 0 | 0 | 0 | 1132.935 | 8293.818 | 82.94% | 0 | 1383.402 | 242.411 | 38.553 | 412.034 | 465.041 | 225.363 | 248.48 | 1.987 | 0 | 1383.402 | 250.467 | 1132.935 | 0
|  | 1309.802 | 251.173 | 0 | 0 | 0 | 1058.629 | 7160.883 | 71.61% | 0 | 1309.802 | 371.485 | 23.579 | 319.744 | 302.904 | 292.09 | 248.48 | 2.693 | 0 | 1309.802 | 251.173 | 1058.629 | 0
|  | 1006.298 | 395.202 | 0 | 0 | 0 | 611.096 | 6102.254 | 61.02% | 0 | 1006.298 | 404.696 | 20.473 | 324.86 | 0 | 256.269 | 248.48 | 146.722 | 0 | 1006.298 | 395.202 | 611.096 | 0
|  | 1256.352 | 1256.352 | 0 | 590.669 | 590.669 | 0 | 5491.158 | 54.91% | 0 | 1256.352 | 566.087 | 54.807 | 274.118 | 0 | 361.341 | 248.48 | 1598.541 | 0 | 1256.352 | 1256.352 | 0 | 0
|  | 1032.306 | 264.167 | 768.139 | 0 | 2500 | 0 | 6081.827 | 60.82% | 0 | 1032.306 | 586.804 | 105.291 | 254.374 | 0 | 85.837 | 248.48 | 15.687 | 7500 | 1032.306 | 264.167 | 0 | 768.139
|  | 947.986 | 276.277 | 671.709 | 0 | 1418.173 | 0 | 8581.827 | 85.82% | 0 | 947.986 | 587.228 | 78.691 | 248.637 | 0 | 33.43 | 248.48 | 27.797 | 7500 | 947.986 | 276.277 | 0 | 671.709
|  | 991.396 | 284.571 | 706.825 | 0 | 0 | 0 | 10000 | 100% | 0 | 991.396 | 641.33 | 77.089 | 272.977 | 0 | 0 | 248.48 | 36.091 | 7500 | 991.396 | 284.571 | 0 | 706.825
|  | 725.62 | 598.461 | 127.159 | 0 | 0 | 0 | 10000 | 100% | 0 | 725.62 | 433.373 | 60.484 | 231.763 | 0 | 0 | 248.48 | 349.981 | 7500 | 725.62 | 598.461 | 0 | 127.159
|  | 958.212 | 958.212 | 0 | 318.423 | 0 | 0 | 10000 | 100% | 0 | 958.212 | 490.94 | 57.114 | 323.949 | 86.209 | 0 | 248.48 | 1028.155 | 0 | 958.212 | 958.212 | 0 | 0
|  | 1325.493 | 1263.459 | 0 | 0 | 0 | 62.034 | 10000 | 100% | 0 | 1325.493 | 472.332 | 82.11 | 470.501 | 300.55 | 0 | 248.48 | 1014.979 | 0 | 1325.493 | 1263.459 | 62.034 | 0
|  | 1485.66 | 1134.733 | 0 | 0 | 0 | 350.927 | 9937.966 | 99.38% | 0 | 1485.66 | 517.447 | 86.866 | 513.783 | 367.564 | 0 | 248.48 | 886.253 | 0 | 1485.66 | 1134.733 | 350.927 | 0
|  | 1092.173 | 553.622 | 0 | 0 | 0 | 538.551 | 9587.039 | 95.87% | 0 | 1092.173 | 532.648 | 62.597 | 338.312 | 148.053 | 10.563 | 248.48 | 305.142 | 0 | 1092.173 | 553.622 | 538.551 | 0
|  | 962.693 | 552.337 | 0 | 0 | 0 | 410.356 | 9048.488 | 90.48% | 0 | 962.693 | 561.279 | 37.167 | 303.735 | 39.387 | 21.125 | 248.48 | 303.857 | 0 | 962.693 | 552.337 | 410.356 | 0
|  | 1202.151 | 259.278 | 0 | 0 | 0 | 942.873 | 8638.132 | 86.38% | 0 | 1202.151 | 663.859 | 22.998 | 321.016 | 172.719 | 21.559 | 248.48 | 10.798 | 0 | 1202.151 | 259.278 | 942.873 | 0
|  | 1233.822 | 248.48 | 985.342 | 0 | 2304.741 | 0 | 7695.259 | 76.95% | 0 | 1233.822 | 695.683 | 21.11 | 247.087 | 248.239 | 21.704 | 248.48 | 0 | 7500 | 1233.822 | 248.48 | 0 | 985.342
|  | 985.671 | 248.48 | 0 | 0 | 0 | 737.191 | 10000 | 100% | 0 | 985.671 | 596.698 | 62.884 | 201.077 | 103.75 | 21.263 | 248.48 | 0 | 0 | 985.671 | 248.48 | 737.191 | 0
|  | 853.238 | 248.48 | 604.758 | 0 | 737.191 | 0 | 9262.809 | 92.63% | 0 | 853.238 | 485.174 | 108.728 | 238.211 | 0 | 21.125 | 248.48 | 0 | 7500 | 853.238 | 248.48 | 0 | 604.758
|  | 801.723 | 248.48 | 553.243 | 0 | 0 | 0 | 10000 | 100% | 0 | 801.723 | 296.666 | 84.134 | 390.334 | 0 | 30.59 | 248.48 | 0 | 7500 | 801.723 | 248.48 | 0 | 553.243
|  | 638.422 | 248.48 | 389.942 | 0 | 0 | 0 | 10000 | 100% | 0 | 638.422 | 213.316 | 78.321 | 291.454 | 0 | 55.332 | 248.48 | 0 | 7500 | 638.422 | 248.48 | 0 | 389.942
|  | 614.571 | 248.48 | 366.091 | 0 | 0 | 0 | 10000 | 100% | 0 | 614.571 | 190.155 | 62.906 | 330.733 | 0 | 30.777 | 248.48 | 0 | 7500 | 614.571 | 248.48 | 0 | 366.091
|  | 553.021 | 248.48 | 304.541 | 0 | 0 | 0 | 10000 | 100% | 0 | 553.021 | 157.406 | 66.362 | 301.753 | 0 | 27.5 | 248.48 | 0 | 7500 | 553.021 | 248.48 | 0 | 304.541
|  | 653.274 | 248.48 | 0 | 0 | 0 | 404.794 | 10000 | 100% | 0 | 653.274 | 155.392 | 89.498 | 320.72 | 0 | 87.664 | 248.48 | 0 | 0 | 653.274 | 248.48 | 404.794 | 0
|  | 763.311 | 248.48 | 0 | 0 | 0 | 514.831 | 9595.206 | 95.95% | 0 | 763.311 | 147.508 | 67.125 | 353.739 | 0 | 194.939 | 248.48 | 0 | 0 | 763.311 | 248.48 | 514.831 | 0
|  | 868.988 | 248.48 | 0 | 0 | 0 | 620.508 | 9080.375 | 90.8% | 0 | 868.988 | 197.123 | 61.136 | 375.443 | 149.317 | 85.969 | 248.48 | 0 | 0 | 868.988 | 248.48 | 620.508 | 0
|  | 1615.01 | 255.568 | 0 | 0 | 0 | 1359.442 | 8459.867 | 84.6% | 0 | 1615.01 | 358.47 | 24.605 | 404.104 | 481.513 | 346.318 | 248.48 | 7.088 | 0 | 1615.01 | 255.568 | 1359.442 | 0
|  | 1920.511 | 326.216 | 0 | 0 | 0 | 1594.295 | 7100.425 | 71% | 0 | 1920.511 | 450.844 | 21.161 | 512.383 | 450.433 | 485.691 | 248.48 | 77.736 | 0 | 1920.511 | 326.216 | 1594.295 | 0
|  | 1321.966 | 646.244 | 0 | 0 | 0 | 675.722 | 5506.13 | 55.06% | 0 | 1321.966 | 410.361 | 25.555 | 494.217 | 138.155 | 253.679 | 248.48 | 397.764 | 0 | 1321.966 | 646.244 | 675.722 | 0
|  | 1219.714 | 1219.714 | 0 | 95.792 | 95.792 | 0 | 4830.408 | 48.3% | 0 | 1219.714 | 375.344 | 108.138 | 461.976 | 75.089 | 199.167 | 248.48 | 1067.026 | 0 | 1219.714 | 1219.714 | 0 | 0
|  | 1115.298 | 560.621 | 554.677 | 0 | 2500 | 0 | 4926.2 | 49.26% | 0 | 1115.298 | 338.887 | 96.999 | 392.993 | 214.028 | 72.392 | 248.48 | 312.141 | 7500 | 1115.298 | 560.621 | 0 | 554.677
|  | 1170.638 | 269.321 | 901.317 | 0 | 2500 | 0 | 7426.2 | 74.26% | 0 | 1170.638 | 381.857 | 81.937 | 425.152 | 204.264 | 77.427 | 248.48 | 20.841 | 7500 | 1170.638 | 269.321 | 0 | 901.317
|  | 881.277 | 260.623 | 620.654 | 0 | 73.8 | 0 | 9926.2 | 99.26% | 0 | 881.277 | 386.431 | 77.321 | 317.864 | 38.853 | 60.808 | 248.48 | 12.143 | 7500 | 881.277 | 260.623 | 0 | 620.654
|  | 913.895 | 309.823 | 604.072 | 0 | 0 | 0 | 10000 | 100% | 0 | 913.895 | 376.405 | 53.918 | 385.864 | 88.98 | 8.729 | 248.48 | 61.343 | 7500 | 913.895 | 309.823 | 0 | 604.072
|  | 1024.696 | 469.061 | 555.635 | 0 | 0 | 0 | 10000 | 100% | 0 | 1024.696 | 332.993 | 66.392 | 431.04 | 194.272 | 0 | 248.48 | 220.581 | 7500 | 1024.696 | 469.061 | 0 | 555.635
|  | 1193.001 | 988.624 | 0 | 0 | 0 | 204.377 | 10000 | 100% | 0 | 1193.001 | 435.188 | 92.835 | 517.574 | 147.405 | 0 | 248.48 | 740.144 | 0 | 1193.001 | 988.624 | 204.377 | 0
|  | 1170.732 | 817.279 | 0 | 0 | 0 | 353.453 | 9795.623 | 97.96% | 0 | 1170.732 | 545.743 | 71.228 | 495.789 | 57.972 | 0 | 248.48 | 568.799 | 0 | 1170.732 | 817.279 | 353.453 | 0
|  | 1226.357 | 690.894 | 0 | 0 | 0 | 535.463 | 9442.17 | 94.42% | 0 | 1226.357 | 571.638 | 58.928 | 450.869 | 130.135 | 14.788 | 248.48 | 442.414 | 0 | 1226.357 | 690.894 | 535.463 | 0
|  | 1030.797 | 357.177 | 0 | 0 | 0 | 673.62 | 8906.707 | 89.07% | 0 | 1030.797 | 507.971 | 25.598 | 288.508 | 179.146 | 29.575 | 248.48 | 108.697 | 0 | 1030.797 | 357.177 | 673.62 | 0
|  | 880.405 | 248.551 | 0 | 0 | 0 | 631.854 | 8233.087 | 82.33% | 0 | 880.405 | 506.809 | 21.14 | 239.495 | 83.24 | 29.72 | 248.48 | 0.071 | 0 | 880.405 | 248.551 | 631.854 | 0
|  | 963.865 | 248.48 | 715.385 | 0 | 2398.767 | 0 | 7601.233 | 76.01% | 0 | 963.865 | 631.442 | 28.766 | 256.408 | 17.529 | 29.72 | 248.48 | 0 | 7500 | 963.865 | 248.48 | 0 | 715.385
|  | 1011.582 | 248.48 | 0 | 0 | 0 | 763.102 | 10000 | 100% | 0 | 1011.582 | 624.543 | 101.103 | 238.922 | 17.44 | 29.575 | 248.48 | 0 | 0 | 1011.582 | 248.48 | 763.102 | 0
|  | 820.647 | 248.48 | 572.167 | 0 | 763.102 | 0 | 9236.898 | 92.37% | 0 | 820.647 | 458.113 | 97.91 | 235.049 | 0 | 29.575 | 248.48 | 0 | 7500 | 820.647 | 248.48 | 0 | 572.167
|  | 876.105 | 248.48 | 627.625 | 0 | 0 | 0 | 10000 | 100% | 0 | 876.105 | 324.987 | 77.418 | 443.476 | 0 | 30.225 | 248.48 | 0 | 7500 | 876.105 | 248.48 | 0 | 627.625
|  | 732.443 | 248.48 | 483.963 | 0 | 0 | 0 | 10000 | 100% | 0 | 732.443 | 235.714 | 61.546 | 364.292 | 0 | 70.891 | 248.48 | 0 | 7500 | 732.443 | 248.48 | 0 | 483.963
|  | 622.476 | 248.48 | 373.996 | 0 | 0 | 0 | 10000 | 100% | 0 | 622.476 | 180.976 | 55.662 | 325.925 | 0 | 59.914 | 248.48 | 0 | 7500 | 622.476 | 248.48 | 0 | 373.996
|  | 655.788 | 248.48 | 407.308 | 0 | 0 | 0 | 10000 | 100% | 0 | 655.788 | 150.666 | 75.236 | 333.234 | 0 | 96.653 | 248.48 | 0 | 7500 | 655.788 | 248.48 | 0 | 407.308
|  | 648.882 | 248.48 | 0 | 0 | 0 | 400.402 | 10000 | 100% | 0 | 648.882 | 161.261 | 81.852 | 332.167 | 0 | 73.602 | 248.48 | 0 | 0 | 648.882 | 248.48 | 400.402 | 0
|  | 670.385 | 248.48 | 0 | 0 | 0 | 421.905 | 9599.598 | 96% | 0 | 670.385 | 160.804 | 70.135 | 369.54 | 0 | 69.906 | 248.48 | 0 | 0 | 670.385 | 248.48 | 421.905 | 0
|  | 1043.256 | 248.48 | 0 | 0 | 0 | 794.776 | 9177.693 | 91.78% | 0 | 1043.256 | 203.917 | 39.862 | 435.424 | 143.926 | 220.127 | 248.48 | 0 | 0 | 1043.256 | 248.48 | 794.776 | 0
|  | 1553.291 | 389.842 | 0 | 0 | 0 | 1163.449 | 8382.917 | 83.83% | -2.2737e-13 | 1553.291 | 393.307 | 24.754 | 534.943 | 456.588 | 143.698 | 248.48 | 141.362 | 0 | 1553.291 | 389.842 | 1163.449 | 0
|  | 1570.683 | 978.479 | 0 | 0 | 0 | 592.204 | 7219.468 | 72.19% | 0 | 1570.683 | 414.896 | 18.988 | 497.756 | 386.363 | 252.681 | 248.48 | 729.999 | 0 | 1570.683 | 978.479 | 592.204 | 0
|  | 1608.264 | 1303.633 | 0 | 0 | 0 | 304.631 | 6627.264 | 66.27% | 0 | 1608.264 | 435.921 | 60.213 | 592.24 | 142.826 | 377.065 | 248.48 | 1055.153 | 0 | 1608.264 | 1303.633 | 304.631 | 0
|  | 1372.846 | 1372.846 | 0 | 216.029 | 216.029 | 0 | 6322.633 | 63.23% | 0 | 1372.846 | 392.517 | 98.865 | 511.264 | 75.486 | 294.714 | 248.48 | 1340.395 | 0 | 1372.846 | 1372.846 | 0 | 0
|  | 1159.932 | 1159.932 | 0 | 714.06 | 714.06 | 0 | 6538.662 | 65.39% | 0 | 1159.932 | 349.781 | 88.19 | 397.743 | 206.959 | 117.259 | 248.48 | 1625.512 | 0 | 1159.932 | 1159.932 | 0 | 0
|  | 1143.107 | 1143.107 | 0 | 879.734 | 879.734 | 0 | 7252.722 | 72.53% | 0 | 1143.107 | 387.701 | 82.36 | 433.814 | 203.61 | 35.623 | 248.48 | 1774.361 | 0 | 1143.107 | 1143.107 | 0 | 0
|  | 910.483 | 910.483 | 0 | 1003.807 | 1003.807 | 0 | 8132.456 | 81.32% | 0 | 910.483 | 398.795 | 58.404 | 403.191 | 50.093 | 0 | 248.48 | 1665.81 | 0 | 910.483 | 910.483 | 0 | 0
|  | 829.966 | 829.966 | 0 | 493.854 | 493.854 | 0 | 9136.263 | 91.36% | 0 | 829.966 | 329.806 | 63.001 | 360.308 | 76.852 | 0 | 248.48 | 1075.34 | 0 | 829.966 | 829.966 | 0 | 0
|  | 972.209 | 972.209 | 0 | 370.178 | 369.883 | 0 | 9630.117 | 96.3% | 0 | 972.209 | 331.114 | 83.405 | 369.798 | 187.893 | 0 | 248.48 | 1093.907 | 0 | 972.209 | 972.209 | 0 | 0
|  | 1003.117 | 1003.117 | 0 | 483.028 | 0 | 0 | 10000 | 100% | 0 | 1003.117 | 351.186 | 87.512 | 436.031 | 128.388 | 0 | 248.48 | 1237.665 | 0 | 1003.117 | 1003.117 | 0 | 0
|  | 1197.915 | 805.118 | 0 | 0 | 0 | 392.797 | 10000 | 100% | 0 | 1197.915 | 567.734 | 65.813 | 496.53 | 67.839 | 0 | 248.48 | 556.638 | 0 | 1197.915 | 805.118 | 392.797 | 0
|  | 1135.032 | 550.206 | 0 | 0 | 0 | 584.826 | 9607.203 | 96.07% | 0 | 1135.032 | 582.097 | 42.25 | 375.531 | 120.041 | 15.113 | 248.48 | 301.726 | 0 | 1135.032 | 550.206 | 584.826 | 0
|  | 1098.971 | 266.775 | 0 | 0 | 0 | 832.196 | 9022.377 | 90.22% | 0 | 1098.971 | 575.513 | 24.201 | 290.169 | 178.863 | 30.225 | 248.48 | 18.295 | 0 | 1098.971 | 266.775 | 832.196 | 0
|  | 969.401 | 248.547 | 0 | 0 | 0 | 720.854 | 8190.181 | 81.9% | 0 | 969.401 | 571.784 | 22.417 | 261.827 | 83.148 | 30.225 | 248.48 | 0.067 | 0 | 969.401 | 248.547 | 720.854 | 0
|  | 1022.946 | 248.48 | 774.466 | 0 | 2500 | 0 | 7469.327 | 74.69% | 0 | 1022.946 | 654.639 | 59.53 | 262.455 | 16.097 | 30.225 | 248.48 | 0 | 7500 | 1022.946 | 248.48 | 0 | 774.466
|  | 954.212 | 248.48 | 0 | 0 | 0 | 705.732 | 9969.327 | 99.69% | 0 | 954.212 | 603.241 | 96.38 | 210.137 | 14.229 | 30.225 | 248.48 | 0 | 0 | 954.212 | 248.48 | 705.732 | 0
|  | 852.911 | 248.48 | 604.431 | 0 | 736.405 | 0 | 9263.595 | 92.64% | 0 | 852.911 | 501.521 | 82.063 | 239.101 | 0 | 30.225 | 248.48 | 0 | 7500 | 852.911 | 248.48 | 0 | 604.431
|  | 775.301 | 248.48 | 526.821 | 0 | 0 | 0 | 10000 | 100% | 0 | 775.301 | 294.765 | 74.918 | 370.992 | 0 | 34.627 | 248.48 | 0 | 7500 | 775.301 | 248.48 | 0 | 526.821
|  | 612.019 | 248.48 | 363.539 | 0 | 0 | 0 | 10000 | 100% | 0 | 612.019 | 194.265 | 60.306 | 325.553 | 0 | 31.896 | 248.48 | 0 | 7500 | 612.019 | 248.48 | 0 | 363.539
|  | 689.657 | 248.48 | 441.177 | 0 | 0 | 0 | 10000 | 100% | 0 | 689.657 | 187.651 | 77.892 | 392.783 | 0 | 31.331 | 248.48 | 0 | 7500 | 689.657 | 248.48 | 0 | 441.177
|  | 644.111 | 248.48 | 395.631 | 0 | 0 | 0 | 10000 | 100% | 0 | 644.111 | 164.587 | 93.697 | 355.772 | 0 | 30.055 | 248.48 | 0 | 7500 | 644.111 | 248.48 | 0 | 395.631
|  | 784.505 | 248.48 | 0 | 0 | 0 | 536.025 | 10000 | 100% | 0 | 784.505 | 156.116 | 70.366 | 318.338 | 0 | 239.684 | 248.48 | 0 | 0 | 784.505 | 248.48 | 536.025 | 0
|  | 676.403 | 248.48 | 0 | 0 | 0 | 427.923 | 9463.975 | 94.64% | 0 | 676.403 | 157.691 | 55.985 | 372.922 | 0 | 89.805 | 248.48 | 0 | 0 | 676.403 | 248.48 | 427.923 | 0
|  | 968.519 | 248.48 | 0 | 0 | 0 | 720.039 | 9036.052 | 90.36% | 0 | 968.519 | 221.373 | 25.085 | 510.993 | 168.257 | 42.812 | 248.48 | 0 | 0 | 968.519 | 248.48 | 720.039 | 0
|  | 1453.838 | 248.48 | 0 | 0 | 0 | 1205.358 | 8316.013 | 83.16% | 0 | 1453.838 | 335.716 | 20.113 | 414.107 | 411.435 | 272.467 | 248.48 | 0 | 0 | 1453.838 | 248.48 | 1205.358 | 0
|  | 1566.369 | 262.111 | 0 | 0 | 0 | 1304.258 | 7110.655 | 71.11% | 2.2737e-13 | 1566.369 | 440.217 | 26.264 | 497.187 | 253.42 | 349.282 | 248.48 | 13.631 | 0 | 1566.369 | 262.111 | 1304.258 | 0
|  | 1463.737 | 346.995 | 0 | 0 | 0 | 1116.742 | 5806.397 | 58.06% | 0 | 1463.737 | 416.983 | 99.058 | 467.308 | 0 | 480.389 | 248.48 | 98.515 | 0 | 1463.737 | 346.995 | 1116.742 | 0
|  | 1038.103 | 550.369 | 487.734 | 0 | 2500 | 0 | 4689.655 | 46.9% | 0 | 1038.103 | 388.68 | 89.25 | 376.651 | 0 | 183.522 | 248.48 | 301.889 | 7500 | 1038.103 | 550.369 | 0 | 487.734
|  | 1062.079 | 1062.079 | 0 | 65.751 | 65.751 | 0 | 7189.655 | 71.9% | 0 | 1062.079 | 367.716 | 86.152 | 401.111 | 0 | 207.1 | 248.48 | 879.35 | 0 | 1062.079 | 1062.079 | 0 | 0
|  | 1126.467 | 1009.622 | 116.845 | 0 | 2500 | 0 | 7255.406 | 72.55% | 0 | 1126.467 | 397.458 | 73.802 | 451.469 | 0 | 203.739 | 248.48 | 761.142 | 7500 | 1126.467 | 1009.622 | 0 | 116.845
|  | 1048.54 | 837.971 | 210.569 | 0 | 244.594 | 0 | 9755.406 | 97.55% | 0 | 1048.54 | 413.375 | 60.409 | 455.12 | 0 | 119.637 | 248.48 | 589.491 | 7500 | 1048.54 | 837.971 | 0 | 210.569
|  | 742.157 | 478.33 | 263.827 | 0 | 0 | 0 | 10000 | 100% | 0 | 742.157 | 319.083 | 75.235 | 311.923 | 0 | 35.915 | 248.48 | 229.85 | 7500 | 742.157 | 478.33 | 0 | 263.827
|  | 881.284 | 676.485 | 204.799 | 0 | 0 | 0 | 10000 | 100% | 0 | 881.284 | 327.307 | 100.277 | 360.759 | 88.994 | 3.948 | 248.48 | 428.005 | 7500 | 881.284 | 676.485 | 0 | 204.799
|  | 1198.735 | 1128.477 | 0 | 0 | 0 | 70.258 | 10000 | 100% | 0 | 1198.735 | 367.333 | 74.033 | 465.736 | 291.633 | 0 | 248.48 | 879.997 | 0 | 1198.735 | 1128.477 | 70.258 | 0
|  | 1327.186 | 858.372 | 0 | 0 | 0 | 468.814 | 9929.742 | 99.3% | 0 | 1327.186 | 501.489 | 49.568 | 444.679 | 331.45 | 0 | 248.48 | 609.892 | 0 | 1327.186 | 858.372 | 468.814 | 0
|  | 1199.882 | 291.022 | 0 | 0 | 0 | 908.86 | 9460.928 | 94.61% | 0 | 1199.882 | 584.638 | 26.939 | 440.069 | 133.124 | 15.113 | 248.48 | 42.542 | 0 | 1199.882 | 291.022 | 908.86 | 0
|  | 944.188 | 260.6 | 0 | 0 | 0 | 683.588 | 8552.068 | 85.52% | 1.1369e-13 | 944.188 | 525.514 | 20.599 | 335.298 | 32.552 | 30.225 | 248.48 | 12.12 | 0 | 944.188 | 260.6 | 683.588 | 0
|  | 904.063 | 249.683 | 0 | 0 | 0 | 654.38 | 7868.48 | 78.68% | 0 | 904.063 | 504.445 | 28.811 | 205.77 | 134.311 | 30.725 | 248.48 | 1.203 | 0 | 904.063 | 249.683 | 654.38 | 0
|  | 1222.48 | 248.48 | 974 | 0 | 2500 | 0 | 7214.1 | 72.14% | 0 | 1222.48 | 620.555 | 102.58 | 256.247 | 212.039 | 31.059 | 248.48 | 0 | 7500 | 1222.48 | 248.48 | 0 | 974
|  | 960.191 | 248.48 | 0 | 0 | 0 | 711.711 | 9714.1 | 97.14% | 0 | 960.191 | 516.51 | 99.571 | 230.034 | 82.352 | 31.725 | 248.48 | 0 | 0 | 960.191 | 248.48 | 711.711 | 0
|  | 833.883 | 248.48 | 585.403 | 0 | 997.611 | 0 | 9002.389 | 90.02% | 0 | 833.883 | 481.259 | 90.709 | 230.024 | 0 | 31.891 | 248.48 | 0 | 7500 | 833.883 | 248.48 | 0 | 585.403
|  | 768.831 | 248.48 | 520.351 | 0 | 0 | 0 | 10000 | 100% | 0 | 768.831 | 312.264 | 64.099 | 357.102 | 0 | 35.366 | 248.48 | 0 | 7500 | 768.831 | 248.48 | 0 | 520.351
|  | 714.66 | 248.48 | 466.18 | 0 | 0 | 0 | 10000 | 100% | 0 | 714.66 | 224.304 | 56.864 | 401.761 | 0 | 31.731 | 248.48 | 0 | 7500 | 714.66 | 248.48 | 0 | 466.18
|  | 600.809 | 248.48 | 352.329 | 0 | 0 | 0 | 10000 | 100% | 0 | 600.809 | 183.023 | 93.351 | 300.935 | 0 | 23.5 | 248.48 | 0 | 7500 | 600.809 | 248.48 | 0 | 352.329
|  | 570.009 | 248.48 | 321.529 | 0 | 0 | 0 | 10000 | 100% | 0 | 570.009 | 145.254 | 82.172 | 300.708 | 0 | 41.875 | 248.48 | 0 | 7500 | 570.009 | 248.48 | 0 | 321.529
|  | 619.814 | 248.48 | 0 | 0 | 0 | 371.334 | 10000 | 100% | 0 | 619.814 | 154.415 | 68.008 | 338.249 | 0 | 59.142 | 248.48 | 0 | 0 | 619.814 | 248.48 | 371.334 | 0
|  | 600.54 | 248.48 | 0 | 0 | 0 | 352.06 | 9628.666 | 96.29% | 0 | 600.54 | 142.956 | 37.063 | 357.437 | 0 | 63.084 | 248.48 | 0 | 0 | 600.54 | 248.48 | 352.06 | 0
|  | 892.591 | 248.48 | 0 | 0 | 0 | 644.111 | 9276.606 | 92.77% | 0 | 892.591 | 211.065 | 23.07 | 407.47 | 150.645 | 100.341 | 248.48 | 0 | 0 | 892.591 | 248.48 | 644.111 | 0
|  | 1467.941 | 268.037 | 0 | 0 | 0 | 1199.904 | 8632.495 | 86.32% | 0 | 1467.941 | 342.92 | 18.779 | 450.96 | 421.129 | 234.153 | 248.48 | 19.557 | 0 | 1467.941 | 268.037 | 1199.904 | 0
|  | 1909.66 | 325.016 | 0 | 0 | 0 | 1584.644 | 7432.591 | 74.33% | -2.2737e-13 | 1909.66 | 429.404 | 55.221 | 513.875 | 275.836 | 635.325 | 248.48 | 76.536 | 0 | 1909.66 | 325.016 | 1584.644 | 0
|  | 1440.286 | 501.644 | 0 | 0 | 0 | 938.642 | 5847.947 | 58.48% | 0 | 1440.286 | 408.321 | 108.793 | 558.164 | 0 | 365.008 | 248.48 | 253.164 | 0 | 1440.286 | 501.644 | 938.642 | 0
|  | 1258.486 | 585.715 | 672.771 | 0 | 2500 | 0 | 4909.305 | 49.09% | 0 | 1258.486 | 382.3 | 90.341 | 498.949 | 0 | 286.896 | 248.48 | 337.235 | 7500 | 1258.486 | 585.715 | 0 | 672.771
|  | 1026.006 | 756.868 | 269.138 | 0 | 2500 | 0 | 7409.305 | 74.09% | 0 | 1026.006 | 400.884 | 77.061 | 384.01 | 0 | 164.052 | 248.48 | 508.388 | 7500 | 1026.006 | 756.868 | 0 | 269.138
|  | 1181.079 | 947.87 | 233.209 | 0 | 90.695 | 0 | 9909.305 | 99.09% | 0 | 1181.079 | 426.299 | 63.353 | 483.634 | 0 | 207.793 | 248.48 | 699.39 | 7500 | 1181.079 | 947.87 | 0 | 233.209
|  | 940.175 | 940.175 | 0 | 406.437 | 0 | 0 | 10000 | 100% | 0 | 940.175 | 375.342 | 55.95 | 409.556 | 0 | 99.328 | 248.48 | 1098.132 | 0 | 940.175 | 940.175 | 0 | 0
|  | 769.311 | 769.311 | 0 | 675.029 | 0 | 0 | 10000 | 100% | 0 | 769.311 | 339.622 | 86.513 | 341.476 | 0 | 1.7 | 248.48 | 1195.86 | 0 | 769.311 | 769.311 | 0 | 0
|  | 950.72 | 950.72 | 0 | 613.98 | 0 | 0 | 10000 | 100% | 0 | 950.72 | 342.109 | 87.552 | 377.042 | 144.018 | 0 | 248.48 | 1316.22 | 0 | 950.72 | 950.72 | 0 | 0
|  | 1384.392 | 1136.638 | 0 | 0 | 0 | 247.754 | 10000 | 100% | 0 | 1384.392 | 391.249 | 66.126 | 534.566 | 392.452 | 0 | 248.48 | 888.158 | 0 | 1384.392 | 1136.638 | 247.754 | 0
|  | 1655.923 | 777.413 | 0 | 0 | 0 | 878.51 | 9752.246 | 97.52% | 0 | 1655.923 | 561.306 | 40.913 | 585.027 | 468.677 | 0 | 248.48 | 528.933 | 0 | 1655.923 | 777.413 | 878.51 | 0
|  | 1192.854 | 654.516 | 0 | 0 | 0 | 538.338 | 8873.736 | 88.74% | 0 | 1192.854 | 586.475 | 21.316 | 412.756 | 157.032 | 15.275 | 248.48 | 406.036 | 0 | 1192.854 | 654.516 | 538.338 | 0
|  | 893.814 | 340.575 | 0 | 0 | 0 | 553.239 | 8335.398 | 83.35% | -1.1369e-13 | 893.814 | 473.799 | 20.776 | 302.678 | 66.011 | 30.55 | 248.48 | 92.095 | 0 | 893.814 | 340.575 | 553.239 | 0
|  | 1115.825 | 251.724 | 0 | 0 | 0 | 864.101 | 7782.159 | 77.82% | 0 | 1115.825 | 565.812 | 57.926 | 244.217 | 217.133 | 30.738 | 248.48 | 3.244 | 0 | 1115.825 | 251.724 | 864.101 | 0
|  | 1254.378 | 248.48 | 1005.898 | 0 | 2500 | 0 | 6918.058 | 69.18% | 0 | 1254.378 | 622.258 | 113.431 | 260.365 | 227.211 | 31.114 | 248.48 | 0 | 7500 | 1254.378 | 248.48 | 0 | 1005.898
|  | 1057.974 | 248.48 | 0 | 0 | 0 | 809.494 | 9418.058 | 94.18% | 0 | 1057.974 | 614.628 | 86.291 | 250.38 | 74.433 | 32.241 | 248.48 | 0 | 0 | 1057.974 | 248.48 | 809.494 | 0
|  | 791.756 | 248.48 | 543.276 | 0 | 1391.436 | 0 | 8608.564 | 86.09% | 0 | 791.756 | 466.77 | 75.05 | 217.508 | 0 | 32.429 | 248.48 | 0 | 7500 | 791.756 | 248.48 | 0 | 543.276
|  | 921.05 | 248.48 | 672.57 | 0 | 0 | 0 | 10000 | 100% | 0 | 921.05 | 356.276 | 60.653 | 481.354 | 0 | 22.768 | 248.48 | 0 | 7500 | 921.05 | 248.48 | 0 | 672.57
|  | 726.168 | 248.48 | 477.688 | 0 | 0 | 0 | 10000 | 100% | 0 | 726.168 | 202.848 | 76.888 | 427.08 | 0 | 19.352 | 248.48 | 0 | 7500 | 726.168 | 248.48 | 0 | 477.688
|  | 729.015 | 248.48 | 480.535 | 0 | 0 | 0 | 10000 | 100% | 0 | 729.015 | 194.899 | 95.964 | 355.767 | 0 | 82.385 | 248.48 | 0 | 7500 | 729.015 | 248.48 | 0 | 480.535
|  | 689.188 | 248.48 | 440.708 | 0 | 0 | 0 | 10000 | 100% | 0 | 689.188 | 156.597 | 72.223 | 375.395 | 0 | 84.973 | 248.48 | 0 | 7500 | 689.188 | 248.48 | 0 | 440.708
|  | 537.18 | 248.48 | 0 | 0 | 0 | 288.7 | 10000 | 100% | 0 | 537.18 | 134.822 | 55.101 | 287.194 | 0 | 60.063 | 248.48 | 0 | 0 | 537.18 | 248.48 | 288.7 | 0
|  | 608.515 | 248.48 | 0 | 0 | 0 | 360.035 | 9711.3 | 97.11% | 0 | 608.515 | 143.8 | 25.772 | 434.546 | 0 | 4.398 | 248.48 | 0 | 0 | 608.515 | 248.48 | 360.035 | 0
|  | 1054.81 | 248.48 | 0 | 0 | 0 | 806.33 | 9351.265 | 93.51% | 0 | 1054.81 | 189.06 | 20.229 | 482.223 | 153.011 | 210.288 | 248.48 | 0 | 0 | 1054.81 | 248.48 | 806.33 | 0
|  | 1843.549 | 420.41 | 0 | 0 | 0 | 1423.139 | 8544.935 | 85.45% | 0 | 1843.549 | 360.116 | 26.523 | 401.756 | 447.714 | 607.441 | 248.48 | 171.93 | 0 | 1843.549 | 420.41 | 1423.139 | 0
|  | 1715.252 | 909.784 | 0 | 0 | 0 | 805.468 | 7121.796 | 71.22% | 0 | 1715.252 | 455.172 | 99.886 | 466.227 | 282.394 | 411.573 | 248.48 | 661.304 | 0 | 1715.252 | 909.784 | 805.468 | 0
|  | 1362.569 | 1211.886 | 0 | 0 | 0 | 150.683 | 6316.328 | 63.16% | 0 | 1362.569 | 436.415 | 104.266 | 510.363 | 0 | 311.526 | 248.48 | 963.406 | 0 | 1362.569 | 1211.886 | 150.683 | 0
|  | 1195.548 | 1142.954 | 52.594 | 0 | 2500 | 0 | 6165.645 | 61.66% | 0 | 1195.548 | 379.673 | 75.616 | 437.082 | 0 | 303.177 | 248.48 | 894.474 | 7500 | 1195.548 | 1142.954 | 0 | 52.594
|  | 1143.879 | 628.531 | 515.348 | 0 | 1334.355 | 0 | 8665.645 | 86.66% | 0 | 1143.879 | 361.718 | 78.66 | 489.144 | 0 | 214.357 | 248.48 | 380.051 | 7500 | 1143.879 | 628.531 | 0 | 515.348
|  | 908.048 | 672.733 | 235.315 | 0 | 0 | 0 | 10000 | 100% | 0 | 908.048 | 370.401 | 61.715 | 382.49 | 0 | 93.443 | 248.48 | 424.253 | 7500 | 908.048 | 672.733 | 0 | 235.315
|  | 835.627 | 835.627 | 0 | 294.181 | 0 | 0 | 10000 | 100% | 0 | 835.627 | 408.378 | 77.846 | 349.404 | 0 | 0 | 248.48 | 881.328 | 0 | 835.627 | 835.627 | 0 | 0
|  | 750.511 | 750.511 | 0 | 665.1 | 0 | 0 | 10000 | 100% | 0 | 750.511 | 347.098 | 86.255 | 317.159 | 0 | 0 | 248.48 | 1167.131 | 0 | 750.511 | 750.511 | 0 | 0
|  | 998.162 | 998.162 | 0 | 322.922 | 0 | 0 | 10000 | 100% | 0 | 998.162 | 386.724 | 69.443 | 383.466 | 158.53 | 0 | 248.48 | 1072.604 | 0 | 998.162 | 998.162 | 0 | 0
|  | 1374.697 | 1010.581 | 0 | 0 | 0 | 364.116 | 10000 | 100% | 0 | 1374.697 | 387.244 | 61.162 | 483.626 | 442.666 | 0 | 248.48 | 762.101 | 0 | 1374.697 | 1010.581 | 364.116 | 0
|  | 1580.35 | 1187.873 | 0 | 0 | 0 | 392.477 | 9635.884 | 96.36% | 0 | 1580.35 | 553.16 | 24.345 | 511.307 | 491.539 | 0 | 248.48 | 939.393 | 0 | 1580.35 | 1187.873 | 392.477 | 0
|  | 1145.219 | 590.373 | 0 | 0 | 0 | 554.846 | 9243.407 | 92.43% | 0 | 1145.219 | 554.506 | 21.142 | 387.227 | 171.619 | 10.725 | 248.48 | 341.893 | 0 | 1145.219 | 590.373 | 554.846 | 0
|  | 1006.804 | 655.371 | 0 | 0 | 0 | 351.433 | 8688.561 | 86.89% | 0 | 1006.804 | 578.184 | 28.93 | 307.278 | 70.962 | 21.45 | 248.48 | 406.891 | 0 | 1006.804 | 655.371 | 351.433 | 0
|  | 1218.264 | 522.627 | 0 | 0 | 0 | 695.637 | 8337.128 | 83.37% | 0 | 1218.264 | 574.547 | 104.754 | 278.096 | 239.417 | 21.45 | 248.48 | 274.147 | 0 | 1218.264 | 522.627 | 695.637 | 0
|  | 1311.575 | 248.48 | 1063.095 | 0 | 2358.509 | 0 | 7641.491 | 76.41% | 0 | 1311.575 | 639.699 | 98.541 | 283.608 | 268.088 | 21.639 | 248.48 | 0 | 7500 | 1311.575 | 248.48 | 0 | 1063.095
|  | 1055.849 | 248.48 | 0 | 0 | 0 | 807.369 | 10000 | 100% | 0 | 1055.849 | 628.301 | 88.176 | 231.265 | 85.151 | 22.957 | 248.48 | 0 | 0 | 1055.849 | 248.48 | 807.369 | 0
|  | 790.627 | 248.48 | 542.147 | 0 | 807.369 | 0 | 9192.631 | 91.93% | 0 | 790.627 | 468.445 | 76.673 | 222.176 | 0 | 23.333 | 248.48 | 0 | 7500 | 790.627 | 248.48 | 0 | 542.147
|  | 811.771 | 248.48 | 563.291 | 0 | 0 | 0 | 10000 | 100% | 0 | 811.771 | 354.832 | 57.394 | 375.216 | 0 | 24.329 | 248.48 | 0 | 7500 | 811.771 | 248.48 | 0 | 563.291
|  | 767.975 | 248.48 | 519.495 | 0 | 0 | 0 | 10000 | 100% | 0 | 767.975 | 251.673 | 86.517 | 408.511 | 0 | 21.275 | 248.48 | 0 | 7500 | 767.975 | 248.48 | 0 | 519.495
|  | 606.645 | 248.48 | 358.165 | 0 | 0 | 0 | 10000 | 100% | 0 | 606.645 | 196.515 | 83.678 | 307.952 | 0 | 18.5 | 248.48 | 0 | 7500 | 606.645 | 248.48 | 0 | 358.165
|  | 640.386 | 248.48 | 391.906 | 0 | 0 | 0 | 10000 | 100% | 0 | 640.386 | 161.893 | 65.997 | 329.602 | 0 | 82.894 | 248.48 | 0 | 7500 | 640.386 | 248.48 | 0 | 391.906
|  | 534.214 | 248.48 | 0 | 0 | 0 | 285.734 | 10000 | 100% | 0 | 534.214 | 162.201 | 40.109 | 316.987 | 0 | 14.917 | 248.48 | 0 | 0 | 534.214 | 248.48 | 285.734 | 0
|  | 707.677 | 248.48 | 0 | 0 | 0 | 459.197 | 9714.266 | 97.14% | 0 | 707.677 | 166.599 | 25.077 | 345.823 | 0 | 170.178 | 248.48 | 0 | 0 | 707.677 | 248.48 | 459.197 | 0
|  | 1045.064 | 248.945 | 0 | 0 | 0 | 796.119 | 9255.069 | 92.55% | 0 | 1045.064 | 183.057 | 18.947 | 431.647 | 161.633 | 249.782 | 248.48 | 0.465 | 0 | 1045.064 | 248.945 | 796.119 | 0
|  | 1437.837 | 637.702 | 0 | 0 | 0 | 800.135 | 8458.95 | 84.59% | 0 | 1437.837 | 243.323 | 59.889 | 416.474 | 466.786 | 251.365 | 248.48 | 389.222 | 0 | 1437.837 | 637.702 | 800.135 | 0
|  | 1368.126 | 734.411 | 0 | 0 | 0 | 633.715 | 7658.815 | 76.59% | 0 | 1368.126 | 358.24 | 108.777 | 358.067 | 288.846 | 254.196 | 248.48 | 485.931 | 0 | 1368.126 | 734.411 | 633.715 | 0
|  | 1205.906 | 552.441 | 0 | 0 | 0 | 653.465 | 7025.1 | 70.25% | 0 | 1205.906 | 468.701 | 81.319 | 331.616 | 0 | 324.27 | 248.48 | 303.961 | 0 | 1205.906 | 552.441 | 653.465 | 0
|  | 1181.551 | 381.939 | 799.612 | 0 | 2500 | 0 | 6371.635 | 63.72% | 0 | 1181.551 | 514.266 | 81.57 | 351.797 | 0 | 233.918 | 248.48 | 133.459 | 7500 | 1181.551 | 381.939 | 0 | 799.612
|  | 1191.137 | 843.68 | 347.457 | 0 | 1128.365 | 0 | 8871.635 | 88.72% | 0 | 1191.137 | 510.082 | 60.446 | 318.028 | 0 | 302.581 | 248.48 | 595.2 | 7500 | 1191.137 | 843.68 | 0 | 347.457
|  | 1180.732 | 1180.732 | 0 | 768.128 | 0 | 0 | 10000 | 100% | 0 | 1180.732 | 614.887 | 62.002 | 356.506 | 0 | 147.337 | 248.48 | 1700.38 | 0 | 1180.732 | 1180.732 | 0 | 0
|  | 1036.438 | 1036.438 | 0 | 1004.141 | 0 | 0 | 10000 | 100% | 0 | 1036.438 | 654.31 | 95.28 | 250.445 | 0 | 36.403 | 248.48 | 1792.099 | 0 | 1036.438 | 1036.438 | 0 | 0
|  | 804.482 | 804.482 | 0 | 1148.239 | 0 | 0 | 10000 | 100% | 0 | 804.482 | 458.493 | 84.477 | 261.512 | 0 | 0 | 248.48 | 1704.241 | 0 | 804.482 | 804.482 | 0 | 0
|  | 1174.843 | 1174.843 | 0 | 624.488 | 0 | 0 | 10000 | 100% | 0 | 1174.843 | 546.132 | 70.09 | 413.599 | 145.023 | 0 | 248.48 | 1550.851 | 0 | 1174.843 | 1174.843 | 0 | 0
|  | 1571.137 | 1517.754 | 0 | 0 | 0 | 53.383 | 10000 | 100% | 0 | 1571.137 | 520.398 | 40.757 | 598.685 | 411.298 | 0 | 248.48 | 1269.274 | 0 | 1571.137 | 1517.754 | 53.383 | 0
|  | 1368.227 | 1070.633 | 0 | 0 | 0 | 297.594 | 9946.617 | 99.47% | 0 | 1368.227 | 520.63 | 22.086 | 412.769 | 412.742 | 0 | 248.48 | 822.153 | 0 | 1368.227 | 1070.633 | 297.594 | 0
|  | 1140.619 | 944.618 | 0 | 0 | 0 | 196.001 | 9649.023 | 96.49% | 0 | 1140.619 | 527.473 | 20.564 | 411.078 | 169.479 | 12.025 | 248.48 | 696.138 | 0 | 1140.619 | 944.618 | 196.001 | 0
|  | 1036.398 | 589.058 | 0 | 0 | 0 | 447.34 | 9453.022 | 94.53% | 0 | 1036.398 | 574.299 | 60.261 | 313.996 | 63.792 | 24.05 | 248.48 | 340.578 | 0 | 1036.398 | 589.058 | 447.34 | 0
|  | 1062.001 | 302.445 | 0 | 0 | 0 | 759.556 | 9005.682 | 90.06% | 0 | 1062.001 | 525.347 | 101.24 | 214.708 | 196.657 | 24.05 | 248.48 | 53.965 | 0 | 1062.001 | 302.445 | 759.556 | 0
|  | 1125.079 | 248.48 | 876.599 | 0 | 1753.874 | 0 | 8246.126 | 82.46% | 0 | 1125.079 | 566.335 | 86.699 | 224.415 | 223.58 | 24.05 | 248.48 | 0 | 7500 | 1125.079 | 248.48 | 0 | 876.599
|  | 1053.477 | 248.48 | 0 | 0 | 0 | 804.997 | 10000 | 100% | 0 | 1053.477 | 670.192 | 78.171 | 196.745 | 84.319 | 24.05 | 248.48 | 0 | 0 | 1053.477 | 248.48 | 804.997 | 0
|  | 771.622 | 248.48 | 523.142 | 0 | 804.997 | 0 | 9195.003 | 91.95% | 0 | 771.622 | 468.097 | 69.446 | 210.03 | 0 | 24.05 | 248.48 | 0 | 7500 | 771.622 | 248.48 | 0 | 523.142
|  | 886.963 | 248.48 | 638.483 | 0 | 0 | 0 | 10000 | 100% | 0 | 886.963 | 387.52 | 77.192 | 396.524 | 0 | 25.728 | 248.48 | 0 | 7500 | 886.963 | 248.48 | 0 | 638.483
|  | 706.132 | 248.48 | 457.652 | 0 | 0 | 0 | 10000 | 100% | 0 | 706.132 | 235.005 | 96.667 | 349.883 | 0 | 24.578 | 248.48 | 0 | 7500 | 706.132 | 248.48 | 0 | 457.652
|  | 624.905 | 248.48 | 376.425 | 0 | 0 | 0 | 10000 | 100% | 0 | 624.905 | 181.711 | 75.25 | 301.099 | 0 | 66.845 | 248.48 | 0 | 7500 | 624.905 | 248.48 | 0 | 376.425
|  | 582.239 | 248.48 | 333.759 | 0 | 0 | 0 | 10000 | 100% | 0 | 582.239 | 166.457 | 58.85 | 266.015 | 0 | 90.917 | 248.48 | 0 | 7500 | 582.239 | 248.48 | 0 | 333.759
|  | 627.287 | 248.48 | 0 | 0 | 0 | 378.807 | 10000 | 100% | 0 | 627.287 | 158.949 | 27.391 | 351.74 | 0 | 89.208 | 248.48 | 0 | 0 | 627.287 | 248.48 | 378.807 | 0
|  | 643.052 | 248.48 | 0 | 0 | 0 | 394.572 | 9621.193 | 96.21% | 0 | 643.052 | 152.637 | 22.422 | 395.059 | 0 | 72.934 | 248.48 | 0 | 0 | 643.052 | 248.48 | 394.572 | 0
|  | 849.086 | 248.48 | 0 | 0 | 0 | 600.606 | 9226.621 | 92.27% | 0 | 849.086 | 168.621 | 28.209 | 400.759 | 152.561 | 98.937 | 248.48 | 0 | 0 | 849.086 | 248.48 | 600.606 | 0
|  | 1387.615 | 348.167 | 0 | 0 | 0 | 1039.448 | 8626.015 | 86.26% | 0 | 1387.615 | 259.704 | 96.972 | 389.529 | 465.171 | 176.24 | 248.48 | 99.687 | 0 | 1387.615 | 348.167 | 1039.448 | 0
|  | 1526.76 | 632.718 | 0 | 0 | 0 | 894.042 | 7586.567 | 75.87% | 0 | 1526.76 | 386.861 | 99.502 | 401.851 | 334.549 | 303.996 | 248.48 | 384.238 | 0 | 1526.76 | 632.718 | 894.042 | 0
|  | 1457.159 | 1387.379 | 0 | 0 | 0 | 69.78 | 6692.525 | 66.93% | 0 | 1457.159 | 454.854 | 76.968 | 384.492 | 0 | 540.846 | 248.48 | 1138.899 | 0 | 1457.159 | 1387.379 | 69.78 | 0
|  | 1188.039 | 1188.039 | 0 | 264.969 | 264.969 | 0 | 6622.745 | 66.23% | 0 | 1188.039 | 522.901 | 68.79 | 305.294 | 0 | 291.054 | 248.48 | 1204.528 | 0 | 1188.039 | 1188.039 | 0 | 0
|  | 1032.619 | 782.719 | 249.9 | 0 | 2500 | 0 | 6887.714 | 68.88% | 0 | 1032.619 | 541.697 | 60.848 | 264.477 | 0 | 165.597 | 248.48 | 534.239 | 7500 | 1032.619 | 782.719 | 0 | 249.9
|  | 1105.767 | 1105.767 | 0 | 28.995 | 28.995 | 0 | 9387.714 | 93.88% | 0 | 1105.767 | 613.909 | 75.918 | 333.859 | 0 | 82.081 | 248.48 | 886.282 | 0 | 1105.767 | 1105.767 | 0 | 0
|  | 1057.476 | 1057.476 | 0 | 805.832 | 583.291 | 0 | 9416.709 | 94.17% | 0 | 1057.476 | 629.519 | 88.895 | 279.58 | 0 | 59.482 | 248.48 | 1614.828 | 0 | 1057.476 | 1057.476 | 0 | 0
|  | 795.375 | 795.375 | 0 | 390.204 | 0 | 0 | 10000 | 100% | 0 | 795.375 | 439.051 | 71.418 | 284.906 | 0 | 0 | 248.48 | 937.099 | 0 | 795.375 | 795.375 | 0 | 0
|  | 1125.41 | 1125.41 | 0 | 454.882 | 0 | 0 | 10000 | 100% | 0 | 1125.41 | 570.757 | 58.116 | 352.597 | 143.94 | 0 | 248.48 | 1331.812 | 0 | 1125.41 | 1125.41 | 0 | 0
|  | 1352.08 | 937.96 | 0 | 0 | 0 | 414.12 | 10000 | 100% | 0 | 1352.08 | 449.31 | 27.748 | 453.463 | 421.559 | 0 | 248.48 | 689.48 | 0 | 1352.08 | 937.96 | 414.12 | 0
|  | 1482.14 | 967.101 | 0 | 0 | 0 | 515.039 | 9585.88 | 95.86% | 0 | 1482.14 | 545.091 | 22.281 | 451.994 | 462.775 | 0 | 248.48 | 718.621 | 0 | 1482.14 | 967.101 | 515.039 | 0
|  | 1172.519 | 701.736 | 0 | 0 | 0 | 470.783 | 9070.841 | 90.71% | 0 | 1172.519 | 561.801 | 26.811 | 400.256 | 171.302 | 12.35 | 248.48 | 453.256 | 0 | 1172.519 | 701.736 | 470.783 | 0
|  | 1188.305 | 503.189 | 0 | 0 | 0 | 685.116 | 8600.058 | 86% | 0 | 1188.305 | 646.62 | 103.275 | 337.722 | 75.989 | 24.7 | 248.48 | 254.709 | 0 | 1188.305 | 503.189 | 685.116 | 0
|  | 1098.054 | 343.625 | 0 | 0 | 0 | 754.429 | 7914.942 | 79.15% | 0 | 1098.054 | 530.968 | 102.034 | 220.604 | 219.308 | 25.141 | 248.48 | 95.145 | 0 | 1098.054 | 343.625 | 754.429 | 0
|  | 1235.043 | 248.48 | 986.563 | 0 | 2500 | 0 | 7160.513 | 71.61% | 0 | 1235.043 | 646.654 | 85.5 | 222.054 | 255.549 | 25.287 | 248.48 | 0 | 7500 | 1235.043 | 248.48 | 0 | 986.563
|  | 979.666 | 248.48 | 0 | 0 | 0 | 731.186 | 9660.513 | 96.61% | 0 | 979.666 | 601.103 | 74.817 | 194.187 | 84.718 | 24.84 | 248.48 | 0 | 0 | 979.666 | 248.48 | 731.186 | 0
|  | 717.199 | 248.48 | 468.719 | 0 | 1070.673 | 0 | 8929.327 | 89.29% | 0 | 717.199 | 432.752 | 60.196 | 199.551 | 0 | 24.7 | 248.48 | 0 | 7500 | 717.199 | 248.48 | 0 | 468.719
|  | 926.428 | 248.48 | 677.948 | 0 | 0 | 0 | 10000 | 100% | 0 | 926.428 | 315.332 | 86.382 | 501.584 | 0 | 23.13 | 248.48 | 0 | 7500 | 926.428 | 248.48 | 0 | 677.948
|  | 657.268 | 248.48 | 408.788 | 0 | 0 | 0 | 10000 | 100% | 0 | 657.268 | 190.829 | 86.656 | 359.939 | 0 | 19.844 | 248.48 | 0 | 7500 | 657.268 | 248.48 | 0 | 408.788
|  | 616.837 | 248.48 | 368.357 | 0 | 0 | 0 | 10000 | 100% | 0 | 616.837 | 174.333 | 62.299 | 359.935 | 0 | 20.27 | 248.48 | 0 | 7500 | 616.837 | 248.48 | 0 | 368.357
|  | 511.58 | 248.48 | 263.1 | 0 | 0 | 0 | 10000 | 100% | 0 | 511.58 | 142.644 | 38.363 | 298.851 | 0 | 31.722 | 248.48 | 0 | 7500 | 511.58 | 248.48 | 0 | 263.1
|  | 621.95 | 248.48 | 0 | 0 | 0 | 373.47 | 10000 | 100% | 0 | 621.95 | 148.795 | 23.532 | 324.878 | 0 | 124.745 | 248.48 | 0 | 0 | 621.95 | 248.48 | 373.47 | 0
|  | 816.915 | 248.48 | 0 | 0 | 0 | 568.435 | 9626.53 | 96.27% | 0 | 816.915 | 165.467 | 19.133 | 446.837 | 0 | 185.478 | 248.48 | 0 | 0 | 816.915 | 248.48 | 568.435 | 0
|  | 1242.467 | 248.483 | 0 | 0 | 0 | 993.984 | 9058.095 | 90.58% | 0 | 1242.467 | 193.855 | 59.948 | 467.776 | 177.406 | 343.482 | 248.48 | 0.003 | 0 | 1242.467 | 248.483 | 993.984 | 0
|  | 1741.639 | 522.205 | 0 | 0 | 0 | 1219.434 | 8064.111 | 80.64% | 2.2737e-13 | 1741.639 | 345.887 | 99.611 | 460.518 | 502.358 | 333.265 | 248.48 | 273.725 | 0 | 1741.639 | 522.205 | 1219.434 | 0
|  | 1825.314 | 841.732 | 0 | 0 | 0 | 983.582 | 6844.677 | 68.45% | 0 | 1825.314 | 473.927 | 93.314 | 470.597 | 452.717 | 334.759 | 248.48 | 593.252 | 0 | 1825.314 | 841.732 | 983.582 | 0
|  | 1896.87 | 1214.866 | 0 | 0 | 0 | 682.004 | 5861.095 | 58.61% | 0 | 1896.87 | 399.782 | 74.812 | 536.664 | 165.74 | 719.872 | 248.48 | 966.386 | 0 | 1896.87 | 1214.866 | 682.004 | 0
|  | 1633.495 | 1516.633 | 116.862 | 0 | 2500 | 0 | 5179.091 | 51.79% | 0 | 1633.495 | 419.075 | 62.541 | 462.423 | 97.024 | 592.432 | 248.48 | 1268.153 | 7500 | 1633.495 | 1516.633 | 0 | 116.862
|  | 1258.609 | 1258.609 | 0 | 601.511 | 601.511 | 0 | 7679.091 | 76.79% | 0 | 1258.609 | 380.615 | 59.662 | 389.742 | 297.995 | 130.596 | 248.48 | 1611.64 | 0 | 1258.609 | 1258.609 | 0 | 0
|  | 1237.04 | 1237.04 | 0 | 790.238 | 790.238 | 0 | 8280.602 | 82.81% | 0 | 1237.04 | 365.244 | 82.711 | 385.424 | 330.896 | 72.765 | 248.48 | 1778.798 | 0 | 1237.04 | 1237.04 | 0 | 0
|  | 1003.11 | 1003.11 | 0 | 1017.941 | 929.16 | 0 | 9070.84 | 90.71% | 0 | 1003.11 | 407.639 | 84.534 | 409.931 | 101.006 | 0 | 248.48 | 1772.571 | 0 | 1003.11 | 1003.11 | 0 | 0
|  | 885.273 | 885.273 | 0 | 909.526 | 0 | 0 | 10000 | 100% | 0 | 885.273 | 360.725 | 67.042 | 350.472 | 107.034 | 0 | 248.48 | 1546.319 | 0 | 885.273 | 885.273 | 0 | 0
|  | 1114.825 | 1114.825 | 0 | 417.945 | 0 | 0 | 10000 | 100% | 0 | 1114.825 | 358.921 | 41.079 | 409.524 | 305.301 | 0 | 248.48 | 1284.29 | 0 | 1114.825 | 1114.825 | 0 | 0
|  | 1187.065 | 1109.15 | 0 | 0 | 0 | 77.915 | 10000 | 100% | 0 | 1187.065 | 404.489 | 21.49 | 489.759 | 271.328 | 0 | 248.48 | 860.67 | 0 | 1187.065 | 1109.15 | 77.915 | 0
|  | 1228.216 | 1061.699 | 0 | 0 | 0 | 166.517 | 9922.085 | 99.22% | 0 | 1228.216 | 590.568 | 20.792 | 522.585 | 94.271 | 0 | 248.48 | 813.219 | 0 | 1228.216 | 1061.699 | 166.517 | 0
|  | 1224.946 | 751.619 | 0 | 0 | 0 | 473.327 | 9755.568 | 97.56% | 0 | 1224.946 | 594.317 | 63.081 | 454.635 | 101.863 | 11.05 | 248.48 | 503.139 | 0 | 1224.946 | 751.619 | 473.327 | 0
|  | 1361.698 | 542.875 | 0 | 0 | 0 | 818.823 | 9282.241 | 92.82% | 0 | 1361.698 | 635.735 | 108.705 | 330.46 | 264.698 | 22.1 | 248.48 | 294.395 | 0 | 1361.698 | 542.875 | 818.823 | 0
|  | 1120.647 | 353.765 | 0 | 0 | 0 | 766.882 | 8463.418 | 84.63% | 0 | 1120.647 | 573.729 | 84.583 | 254.847 | 185.24 | 22.247 | 248.48 | 105.285 | 0 | 1120.647 | 353.765 | 766.882 | 0
|  | 940.127 | 248.48 | 691.647 | 0 | 2303.464 | 0 | 7696.536 | 76.97% | 0 | 940.127 | 602.58 | 76.609 | 204.862 | 33.829 | 22.247 | 248.48 | 0 | 7500 | 940.127 | 248.48 | 0 | 691.647
|  | 984.748 | 248.48 | 0 | 0 | 0 | 736.268 | 10000 | 100% | 0 | 984.748 | 655.591 | 57.717 | 243.864 | 5.477 | 22.1 | 248.48 | 0 | 0 | 984.748 | 248.48 | 736.268 | 0
|  | 804.44 | 248.48 | 555.96 | 0 | 736.268 | 0 | 9263.732 | 92.64% | 0 | 804.44 | 497.196 | 55.894 | 229.251 | 0 | 22.1 | 248.48 | 0 | 7500 | 804.44 | 248.48 | 0 | 555.96
|  | 880.193 | 248.48 | 631.713 | 0 | 0 | 0 | 10000 | 100% | 0 | 880.193 | 306.566 | 98.629 | 445.099 | 0 | 29.9 | 248.48 | 0 | 7500 | 880.193 | 248.48 | 0 | 631.713
|  | 724.973 | 248.48 | 476.493 | 0 | 0 | 0 | 10000 | 100% | 0 | 724.973 | 205.619 | 70.481 | 402.244 | 0 | 46.63 | 248.48 | 0 | 7500 | 724.973 | 248.48 | 0 | 476.493
|  | 567.128 | 248.48 | 318.648 | 0 | 0 | 0 | 10000 | 100% | 0 | 567.128 | 149.499 | 63.186 | 308.701 | 0 | 45.743 | 248.48 | 0 | 7500 | 567.128 | 248.48 | 0 | 318.648
|  | 594.306 | 248.48 | 345.826 | 0 | 0 | 0 | 10000 | 100% | 0 | 594.306 | 151.532 | 27.259 | 350.887 | 0 | 64.628 | 248.48 | 0 | 7500 | 594.306 | 248.48 | 0 | 345.826
|  | 699.272 | 248.48 | 0 | 0 | 0 | 450.792 | 10000 | 100% | 0 | 699.272 | 157.705 | 20.5 | 385.194 | 0 | 135.874 | 248.48 | 0 | 0 | 699.272 | 248.48 | 450.792 | 0
|  | 772.354 | 248.48 | 0 | 0 | 0 | 523.874 | 9549.208 | 95.49% | 0 | 772.354 | 162.163 | 26.232 | 453.098 | 0 | 130.861 | 248.48 | 0 | 0 | 772.354 | 248.48 | 523.874 | 0
|  | 1187.144 | 248.48 | 0 | 0 | 0 | 938.664 | 9025.334 | 90.25% | 0 | 1187.144 | 219.206 | 94.28 | 473.176 | 165.67 | 234.813 | 248.48 | 0 | 0 | 1187.144 | 248.48 | 938.664 | 0
|  | 1685.328 | 302.559 | 0 | 0 | 0 | 1382.769 | 8086.67 | 80.87% | 0 | 1685.328 | 346.351 | 94.317 | 425.24 | 453.614 | 365.806 | 248.48 | 54.079 | 0 | 1685.328 | 302.559 | 1382.769 | 0
|  | 1790.117 | 411.209 | 0 | 0 | 0 | 1378.908 | 6703.901 | 67.04% | 0 | 1790.117 | 463.763 | 77.613 | 557.997 | 446.88 | 243.863 | 248.48 | 162.729 | 0 | 1790.117 | 411.209 | 1378.908 | 0
|  | 1374.636 | 807.742 | 0 | 0 | 0 | 566.894 | 5324.993 | 53.25% | 0 | 1374.636 | 433.703 | 80.155 | 513.32 | 167.469 | 179.989 | 248.48 | 559.262 | 0 | 1374.636 | 807.742 | 566.894 | 0
|  | 1121.388 | 1121.388 | 0 | 186.993 | 186.993 | 0 | 4758.099 | 47.58% | 0 | 1121.388 | 408.528 | 60.663 | 499.64 | 76.782 | 75.775 | 248.48 | 1059.901 | 0 | 1121.388 | 1121.388 | 0 | 0
|  | 1212.634 | 1212.634 | 0 | 237.009 | 237.009 | 0 | 4945.092 | 49.45% | 0 | 1212.634 | 405.846 | 71.956 | 429.449 | 282.483 | 22.901 | 248.48 | 1201.163 | 0 | 1212.634 | 1212.634 | 0 | 0
|  | 1255.319 | 1255.319 | 0 | 493.997 | 493.997 | 0 | 5182.101 | 51.82% | 0 | 1255.319 | 405.747 | 93.688 | 425.585 | 264.34 | 65.96 | 248.48 | 1500.836 | 0 | 1255.319 | 1255.319 | 0 | 0
|  | 997.568 | 997.568 | 0 | 991.801 | 991.801 | 0 | 5676.098 | 56.76% | 0 | 997.568 | 422.995 | 73.737 | 381.994 | 86.435 | 32.407 | 248.48 | 1740.889 | 0 | 997.568 | 997.568 | 0 | 0
|  | 726.247 | 726.247 | 0 | 508.993 | 508.993 | 0 | 6667.899 | 66.68% | 0 | 726.247 | 302.876 | 58.671 | 286.258 | 78.442 | 0 | 248.48 | 986.76 | 0 | 726.247 | 726.247 | 0 | 0
|  | 1091.233 | 914.743 | 176.49 | 0 | 2500 | 0 | 7176.892 | 71.77% | 0 | 1091.233 | 372.066 | 24.996 | 443.631 | 250.54 | 0 | 248.48 | 666.263 | 7500 | 1091.233 | 914.743 | 0 | 176.49
|  | 1319.345 | 615.477 | 0 | 0 | 0 | 703.868 | 9676.892 | 96.77% | 0 | 1319.345 | 410.036 | 21.823 | 666.39 | 221.097 | 0 | 248.48 | 366.997 | 0 | 1319.345 | 615.477 | 703.868 | 0
|  | 1138.195 | 421.238 | 0 | 0 | 0 | 716.957 | 8973.024 | 89.73% | 0 | 1138.195 | 552.976 | 29.011 | 477.174 | 79.034 | 0 | 248.48 | 172.758 | 0 | 1138.195 | 421.238 | 716.957 | 0
|  | 1340.676 | 324.005 | 0 | 0 | 0 | 1016.671 | 8256.067 | 82.56% | 0 | 1340.676 | 608.603 | 98.722 | 496.193 | 122.208 | 14.95 | 248.48 | 75.525 | 0 | 1340.676 | 324.005 | 1016.671 | 0
|  | 1177.939 | 254.191 | 0 | 0 | 0 | 923.748 | 7239.396 | 72.39% | 0 | 1177.939 | 537.638 | 101.232 | 301.824 | 207.345 | 29.9 | 248.48 | 5.711 | 0 | 1177.939 | 254.191 | 923.748 | 0
|  | 1066.909 | 248.549 | 0 | 0 | 0 | 818.36 | 6315.648 | 63.16% | 0 | 1066.909 | 512.194 | 78.142 | 305.135 | 141.539 | 29.9 | 248.48 | 0.069 | 0 | 1066.909 | 248.549 | 818.36 | 0
|  | 1072.29 | 248.48 | 823.81 | 0 | 2500 | 0 | 5497.288 | 54.97% | 0 | 1072.29 | 616.154 | 74.341 | 322.835 | 29.061 | 29.9 | 248.48 | 0 | 7500 | 1072.29 | 248.48 | 0 | 823.81
|  | 1010.777 | 248.48 | 0 | 0 | 0 | 762.297 | 7997.288 | 79.97% | 0 | 1010.777 | 629.794 | 62.112 | 281.866 | 7.105 | 29.9 | 248.48 | 0 | 0 | 1010.777 | 248.48 | 762.297 | 0
|  | 843.847 | 248.48 | 595.367 | 0 | 2500 | 0 | 7234.991 | 72.35% | 0 | 843.847 | 504.313 | 68.286 | 241.348 | 0 | 29.9 | 248.48 | 0 | 7500 | 843.847 | 248.48 | 0 | 595.367
|  | 949.474 | 248.48 | 700.994 | 0 | 265.009 | 0 | 9734.991 | 97.35% | 0 | 949.474 | 322.152 | 82.34 | 477.179 | 0 | 67.803 | 248.48 | 0 | 7500 | 949.474 | 248.48 | 0 | 700.994
|  | 854.486 | 248.48 | 606.006 | 0 | 0 | 0 | 10000 | 100% | 0 | 854.486 | 218.817 | 66.379 | 392.683 | 0 | 176.607 | 248.48 | 0 | 7500 | 854.486 | 248.48 | 0 | 606.006
|  | 732.553 | 248.48 | 484.073 | 0 | 0 | 0 | 10000 | 100% | 0 | 732.553 | 176.874 | 37.222 | 346.111 | 0 | 172.347 | 248.48 | 0 | 7500 | 732.553 | 248.48 | 0 | 484.073
|  | 565.886 | 248.48 | 317.406 | 0 | 0 | 0 | 10000 | 100% | 0 | 565.886 | 154.51 | 23.291 | 328.655 | 0 | 59.43 | 248.48 | 0 | 7500 | 565.886 | 248.48 | 0 | 317.406
|  | 620.946 | 248.48 | 0 | 0 | 0 | 372.466 | 10000 | 100% | 0 | 620.946 | 144.38 | 19.287 | 384.968 | 0 | 72.311 | 248.48 | 0 | 0 | 620.946 | 248.48 | 372.466 | 0
|  | 689.895 | 248.48 | 0 | 0 | 0 | 441.415 | 9627.534 | 96.28% | 0 | 689.895 | 174.467 | 65.082 | 384.939 | 0 | 65.407 | 248.48 | 0 | 0 | 689.895 | 248.48 | 441.415 | 0
|  | 1020.084 | 368.947 | 0 | 0 | 0 | 651.137 | 9186.119 | 91.86% | 0 | 1020.084 | 193.922 | 103.121 | 497.707 | 157.519 | 67.816 | 248.48 | 120.467 | 0 | 1020.084 | 368.947 | 651.137 | 0
|  | 1492.57 | 440.6 | 0 | 0 | 0 | 1051.97 | 8534.982 | 85.35% | 2.2737e-13 | 1492.57 | 320.068 | 89.144 | 446.953 | 449.581 | 186.824 | 248.48 | 192.12 | 0 | 1492.57 | 440.6 | 1051.97 | 0
|  | 1812.174 | 616.532 | 0 | 0 | 0 | 1195.642 | 7483.012 | 74.83% | 0 | 1812.174 | 466.356 | 71.323 | 610.917 | 298.342 | 365.236 | 248.48 | 368.052 | 0 | 1812.174 | 616.532 | 1195.642 | 0
|  | 1192.929 | 1192.929 | 0 | 44.085 | 44.085 | 0 | 6287.37 | 62.87% | 0 | 1192.929 | 384.282 | 62.404 | 508.269 | 0 | 237.974 | 248.48 | 988.534 | 0 | 1192.929 | 1192.929 | 0 | 0
|  | 1070.589 | 1070.589 | 0 | 480.75 | 480.75 | 0 | 6331.455 | 63.31% | 0 | 1070.589 | 343.811 | 58.258 | 505.103 | 0 | 163.418 | 248.48 | 1302.859 | 0 | 1070.589 | 1070.589 | 0 | 0
|  | 1081.829 | 1081.829 | 0 | 780.324 | 780.324 | 0 | 6812.205 | 68.12% | 0 | 1081.829 | 349.748 | 82.497 | 527.174 | 0 | 122.411 | 248.48 | 1613.673 | 0 | 1081.829 | 1081.829 | 0 | 0
|  | 966.642 | 966.642 | 0 | 950.124 | 950.124 | 0 | 7592.529 | 75.93% | 0 | 966.642 | 385.187 | 82.338 | 428.732 | 0 | 70.385 | 248.48 | 1668.286 | 0 | 966.642 | 966.642 | 0 | 0
|  | 869.833 | 869.833 | 0 | 544.04 | 544.04 | 0 | 8542.653 | 85.43% | 0 | 869.833 | 409.279 | 70.191 | 381.501 | 0 | 8.862 | 248.48 | 1165.393 | 0 | 869.833 | 869.833 | 0 | 0
|  | 796.911 | 796.911 | 0 | 909.405 | 909.405 | 0 | 9086.693 | 90.87% | 0 | 796.911 | 356.391 | 37.686 | 402.834 | 0 | 0 | 248.48 | 1457.836 | 0 | 796.911 | 796.911 | 0 | 0
|  | 892.844 | 892.844 | 0 | 466.382 | 3.902 | 0 | 9996.098 | 99.96% | 0 | 892.844 | 340.811 | 22.808 | 428.372 | 100.852 | 0 | 248.48 | 1110.746 | 0 | 892.844 | 892.844 | 0 | 0
|  | 1388.218 | 995.197 | 0 | 0 | 0 | 393.021 | 10000 | 100% | 0 | 1388.218 | 444.545 | 19.367 | 592.889 | 331.418 | 0 | 248.48 | 746.717 | 0 | 1388.218 | 995.197 | 393.021 | 0
|  | 1517.89 | 677.81 | 0 | 0 | 0 | 840.08 | 9606.979 | 96.07% | 0 | 1517.89 | 556.427 | 57.23 | 534.757 | 369.477 | 0 | 248.48 | 429.33 | 0 | 1517.89 | 677.81 | 840.08 | 0
|  | 1100.72 | 742.451 | 0 | 0 | 0 | 358.269 | 8766.899 | 87.67% | 0 | 1100.72 | 485.823 | 105.929 | 364.774 | 128.92 | 15.275 | 248.48 | 493.971 | 0 | 1100.72 | 742.451 | 358.269 | 0
|  | 980.055 | 897.476 | 0 | 0 | 0 | 82.579 | 8408.63 | 84.09% | 0 | 980.055 | 543.226 | 79.784 | 290.718 | 35.777 | 30.55 | 248.48 | 648.996 | 0 | 980.055 | 897.476 | 82.579 | 0
|  | 1112.764 | 557.606 | 0 | 0 | 0 | 555.158 | 8326.051 | 83.26% | 0 | 1112.764 | 562.884 | 72.219 | 280.741 | 165.864 | 31.056 | 248.48 | 309.126 | 0 | 1112.764 | 557.606 | 555.158 | 0
|  | 1220.748 | 248.48 | 972.268 | 0 | 2229.107 | 0 | 7770.893 | 77.71% | 0 | 1220.748 | 581.553 | 64.109 | 305.031 | 238.661 | 31.394 | 248.48 | 0 | 7500 | 1220.748 | 248.48 | 0 | 972.268
|  | 1091.63 | 248.48 | 0 | 0 | 0 | 843.15 | 10000 | 100% | 0 | 1091.63 | 615.513 | 57.844 | 284.968 | 101.236 | 32.069 | 248.48 | 0 | 0 | 1091.63 | 248.48 | 843.15 | 0
|  | 816.716 | 248.48 | 568.236 | 0 | 843.15 | 0 | 9156.85 | 91.57% | 0 | 816.716 | 458.852 | 90.365 | 235.262 | 0 | 32.237 | 248.48 | 0 | 7500 | 816.716 | 248.48 | 0 | 568.236
|  | 914.176 | 248.48 | 665.696 | 0 | 0 | 0 | 10000 | 100% | 0 | 914.176 | 311.48 | 70.416 | 509.826 | 0 | 22.455 | 248.48 | 0 | 7500 | 914.176 | 248.48 | 0 | 665.696
|  | 744.945 | 248.48 | 496.465 | 0 | 0 | 0 | 10000 | 100% | 0 | 744.945 | 232.633 | 57.147 | 433.027 | 0 | 22.138 | 248.48 | 0 | 7500 | 744.945 | 248.48 | 0 | 496.465
|  | 585.763 | 248.48 | 337.283 | 0 | 0 | 0 | 10000 | 100% | 0 | 585.763 | 184.153 | 24.111 | 358.17 | 0 | 19.329 | 248.48 | 0 | 7500 | 585.763 | 248.48 | 0 | 337.283
|  | 560.834 | 248.48 | 312.354 | 0 | 0 | 0 | 10000 | 100% | 0 | 560.834 | 155.901 | 20.726 | 332.024 | 0 | 52.184 | 248.48 | 0 | 7500 | 560.834 | 248.48 | 0 | 312.354
|  | 548.184 | 248.48 | 0 | 0 | 0 | 299.704 | 10000 | 100% | 0 | 548.184 | 162.755 | 27.049 | 303.55 | 0 | 54.83 | 248.48 | 0 | 0 | 548.184 | 248.48 | 299.704 | 0
|  | 869.145 | 248.48 | 0 | 0 | 0 | 620.665 | 9700.296 | 97% | 0 | 869.145 | 145.427 | 87.94 | 420.21 | 0 | 215.569 | 248.48 | 0 | 0 | 869.145 | 248.48 | 620.665 | 0
|  | 1082.742 | 543.21 | 0 | 0 | 0 | 539.532 | 9079.631 | 90.8% | 0 | 1082.742 | 214.127 | 101.923 | 537.693 | 168.108 | 60.892 | 248.48 | 294.73 | 0 | 1082.742 | 543.21 | 539.532 | 0
|  | 1448.446 | 607.82 | 0 | 0 | 0 | 840.626 | 8540.099 | 85.4% | 0 | 1448.446 | 327.194 | 85.745 | 493.287 | 443.817 | 98.403 | 248.48 | 359.34 | 0 | 1448.446 | 607.82 | 840.626 | 0
|  | 1234.393 | 872.807 | 0 | 0 | 0 | 361.586 | 7699.473 | 76.99% | 0 | 1234.393 | 387.99 | 70.397 | 368.858 | 248.577 | 158.571 | 248.48 | 624.327 | 0 | 1234.393 | 872.807 | 361.586 | 0
|  | 1288.897 | 1288.897 | 0 | 85.908 | 85.908 | 0 | 7337.887 | 73.38% | 0 | 1288.897 | 435.771 | 57.226 | 533.439 | 0 | 262.461 | 248.48 | 1126.325 | 0 | 1288.897 | 1288.897 | 0 | 0
|  | 1209.548 | 1209.548 | 0 | 537.283 | 537.283 | 0 | 7423.795 | 74.24% | 0 | 1209.548 | 401.296 | 71.724 | 491.695 | 0 | 244.834 | 248.48 | 1498.351 | 0 | 1209.548 | 1209.548 | 0 | 0
|  | 1082.389 | 1082.389 | 0 | 815.778 | 815.778 | 0 | 7961.078 | 79.61% | 0 | 1082.389 | 392.541 | 93.555 | 430.259 | 0 | 166.035 | 248.48 | 1649.687 | 0 | 1082.389 | 1082.389 | 0 | 0
|  | 949.582 | 949.582 | 0 | 546.089 | 546.089 | 0 | 8776.856 | 87.77% | 0 | 949.582 | 408.381 | 67.217 | 314.847 | 0 | 159.137 | 248.48 | 1247.191 | 0 | 949.582 | 949.582 | 0 | 0
|  | 932.953 | 932.953 | 0 | 511.54 | 511.54 | 0 | 9322.945 | 93.23% | 0 | 932.953 | 382.024 | 54.925 | 446.279 | 0 | 49.725 | 248.48 | 1196.013 | 0 | 932.953 | 932.953 | 0 | 0
|  | 790.484 | 790.484 | 0 | 1275.886 | 165.515 | 0 | 9834.485 | 98.34% | 0 | 790.484 | 377.266 | 26.227 | 386.992 | 0 | 0 | 248.48 | 1817.89 | 0 | 790.484 | 790.484 | 0 | 0
|  | 917.611 | 917.611 | 0 | 1144.223 | 0 | 0 | 10000 | 100% | 0 | 917.611 | 370.102 | 19.62 | 404.572 | 123.318 | 0 | 248.48 | 1813.354 | 0 | 917.611 | 917.611 | 0 | 0
|  | 1331.202 | 1328.245 | 0 | 0 | 0 | 2.957 | 10000 | 100% | 0 | 1331.202 | 435.274 | 26.877 | 506.963 | 362.089 | 0 | 248.48 | 1079.765 | 0 | 1331.202 | 1328.245 | 2.957 | 0
|  | 1514.541 | 1076.628 | 0 | 0 | 0 | 437.913 | 9997.043 | 99.97% | 0 | 1514.541 | 522.945 | 104.753 | 497.384 | 389.458 | 0 | 248.48 | 828.148 | 0 | 1514.541 | 1076.628 | 437.913 | 0
|  | 1116.099 | 1116.099 | 0 | 30.559 | 30.559 | 0 | 9559.13 | 95.59% | 0 | 1116.099 | 510.907 | 99.45 | 366.477 | 128.702 | 10.563 | 248.48 | 898.178 | 0 | 1116.099 | 1116.099 | 0 | 0
|  | 1041.175 | 831.13 | 0 | 0 | 0 | 210.045 | 9589.689 | 95.9% | 0 | 1041.175 | 527.914 | 89.636 | 349.547 | 52.953 | 21.125 | 248.48 | 582.65 | 0 | 1041.175 | 831.13 | 210.045 | 0
|  | 1086.032 | 558.085 | 0 | 0 | 0 | 527.947 | 9379.644 | 93.8% | 0 | 1086.032 | 552.197 | 71.371 | 260.199 | 180.951 | 21.315 | 248.48 | 309.605 | 0 | 1086.032 | 558.085 | 527.947 | 0
|  | 1196.131 | 248.48 | 947.651 | 0 | 1148.303 | 0 | 8851.697 | 88.52% | 0 | 1196.131 | 610.55 | 53.296 | 281.234 | 229.356 | 21.695 | 248.48 | 0 | 7500 | 1196.131 | 248.48 | 0 | 947.651
|  | 1078.292 | 248.48 | 0 | 0 | 0 | 829.812 | 10000 | 100% | 0 | 1078.292 | 606.847 | 70.674 | 291.878 | 86.059 | 22.835 | 248.48 | 0 | 0 | 1078.292 | 248.48 | 829.812 | 0
|  | 887.408 | 248.48 | 638.928 | 0 | 829.812 | 0 | 9170.188 | 91.7% | 0 | 887.408 | 512.292 | 91.376 | 260.715 | 0 | 23.025 | 248.48 | 0 | 7500 | 887.408 | 248.48 | 0 | 638.928
|  | 740.319 | 248.48 | 491.839 | 0 | 0 | 0 | 10000 | 100% | 0 | 740.319 | 300.603 | 67.425 | 344.96 | 0 | 27.332 | 248.48 | 0 | 7500 | 740.319 | 248.48 | 0 | 491.839
|  | 713.175 | 248.48 | 464.695 | 0 | 0 | 0 | 10000 | 100% | 0 | 713.175 | 226.36 | 37.29 | 389.645 | 0 | 59.88 | 248.48 | 0 | 7500 | 713.175 | 248.48 | 0 | 464.695
|  | 602.38 | 248.48 | 353.9 | 0 | 0 | 0 | 10000 | 100% | 0 | 602.38 | 178.916 | 24.349 | 341.019 | 0 | 58.096 | 248.48 | 0 | 7500 | 602.38 | 248.48 | 0 | 353.9
|  | 485.932 | 248.48 | 237.452 | 0 | 0 | 0 | 10000 | 100% | 0 | 485.932 | 160.454 | 20.027 | 285.07 | 0 | 20.381 | 248.48 | 0 | 7500 | 485.932 | 248.48 | 0 | 237.452
|  | 577.789 | 248.48 | 0 | 0 | 0 | 329.309 | 10000 | 100% | 0 | 577.789 | 151.592 | 60.301 | 352.233 | 0 | 13.663 | 248.48 | 0 | 0 | 577.789 | 248.48 | 329.309 | 0
|  | 652.831 | 248.48 | 0 | 0 | 0 | 404.351 | 9670.691 | 96.71% | 0 | 652.831 | 158.713 | 103.284 | 388.549 | 0 | 2.285 | 248.48 | 0 | 0 | 652.831 | 248.48 | 404.351 | 0
|  | 1008.223 | 251.012 | 0 | 0 | 0 | 757.211 | 9266.34 | 92.66% | 0 | 1008.223 | 175.985 | 89.251 | 404.59 | 148.808 | 189.589 | 248.48 | 2.532 | 0 | 1008.223 | 251.012 | 757.211 | 0
|  | 1572.718 | 823.506 | 0 | 0 | 0 | 749.212 | 8509.129 | 85.09% | 0 | 1572.718 | 348.766 | 79.029 | 420.349 | 461.25 | 263.324 | 248.48 | 575.026 | 0 | 1572.718 | 823.506 | 749.212 | 0
|  | 1806.965 | 1133.353 | 0 | 0 | 0 | 673.612 | 7759.917 | 77.6% | 0 | 1806.965 | 474.169 | 64.661 | 563.227 | 289.586 | 415.323 | 248.48 | 884.873 | 0 | 1806.965 | 1133.353 | 673.612 | 0
|  | 1401.901 | 1401.901 | 0 | 9.05 | 9.05 | 0 | 7086.305 | 70.86% | 0 | 1401.901 | 375.652 | 63.347 | 567.993 | 0 | 394.91 | 248.48 | 1162.471 | 0 | 1401.901 | 1401.901 | 0 | 0
|  | 991.108 | 991.108 | 0 | 794.874 | 794.874 | 0 | 7095.355 | 70.95% | 0 | 991.108 | 404.741 | 90.072 | 433.983 | 0 | 62.312 | 248.48 | 1537.502 | 0 | 991.108 | 991.108 | 0 | 0
|  | 946.253 | 946.253 | 0 | 1100.794 | 1100.794 | 0 | 7890.229 | 78.9% | 0 | 946.253 | 406.989 | 75.431 | 423.062 | 0 | 40.771 | 248.48 | 1798.567 | 0 | 946.253 | 946.253 | 0 | 0
|  | 1099.284 | 1099.284 | 0 | 1004.563 | 1004.563 | 0 | 8991.023 | 89.91% | 0 | 1099.284 | 425.395 | 68.374 | 456.6 | 0 | 148.916 | 248.48 | 1855.367 | 0 | 1099.284 | 1099.284 | 0 | 0
|  | 833.385 | 833.385 | 0 | 1056.119 | 4.414 | 0 | 9995.586 | 99.96% | 0 | 833.385 | 357.31 | 37.021 | 326.704 | 0 | 112.35 | 248.48 | 1641.024 | 0 | 833.385 | 833.385 | 0 | 0
|  | 827.673 | 827.673 | 0 | 1179.471 | 0 | 0 | 10000 | 100% | 0 | 827.673 | 372.524 | 26.287 | 351.889 | 0 | 76.973 | 248.48 | 1758.664 | 0 | 827.673 | 827.673 | 0 | 0
|  | 945.634 | 945.634 | 0 | 636.225 | 0 | 0 | 10000 | 100% | 0 | 945.634 | 369.584 | 21.927 | 356.171 | 157.797 | 40.154 | 248.48 | 1333.379 | 0 | 945.634 | 945.634 | 0 | 0
|  | 1335.199 | 1335.199 | 0 | 264.727 | 0 | 0 | 10000 | 100% | 0 | 1335.199 | 415.561 | 59.408 | 424.391 | 435.839 | 0 | 248.48 | 1351.446 | 0 | 1335.199 | 1335.199 | 0 | 0
|  | 1683.509 | 836.483 | 0 | 0 | 0 | 847.026 | 10000 | 100% | 0 | 1683.509 | 590.791 | 97.665 | 490.659 | 504.394 | 0 | 248.48 | 588.003 | 0 | 1683.509 | 836.483 | 847.026 | 0
|  | 1247.896 | 724.471 | 0 | 0 | 0 | 523.425 | 9152.974 | 91.53% | 0 | 1247.896 | 593.977 | 79.965 | 387.106 | 173.849 | 13 | 248.48 | 475.991 | 0 | 1247.896 | 724.471 | 523.425 | 0
|  | 1094.347 | 783.852 | 0 | 0 | 0 | 310.495 | 8629.549 | 86.3% | 0 | 1094.347 | 586.951 | 82.09 | 326.017 | 73.289 | 26 | 248.48 | 535.372 | 0 | 1094.347 | 783.852 | 310.495 | 0
|  | 1256.097 | 509.554 | 0 | 0 | 0 | 746.543 | 8319.054 | 83.19% | 0 | 1256.097 | 613.272 | 62.668 | 297.666 | 256.491 | 26 | 248.48 | 261.074 | 0 | 1256.097 | 509.554 | 746.543 | 0
|  | 1220.021 | 248.48 | 971.541 | 0 | 2427.489 | 0 | 7572.511 | 75.73% | 0 | 1220.021 | 593.373 | 59.722 | 281.357 | 259.379 | 26.191 | 248.48 | 0 | 7500 | 1220.021 | 248.48 | 0 | 971.541
|  | 1019.143 | 248.48 | 0 | 0 | 0 | 770.663 | 10000 | 100% | 0 | 1019.143 | 575.158 | 94.67 | 238.028 | 83.764 | 27.523 | 248.48 | 0 | 0 | 1019.143 | 248.48 | 770.663 | 0
|  | 773.676 | 248.48 | 525.196 | 0 | 770.663 | 0 | 9229.337 | 92.29% | 0 | 773.676 | 444.545 | 80.36 | 220.868 | 0 | 27.903 | 248.48 | 0 | 7500 | 773.676 | 248.48 | 0 | 525.196
|  | 814.982 | 248.48 | 566.502 | 0 | 0 | 0 | 10000 | 100% | 0 | 814.982 | 364.308 | 59.206 | 363.74 | 0 | 27.728 | 248.48 | 0 | 7500 | 814.982 | 248.48 | 0 | 566.502
|  | 689.274 | 248.48 | 440.794 | 0 | 0 | 0 | 10000 | 100% | 0 | 689.274 | 247.98 | 27.392 | 386.361 | 0 | 27.542 | 248.48 | 0 | 7500 | 689.274 | 248.48 | 0 | 440.794
|  | 539.297 | 248.48 | 290.817 | 0 | 0 | 0 | 10000 | 100% | 0 | 539.297 | 216.144 | 21.379 | 276.288 | 0 | 25.485 | 248.48 | 0 | 7500 | 539.297 | 248.48 | 0 | 290.817
|  | 624.492 | 248.48 | 376.012 | 0 | 0 | 0 | 10000 | 100% | 0 | 624.492 | 177.435 | 28.154 | 277.592 | 0 | 141.31 | 248.48 | 0 | 7500 | 624.492 | 248.48 | 0 | 376.012
|  | 629.093 | 248.48 | 0 | 0 | 0 | 380.613 | 10000 | 100% | 0 | 629.093 | 149.023 | 92.988 | 311.423 | 0 | 75.659 | 248.48 | 0 | 0 | 629.093 | 248.48 | 380.613 | 0
|  | 718.665 | 248.48 | 0 | 0 | 0 | 470.185 | 9619.387 | 96.19% | 0 | 718.665 | 163.166 | 105.324 | 347.576 | 0 | 102.599 | 248.48 | 0 | 0 | 718.665 | 248.48 | 470.185 | 0
|  | 937.462 | 248.909 | 0 | 0 | 0 | 688.553 | 9149.202 | 91.49% | 0 | 937.462 | 184.508 | 80.344 | 379.34 | 146.183 | 147.086 | 248.48 | 0.429 | 0 | 937.462 | 248.909 | 688.553 | 0
|  | 1410.83 | 248.739 | 0 | 0 | 0 | 1162.091 | 8460.649 | 84.61% | 0 | 1410.83 | 230.451 | 77.005 | 392.909 | 413.79 | 296.676 | 248.48 | 0.259 | 0 | 1410.83 | 248.739 | 1162.091 | 0
|  | 1422.027 | 252.291 | 0 | 0 | 0 | 1169.736 | 7298.558 | 72.99% | 0 | 1422.027 | 395.518 | 56.68 | 394.599 | 296.05 | 279.179 | 248.48 | 3.811 | 0 | 1422.027 | 252.291 | 1169.736 | 0
|  | 1163.564 | 367.764 | 0 | 0 | 0 | 795.8 | 6128.822 | 61.29% | 0 | 1163.564 | 426.962 | 77.121 | 342.974 | 0 | 316.508 | 248.48 | 119.284 | 0 | 1163.564 | 367.764 | 795.8 | 0
|  | 1239.649 | 693.941 | 545.708 | 0 | 2500 | 0 | 5333.022 | 53.33% | 0 | 1239.649 | 573.645 | 89.035 | 336.377 | 0 | 240.592 | 248.48 | 445.461 | 7500 | 1239.649 | 693.941 | 0 | 545.708
|  | 1139.336 | 262.314 | 877.022 | 0 | 2166.978 | 0 | 7833.022 | 78.33% | 0 | 1139.336 | 599.434 | 71.949 | 350.64 | 0 | 117.312 | 248.48 | 13.834 | 7500 | 1139.336 | 262.314 | 0 | 877.022
|  | 1160.184 | 395.759 | 764.425 | 0 | 0 | 0 | 10000 | 100% | 0 | 1160.184 | 676.234 | 54.015 | 354.318 | 0 | 75.617 | 248.48 | 147.279 | 7500 | 1160.184 | 395.759 | 0 | 764.425
|  | 884.322 | 828.649 | 55.673 | 0 | 0 | 0 | 10000 | 100% | 0 | 884.322 | 589.654 | 23.013 | 271.655 | 0 | 0 | 248.48 | 580.169 | 7500 | 884.322 | 828.649 | 0 | 55.673
|  | 764.865 | 698.765 | 66.1 | 0 | 0 | 0 | 10000 | 100% | 0 | 764.865 | 457.193 | 21.402 | 286.27 | 0 | 0 | 248.48 | 450.285 | 7500 | 764.865 | 698.765 | 0 | 66.1
|  | 957.824 | 463.896 | 493.928 | 0 | 0 | 0 | 10000 | 100% | 0 | 957.824 | 505.458 | 25.797 | 311.246 | 115.324 | 0 | 248.48 | 215.416 | 7500 | 957.824 | 463.896 | 0 | 493.928
|  | 1339.938 | 606.315 | 0 | 0 | 0 | 733.623 | 10000 | 100% | 0 | 1339.938 | 448.368 | 103.323 | 437.712 | 350.535 | 0 | 248.48 | 357.835 | 0 | 1339.938 | 606.315 | 733.623 | 0
|  | 1548.988 | 651.215 | 0 | 0 | 0 | 897.773 | 9266.377 | 92.66% | 0 | 1548.988 | 547.885 | 95.564 | 494.67 | 410.869 | 0 | 248.48 | 402.735 | 0 | 1548.988 | 651.215 | 897.773 | 0
|  | 1109.346 | 758.19 | 0 | 0 | 0 | 351.156 | 8368.604 | 83.69% | 0 | 1109.346 | 511.395 | 81.606 | 367.375 | 135.157 | 13.813 | 248.48 | 509.71 | 0 | 1109.346 | 758.19 | 351.156 | 0
|  | 903.573 | 696.176 | 0 | 0 | 0 | 207.397 | 8017.448 | 80.17% | 0 | 903.573 | 508.278 | 69.368 | 252.102 | 46.201 | 27.625 | 248.48 | 447.696 | 0 | 903.573 | 696.176 | 207.397 | 0
|  | 1064.068 | 294.107 | 0 | 0 | 0 | 769.961 | 7810.051 | 78.1% | 0 | 1064.068 | 555.775 | 57.016 | 247.134 | 176.519 | 27.625 | 248.48 | 45.627 | 0 | 1064.068 | 294.107 | 769.961 | 0
|  | 1223.693 | 248.48 | 975.213 | 0 | 2500 | 0 | 7040.09 | 70.4% | 0 | 1223.693 | 663.712 | 74.676 | 248.834 | 208.846 | 27.625 | 248.48 | 0 | 7500 | 1223.693 | 248.48 | 0 | 975.213
|  | 959.172 | 248.48 | 0 | 0 | 0 | 710.692 | 9540.09 | 95.4% | 0 | 959.172 | 541.658 | 86.639 | 227.641 | 75.609 | 27.625 | 248.48 | 0 | 0 | 959.172 | 248.48 | 710.692 | 0
|  | 811.176 | 248.48 | 562.696 | 0 | 1170.602 | 0 | 8829.398 | 88.29% | 0 | 811.176 | 484.873 | 76.525 | 222.153 | 0 | 27.625 | 248.48 | 0 | 7500 | 811.176 | 248.48 | 0 | 562.696
|  | 893.093 | 248.48 | 644.613 | 0 | 0 | 0 | 10000 | 100% | 0 | 893.093 | 349.479 | 40.47 | 454.477 | 0 | 48.668 | 248.48 | 0 | 7500 | 893.093 | 248.48 | 0 | 644.613
|  | 720.097 | 248.48 | 471.617 | 0 | 0 | 0 | 10000 | 100% | 0 | 720.097 | 276.746 | 25.445 | 391.922 | 0 | 25.984 | 248.48 | 0 | 7500 | 720.097 | 248.48 | 0 | 471.617
|  | 603.782 | 248.48 | 355.302 | 0 | 0 | 0 | 10000 | 100% | 0 | 603.782 | 199.331 | 20.395 | 347.955 | 0 | 36.102 | 248.48 | 0 | 7500 | 603.782 | 248.48 | 0 | 355.302
|  | 559.161 | 0 | 559.161 | 0 | 0 | 0 | 10000 | 100% | 0 | 559.161 | 175.506 | 56.792 | 303.305 | 0 | 23.559 | 0 | 0 | 7500 | 559.161 | 0 | 0 | 559.161
|  | 764.955 | 0 | 0 | 0 | 0 | 764.955 | 10000 | 100% | 0 | 764.955 | 184.614 | 110.626 | 342.919 | 0 | 126.796 | 0 | 0 | 0 | 764.955 | 0 | 764.955 | 0
|  | 822.777 | 0 | 0 | 0 | 0 | 822.777 | 9235.045 | 92.35% | 0 | 822.777 | 161.115 | 80.42 | 381.089 | 0 | 200.154 | 0 | 0 | 0 | 822.777 | 0 | 822.777 | 0
|  | 911.737 | 1.332 | 0 | 0 | 0 | 910.405 | 8412.268 | 84.12% | 0 | 911.737 | 167.759 | 75.802 | 394.336 | 136.777 | 137.062 | 0 | 1.332 | 0 | 911.737 | 1.332 | 910.405 | 0
|  | 1219.598 | 126.386 | 0 | 0 | 0 | 1093.212 | 7501.863 | 75.02% | 0 | 1219.598 | 227.494 | 64.092 | 351.435 | 377.513 | 199.064 | 0 | 126.386 | 0 | 1219.598 | 126.386 | 1093.212 | 0
|  | 1205.409 | 520.996 | 0 | 0 | 0 | 684.413 | 6408.651 | 64.09% | 0 | 1205.409 | 343.693 | 60.065 | 316.387 | 249.198 | 236.066 | 0 | 520.996 | 0 | 1205.409 | 520.996 | 684.413 | 0
|  | 1175.279 | 717.996 | 0 | 0 | 0 | 457.283 | 5724.238 | 57.24% | 0 | 1175.279 | 419.808 | 87.705 | 330.754 | 0 | 337.012 | 0 | 717.996 | 0 | 1175.279 | 717.996 | 457.283 | 0
|  | 996.596 | 996.596 | 0 | 36.7 | 36.7 | 0 | 5266.955 | 52.67% | 0 | 996.596 | 487.552 | 79.025 | 266.134 | 0 | 163.886 | 0 | 1033.296 | 0 | 996.596 | 996.596 | 0 | 0
|  | 978.632 | 978.632 | 0 | 185.301 | 185.301 | 0 | 5303.655 | 53.04% | 0 | 978.632 | 549.056 | 63.625 | 241.962 | 0 | 123.989 | 0 | 1163.933 | 0 | 978.632 | 978.632 | 0 | 0
|  | 891.461 | 891.461 | 0 | 238.868 | 238.868 | 0 | 5488.956 | 54.89% | 0 | 891.461 | 606.273 | 40.344 | 241.728 | 0 | 3.117 | 0 | 1130.329 | 0 | 891.461 | 891.461 | 0 | 0
|  | 845.379 | 845.379 | 0 | 596.971 | 596.971 | 0 | 5727.824 | 57.28% | 0 | 845.379 | 580.277 | 23.353 | 241.126 | 0 | 0.623 | 0 | 1442.35 | 0 | 845.379 | 845.379 | 0 | 0
|  | 806.671 | 806.671 | 0 | 947.025 | 947.025 | 0 | 6324.795 | 63.25% | 0 | 806.671 | 501.122 | 21.187 | 284.362 | 0 | 0 | 0 | 1753.696 | 0 | 806.671 | 806.671 | 0 | 0
|  | 933.775 | 933.775 | 0 | 433.454 | 433.454 | 0 | 7271.82 | 72.72% | 0 | 933.775 | 485.645 | 60.471 | 284.484 | 103.175 | 0 | 0 | 1367.229 | 0 | 933.775 | 933.775 | 0 | 0
|  | 1361.134 | 604.911 | 0 | 0 | 0 | 756.223 | 7705.274 | 77.05% | 0 | 1361.134 | 470.31 | 103.565 | 476.149 | 311.111 | 0 | 0 | 604.911 | 0 | 1361.134 | 604.911 | 756.223 | 0
|  | 1386.918 | 535.144 | 0 | 0 | 0 | 851.774 | 6949.051 | 69.49% | 0 | 1386.918 | 494.454 | 86.581 | 465.537 | 340.346 | 0 | 0 | 535.144 | 0 | 1386.918 | 535.144 | 851.774 | 0
|  | 1025.755 | 755.735 | 0 | 0 | 0 | 270.02 | 6097.277 | 60.97% | 0 | 1025.755 | 480.664 | 78.572 | 333.486 | 118.408 | 14.625 | 0 | 755.735 | 0 | 1025.755 | 755.735 | 270.02 | 0
|  | 1018.951 | 295.53 | 0 | 0 | 0 | 723.421 | 5827.257 | 58.27% | 0 | 1018.951 | 587.519 | 61.402 | 304.447 | 36.333 | 29.25 | 0 | 295.53 | 0 | 1018.951 | 295.53 | 723.421 | 0
|  | 1048.768 | 179.209 | 0 | 0 | 0 | 869.559 | 5103.836 | 51.04% | 0 | 1048.768 | 574.836 | 60.13 | 237.988 | 146.401 | 29.413 | 0 | 179.209 | 0 | 1048.768 | 179.209 | 869.559 | 0
|  | 1177.043 | 0 | 1177.043 | 0 | 2500 | 0 | 4234.277 | 42.34% | 0 | 1177.043 | 606.913 | 92.821 | 242.06 | 205.78 | 29.468 | 0 | 0 | 7500 | 1177.043 | 0 | 0 | 1177.043
|  | 1120.269 | 0 | 0 | 0 | 0 | 1120.269 | 6734.277 | 67.34% | 0 | 1120.269 | 647.874 | 82.406 | 264.038 | 96.648 | 29.302 | 0 | 0 | 0 | 1120.269 | 0 | 1120.269 | 0
|  | 865.583 | 0 | 865.583 | 0 | 2500 | 0 | 5614.008 | 56.14% | 0 | 865.583 | 522.707 | 67.436 | 246.191 | 0 | 29.25 | 0 | 0 | 7500 | 865.583 | 0 | 0 | 865.583
|  | 882.512 | 0 | 882.512 | 0 | 1885.992 | 0 | 8114.008 | 81.14% | 0 | 882.512 | 335.829 | 24.167 | 480.756 | 0 | 41.761 | 0 | 0 | 7500 | 882.512 | 0 | 0 | 882.512
|  | 658 | 0 | 658 | 0 | 0 | 0 | 10000 | 100% | 0 | 658 | 198.123 | 20.028 | 412.14 | 0 | 27.709 | 0 | 0 | 7500 | 658 | 0 | 0 | 658
|  | 560.9 | 0 | 560.9 | 0 | 0 | 0 | 10000 | 100% | 0 | 560.9 | 171.959 | 27.433 | 302.212 | 0 | 59.296 | 0 | 0 | 7500 | 560.9 | 0 | 0 | 560.9
|  | 649.797 | 0 | 649.797 | 0 | 0 | 0 | 10000 | 100% | 0 | 649.797 | 147.887 | 102.285 | 311.36 | 0 | 88.265 | 0 | 0 | 7500 | 649.797 | 0 | 0 | 649.797
|  | 610.891 | 0 | 0 | 0 | 0 | 610.891 | 10000 | 100% | 0 | 610.891 | 143.668 | 105.272 | 291.369 | 0 | 70.582 | 0 | 0 | 0 | 610.891 | 0 | 610.891 | 0
|  | 694.424 | 0 | 0 | 0 | 0 | 694.424 | 9389.109 | 93.89% | 0 | 694.424 | 153.631 | 74.048 | 350.444 | 0 | 116.302 | 0 | 0 | 0 | 694.424 | 0 | 694.424 | 0
|  | 846.788 | 0.441 | 0 | 0 | 0 | 846.347 | 8694.685 | 86.95% | 0 | 846.788 | 194.132 | 78.441 | 349.679 | 127.073 | 97.463 | 0 | 0.441 | 0 | 846.788 | 0.441 | 846.347 | 0
|  | 1290.772 | 41.925 | 0 | 0 | 0 | 1248.847 | 7848.338 | 78.48% | 0 | 1290.772 | 340.375 | 59.846 | 376.248 | 394.632 | 119.672 | 0 | 41.925 | 0 | 1290.772 | 41.925 | 1248.847 | 0
|  | 1547.329 | 250.787 | 0 | 0 | 0 | 1296.542 | 6599.491 | 65.99% | 0 | 1547.329 | 420.644 | 66.46 | 496.399 | 354.32 | 209.506 | 0 | 250.787 | 0 | 1547.329 | 250.787 | 1296.542 | 0
|  | 1366.019 | 633.742 | 0 | 0 | 0 | 732.277 | 5302.949 | 53.03% | 0 | 1366.019 | 391.188 | 88.979 | 450.908 | 121.589 | 313.355 | 0 | 633.742 | 0 | 1366.019 | 633.742 | 732.277 | 0
|  | 1320.48 | 453.49 | 866.99 | 0 | 2500 | 0 | 4570.672 | 45.71% | 0 | 1320.48 | 409.851 | 68.309 | 443.454 | 77.049 | 321.817 | 0 | 453.49 | 7500 | 1320.48 | 453.49 | 0 | 866.99
|  | 1470.092 | 412.182 | 1057.91 | 0 | 2500 | 0 | 7070.672 | 70.71% | 0 | 1470.092 | 393.204 | 58.464 | 507.155 | 277.336 | 233.934 | 0 | 412.182 | 7500 | 1470.092 | 412.182 | 0 | 1057.91
|  | 1054.298 | 1054.298 | 0 | 172.705 | 172.705 | 0 | 9570.672 | 95.71% | 0 | 1054.298 | 354.791 | 27.857 | 344.786 | 253.818 | 73.046 | 248.48 | 978.523 | 0 | 1054.298 | 1054.298 | 0 | 0
|  | 1011.345 | 1011.345 | 0 | 1116.49 | 256.623 | 0 | 9743.377 | 97.43% | 0 | 1011.345 | 391.885 | 21.913 | 401.869 | 101.7 | 93.978 | 248.48 | 1879.355 | 0 | 1011.345 | 1011.345 | 0 | 0
|  | 877.646 | 877.646 | 0 | 1005.282 | 0 | 0 | 10000 | 100% | 0 | 877.646 | 337.758 | 24.255 | 353.177 | 82.995 | 79.461 | 248.48 | 1634.448 | 0 | 877.646 | 877.646 | 0 | 0
|  | 1044.912 | 1044.912 | 0 | 278.818 | 0 | 0 | 10000 | 100% | 0 | 1044.912 | 349.24 | 99.08 | 361.202 | 235.39 | 0 | 248.48 | 1075.25 | 0 | 1044.912 | 1044.912 | 0 | 0
|  | 1261.647 | 1261.647 | 0 | 309.404 | 0 | 0 | 10000 | 100% | 0 | 1261.647 | 406.475 | 90.812 | 515.798 | 248.563 | 0 | 248.48 | 1322.571 | 0 | 1261.647 | 1261.647 | 0 | 0
|  | 1245.478 | 1245.478 | 0 | 76.751 | 0 | 0 | 10000 | 100% | 0 | 1245.478 | 536.144 | 84.686 | 533.427 | 91.221 | 0 | 248.48 | 1073.749 | 0 | 1245.478 | 1245.478 | 0 | 0
|  | 1079.049 | 964.218 | 0 | 0 | 0 | 114.831 | 10000 | 100% | 0 | 1079.049 | 491.407 | 68.341 | 422.994 | 80.707 | 15.6 | 248.48 | 715.738 | 0 | 1079.049 | 964.218 | 114.831 | 0
|  | 1047.819 | 822.834 | 0 | 0 | 0 | 224.985 | 9885.169 | 98.85% | 0 | 1047.819 | 513.427 | 54.164 | 261.021 | 188.007 | 31.2 | 248.48 | 574.354 | 0 | 1047.819 | 822.834 | 224.985 | 0
|  | 1034.607 | 471.635 | 0 | 0 | 0 | 562.972 | 9660.184 | 96.6% | 0 | 1034.607 | 522.345 | 74.861 | 244.126 | 162.022 | 31.254 | 248.48 | 223.155 | 0 | 1034.607 | 471.635 | 562.972 | 0
|  | 1060.838 | 248.48 | 812.358 | 0 | 902.788 | 0 | 9097.212 | 90.97% | 0 | 1060.838 | 609.409 | 93.164 | 279.401 | 47.611 | 31.254 | 248.48 | 0 | 7500 | 1060.838 | 248.48 | 0 | 812.358
|  | 906.653 | 248.48 | 0 | 0 | 0 | 658.173 | 10000 | 100% | 0 | 906.653 | 587.468 | 72.365 | 209.093 | 6.527 | 31.2 | 248.48 | 0 | 0 | 906.653 | 248.48 | 658.173 | 0
|  | 771.197 | 248.48 | 522.717 | 0 | 658.173 | 0 | 9341.827 | 93.42% | 0 | 771.197 | 449.883 | 58.5 | 231.615 | 0 | 31.2 | 248.48 | 0 | 7500 | 771.197 | 248.48 | 0 | 522.717
|  | 847.304 | 248.48 | 598.824 | 0 | 0 | 0 | 10000 | 100% | 0 | 847.304 | 324.321 | 25.603 | 475.28 | 0 | 22.1 | 248.48 | 0 | 7500 | 847.304 | 248.48 | 0 | 598.824
|  | 674.193 | 248.48 | 425.713 | 0 | 0 | 0 | 10000 | 100% | 0 | 674.193 | 196.496 | 19.653 | 438.494 | 0 | 19.55 | 248.48 | 0 | 7500 | 674.193 | 248.48 | 0 | 425.713
|  | 660.682 | 248.48 | 412.202 | 0 | 0 | 0 | 10000 | 100% | 0 | 660.682 | 182.42 | 56.93 | 401.192 | 0 | 20.141 | 248.48 | 0 | 7500 | 660.682 | 248.48 | 0 | 412.202
|  | 645.071 | 248.48 | 396.591 | 0 | 0 | 0 | 10000 | 100% | 0 | 645.071 | 151.873 | 103.499 | 364.345 | 0 | 25.354 | 248.48 | 0 | 7500 | 645.071 | 248.48 | 0 | 396.591
|  | 691.265 | 248.48 | 0 | 0 | 0 | 442.785 | 10000 | 100% | 0 | 691.265 | 161.399 | 90.593 | 382.25 | 0 | 57.023 | 248.48 | 0 | 0 | 691.265 | 248.48 | 442.785 | 0
|  | 757.355 | 248.48 | 0 | 0 | 0 | 508.875 | 9557.215 | 95.57% | 0 | 757.355 | 176.127 | 71.892 | 354.545 | 0 | 154.791 | 248.48 | 0 | 0 | 757.355 | 248.48 | 508.875 | 0
|  | 1004.518 | 248.48 | 0 | 0 | 0 | 756.038 | 9048.34 | 90.48% | 0 | 1004.518 | 198.004 | 61.253 | 421.041 | 134.728 | 189.493 | 248.48 | 0 | 0 | 1004.518 | 248.48 | 756.038 | 0
|  | 1659.743 | 270.568 | 0 | 0 | 0 | 1389.175 | 8292.302 | 82.92% | 0 | 1659.743 | 343.062 | 59.307 | 425.184 | 388.25 | 443.939 | 248.48 | 22.088 | 0 | 1659.743 | 270.568 | 1389.175 | 0
|  | 2004.9 | 704.258 | 0 | 0 | 0 | 1300.642 | 6903.127 | 69.03% | 0 | 2004.9 | 432.051 | 89.301 | 664.997 | 386.012 | 432.54 | 248.48 | 455.778 | 0 | 2004.9 | 704.258 | 1300.642 | 0
|  | 1668.562 | 825.134 | 0 | 0 | 0 | 843.428 | 5602.485 | 56.02% | 0 | 1668.562 | 390.513 | 78.206 | 669.682 | 153.479 | 376.683 | 248.48 | 576.654 | 0 | 1668.562 | 825.134 | 843.428 | 0
|  | 1341.971 | 795.11 | 546.861 | 0 | 2500 | 0 | 4759.057 | 47.59% | 0 | 1341.971 | 391.23 | 71.685 | 520.507 | 82.073 | 276.477 | 248.48 | 546.63 | 7500 | 1341.971 | 795.11 | 0 | 546.861
|  | 1115.92 | 607.658 | 508.262 | 0 | 2500 | 0 | 7259.057 | 72.59% | 0 | 1115.92 | 335.964 | 40.646 | 438.36 | 262.494 | 38.456 | 248.48 | 359.178 | 7500 | 1115.92 | 607.658 | 0 | 508.262
|  | 1240.839 | 733.569 | 507.27 | 0 | 240.943 | 0 | 9759.057 | 97.59% | 0 | 1240.839 | 415.693 | 23.441 | 471.186 | 330.52 | 0 | 248.48 | 485.089 | 7500 | 1240.839 | 733.569 | 0 | 507.27
|  | 828.729 | 792.855 | 35.874 | 0 | 0 | 0 | 10000 | 100% | 0 | 828.729 | 350.952 | 19.803 | 352.568 | 105.406 | 0 | 248.48 | 544.375 | 7500 | 828.729 | 792.855 | 0 | 35.874
|  | 858.385 | 629.978 | 228.407 | 0 | 0 | 0 | 10000 | 100% | 0 | 858.385 | 341.779 | 58.516 | 377.369 | 80.722 | 0 | 248.48 | 381.498 | 7500 | 858.385 | 629.978 | 0 | 228.407
|  | 998.001 | 686.522 | 311.479 | 0 | 0 | 0 | 10000 | 100% | 0 | 998.001 | 321.652 | 102.272 | 345.772 | 228.306 | 0 | 248.48 | 438.042 | 7500 | 998.001 | 686.522 | 0 | 311.479
|  | 1541.287 | 460.021 | 0 | 0 | 0 | 1081.266 | 10000 | 100% | 0 | 1541.287 | 435.974 | 77.536 | 722.008 | 305.768 | 0 | 248.48 | 211.541 | 0 | 1541.287 | 460.021 | 1081.266 | 0
|  | 1370.7 | 332.884 | 0 | 0 | 0 | 1037.816 | 8918.734 | 89.19% | 0 | 1370.7 | 514.476 | 82.968 | 664.124 | 109.133 | 0 | 248.48 | 84.404 | 0 | 1370.7 | 332.884 | 1037.816 | 0
|  | 1123.832 | 288.975 | 0 | 0 | 0 | 834.857 | 7880.918 | 78.81% | 0 | 1123.832 | 564.451 | 63.336 | 420.577 | 64.418 | 11.05 | 248.48 | 40.495 | 0 | 1123.832 | 288.975 | 834.857 | 0
|  | 1091.298 | 248.946 | 0 | 0 | 0 | 842.352 | 7046.061 | 70.46% | 0 | 1091.298 | 514.278 | 55.446 | 302.641 | 196.833 | 22.1 | 248.48 | 0.466 | 0 | 1091.298 | 248.946 | 842.352 | 0
|  | 1037.774 | 248.48 | 0 | 0 | 0 | 789.294 | 6203.709 | 62.04% | 0 | 1037.774 | 516.672 | 84.854 | 247.57 | 166.577 | 22.1 | 248.48 | 0 | 0 | 1037.774 | 248.48 | 789.294 | 0
|  | 1109.114 | 248.48 | 860.634 | 0 | 2500 | 0 | 5414.415 | 54.14% | 0 | 1109.114 | 653.073 | 83.505 | 295.362 | 55.074 | 22.1 | 248.48 | 0 | 7500 | 1109.114 | 248.48 | 0 | 860.634
|  | 1008.722 | 248.48 | 0 | 0 | 0 | 760.242 | 7914.415 | 79.14% | 0 | 1008.722 | 646.065 | 68.838 | 266.284 | 5.435 | 22.1 | 248.48 | 0 | 0 | 1008.722 | 248.48 | 760.242 | 0
|  | 774.44 | 248.48 | 525.96 | 0 | 2500 | 0 | 7154.173 | 71.54% | 0 | 774.44 | 479.01 | 34.773 | 238.557 | 0 | 22.1 | 248.48 | 0 | 7500 | 774.44 | 248.48 | 0 | 525.96
|  | 913.28 | 248.48 | 664.8 | 0 | 345.827 | 0 | 9654.173 | 96.54% | 0 | 913.28 | 326.416 | 21.086 | 540.86 | 0 | 24.919 | 248.48 | 0 | 7500 | 913.28 | 248.48 | 0 | 664.8
|  | 706.684 | 248.48 | 458.204 | 0 | 0 | 0 | 10000 | 100% | 0 | 706.684 | 211.228 | 28.125 | 439.35 | 0 | 27.981 | 248.48 | 0 | 7500 | 706.684 | 248.48 | 0 | 458.204
|  | 801.921 | 248.48 | 553.441 | 0 | 0 | 0 | 10000 | 100% | 0 | 801.921 | 181.313 | 105.05 | 380.158 | 0 | 135.4 | 248.48 | 0 | 7500 | 801.921 | 248.48 | 0 | 553.441
|  | 767.399 | 248.48 | 518.919 | 0 | 0 | 0 | 10000 | 100% | 0 | 767.399 | 160.594 | 102.05 | 353.264 | 0 | 151.492 | 248.48 | 0 | 7500 | 767.399 | 248.48 | 0 | 518.919
|  | 747.583 | 248.48 | 0 | 0 | 0 | 499.103 | 10000 | 100% | 0 | 747.583 | 141.469 | 77.973 | 380.988 | 0 | 147.153 | 248.48 | 0 | 0 | 747.583 | 248.48 | 499.103 | 0
|  | 729.036 | 248.48 | 0 | 0 | 0 | 480.556 | 9500.897 | 95.01% | 0 | 729.036 | 147.398 | 75.794 | 385.439 | 0 | 120.405 | 248.48 | 0 | 0 | 729.036 | 248.48 | 480.556 | 0
|  | 1247.753 | 248.544 | 0 | 0 | 0 | 999.209 | 9020.341 | 90.2% | 0 | 1247.753 | 191.733 | 63.392 | 546.755 | 139.122 | 306.751 | 248.48 | 0.064 | 0 | 1247.753 | 248.544 | 999.209 | 0
|  | 1488.578 | 258.183 | 0 | 0 | 0 | 1230.395 | 8021.132 | 80.21% | 0 | 1488.578 | 317.101 | 67.088 | 496.051 | 377.085 | 231.253 | 248.48 | 9.703 | 0 | 1488.578 | 258.183 | 1230.395 | 0
|  | 1734.507 | 362.344 | 0 | 0 | 0 | 1372.163 | 6790.737 | 67.91% | 0 | 1734.507 | 425.251 | 95.148 | 590.464 | 268.912 | 354.732 | 248.48 | 113.864 | 0 | 1734.507 | 362.344 | 1372.163 | 0
|  | 1437.98 | 463.301 | 0 | 0 | 0 | 974.679 | 5418.574 | 54.19% | 0 | 1437.98 | 438.774 | 71.802 | 551.721 | 0 | 375.683 | 248.48 | 214.821 | 0 | 1437.98 | 463.301 | 974.679 | 0
|  | 1221.958 | 302.317 | 919.641 | 0 | 2500 | 0 | 4443.895 | 44.44% | 0 | 1221.958 | 401.627 | 55.773 | 476.097 | 0 | 288.461 | 248.48 | 53.837 | 7500 | 1221.958 | 302.317 | 0 | 919.641
|  | 1172.175 | 293.733 | 878.442 | 0 | 2500 | 0 | 6943.895 | 69.44% | 0 | 1172.175 | 379.898 | 25.946 | 454.712 | 0 | 311.62 | 248.48 | 45.253 | 7500 | 1172.175 | 293.733 | 0 | 878.442
|  | 1044.052 | 314.305 | 729.747 | 0 | 556.105 | 0 | 9443.895 | 94.44% | 0 | 1044.052 | 399.288 | 21.658 | 444.089 | 0 | 179.017 | 248.48 | 65.825 | 7500 | 1044.052 | 314.305 | 0 | 729.747
|  | 880.079 | 412.048 | 468.031 | 0 | 0 | 0 | 10000 | 100% | 0 | 880.079 | 388.083 | 27.055 | 387.499 | 0 | 77.442 | 248.48 | 163.568 | 7500 | 880.079 | 412.048 | 0 | 468.031
|  | 800.613 | 384.36 | 416.253 | 0 | 0 | 0 | 10000 | 100% | 0 | 800.613 | 326.039 | 102.923 | 336.011 | 0 | 35.64 | 248.48 | 135.88 | 7500 | 800.613 | 384.36 | 0 | 416.253
|  | 953.059 | 273.724 | 679.335 | 0 | 0 | 0 | 10000 | 100% | 0 | 953.059 | 357.789 | 93.985 | 395.563 | 105.721 | 0 | 248.48 | 25.244 | 7500 | 953.059 | 273.724 | 0 | 679.335
|  | 1388.412 | 286.054 | 0 | 0 | 0 | 1102.358 | 10000 | 100% | -2.2737e-13 | 1388.412 | 395.357 | 83.181 | 596.388 | 313.486 | 0 | 248.48 | 37.574 | 0 | 1388.412 | 286.054 | 1102.358 | 0
|  | 1743.876 | 310.232 | 0 | 0 | 0 | 1433.644 | 8897.642 | 88.98% | 0 | 1743.876 | 512.159 | 77.865 | 769.995 | 383.858 | 0 | 248.48 | 61.752 | 0 | 1743.876 | 310.232 | 1433.644 | 0
|  | 1114.947 | 286.557 | 0 | 0 | 0 | 828.39 | 7463.998 | 74.64% | 0 | 1114.947 | 514.122 | 56.685 | 389.101 | 143.176 | 11.863 | 248.48 | 38.077 | 0 | 1114.947 | 286.557 | 828.39 | 0
|  | 954.261 | 257.5 | 0 | 0 | 0 | 696.761 | 6635.608 | 66.36% | 0 | 954.261 | 532.053 | 71.996 | 289.763 | 36.724 | 23.725 | 248.48 | 9.02 | 0 | 954.261 | 257.5 | 696.761 | 0
|  | 1031.21 | 248.482 | 0 | 0 | 0 | 782.728 | 5938.847 | 59.39% | 0 | 1031.21 | 529.49 | 86.024 | 241.526 | 149.933 | 24.237 | 248.48 | 0.002 | 0 | 1031.21 | 248.482 | 782.728 | 0
|  | 1210.37 | 248.48 | 961.89 | 0 | 2500 | 0 | 5156.119 | 51.56% | 0 | 1210.37 | 634.924 | 64.734 | 266.886 | 219.246 | 24.579 | 248.48 | 0 | 7500 | 1210.37 | 248.48 | 0 | 961.89
|  | 979.3 | 248.48 | 0 | 0 | 0 | 730.82 | 7656.119 | 76.56% | 0 | 979.3 | 574.195 | 53.115 | 242.253 | 84.476 | 25.261 | 248.48 | 0 | 0 | 979.3 | 248.48 | 730.82 | 0
|  | 773.265 | 248.48 | 524.785 | 0 | 2500 | 0 | 6925.299 | 69.25% | 0 | 773.265 | 493.676 | 28.271 | 225.886 | 0 | 25.432 | 248.48 | 0 | 7500 | 773.265 | 248.48 | 0 | 524.785
|  | 1127.292 | 248.48 | 878.812 | 0 | 574.701 | 0 | 9425.299 | 94.25% | 0 | 1127.292 | 351.895 | 19.128 | 683.834 | 0 | 72.436 | 248.48 | 0 | 7500 | 1127.292 | 248.48 | 0 | 878.812
|  | 799.857 | 248.48 | 551.377 | 0 | 0 | 0 | 10000 | 100% | 0 | 799.857 | 201.089 | 57.073 | 517.182 | 0 | 24.513 | 248.48 | 0 | 7500 | 799.857 | 248.48 | 0 | 551.377
|  | 824.506 | 248.48 | 576.026 | 0 | 0 | 0 | 10000 | 100% | 0 | 824.506 | 209.423 | 112.22 | 475.466 | 0 | 27.398 | 248.48 | 0 | 7500 | 824.506 | 248.48 | 0 | 576.026
|  | 745.417 | 248.48 | 496.937 | 0 | 0 | 0 | 10000 | 100% | 0 | 745.417 | 162.619 | 77.621 | 462.329 | 0 | 42.848 | 248.48 | 0 | 7500 | 745.417 | 248.48 | 0 | 496.937
|  | 642.86 | 248.48 | 0 | 0 | 0 | 394.38 | 10000 | 100% | 0 | 642.86 | 168.481 | 77.056 | 366.421 | 0 | 30.902 | 248.48 | 0 | 0 | 642.86 | 248.48 | 394.38 | 0
|  | 671.359 | 248.48 | 0 | 0 | 0 | 422.879 | 9605.62 | 96.06% | 0 | 671.359 | 169.941 | 65.171 | 428.02 | 0 | 8.227 | 248.48 | 0 | 0 | 671.359 | 248.48 | 422.879 | 0
|  | 1042.534 | 248.48 | 0 | 0 | 0 | 794.054 | 9182.741 | 91.83% | 0 | 1042.534 | 201.272 | 55.235 | 571.112 | 145.387 | 69.529 | 248.48 | 0 | 0 | 1042.534 | 248.48 | 794.054 | 0
|  | 1334.337 | 252.175 | 0 | 0 | 0 | 1082.162 | 8388.687 | 83.89% | 0 | 1334.337 | 311.142 | 90.667 | 420.777 | 386.194 | 125.558 | 248.48 | 3.695 | 0 | 1334.337 | 252.175 | 1082.162 | 0
|  | 1684.732 | 295.208 | 0 | 0 | 0 | 1389.524 | 7306.525 | 73.07% | 0 | 1684.732 | 460.841 | 75.301 | 589.6 | 251.285 | 307.706 | 248.48 | 46.728 | 0 | 1684.732 | 295.208 | 1389.524 | 0
|  | 1593.497 | 291.61 | 0 | 0 | 0 | 1301.887 | 5917.001 | 59.17% | -2.2737e-13 | 1593.497 | 418.243 | 62.162 | 613.315 | 0 | 499.778 | 248.48 | 43.13 | 0 | 1593.497 | 291.61 | 1301.887 | 0
|  | 1044.531 | 338.279 | 706.252 | 0 | 2500 | 0 | 4615.114 | 46.15% | 0 | 1044.531 | 330.983 | 42.469 | 459.799 | 0 | 211.28 | 248.48 | 89.799 | 7500 | 1044.531 | 338.279 | 0 | 706.252
|  | 996.581 | 394.072 | 602.509 | 0 | 2500 | 0 | 7115.114 | 71.15% | 0 | 996.581 | 352.801 | 24.581 | 425.74 | 0 | 193.459 | 248.48 | 145.592 | 7500 | 996.581 | 394.072 | 0 | 602.509
|  | 986.922 | 503.885 | 483.037 | 0 | 384.886 | 0 | 9615.114 | 96.15% | 0 | 986.922 | 376.583 | 21.464 | 408.751 | 0 | 180.124 | 248.48 | 255.405 | 7500 | 986.922 | 503.885 | 0 | 483.037
|  | 983.25 | 624.446 | 358.804 | 0 | 0 | 0 | 10000 | 100% | 0 | 983.25 | 366.673 | 60.213 | 396.036 | 0 | 160.328 | 248.48 | 375.966 | 7500 | 983.25 | 624.446 | 0 | 358.804
|  | 927.426 | 552.757 | 374.669 | 0 | 0 | 0 | 10000 | 100% | 0 | 927.426 | 371.065 | 114.028 | 354.16 | 0 | 88.174 | 248.48 | 304.277 | 7500 | 927.426 | 552.757 | 0 | 374.669
|  | 1057.251 | 353.089 | 704.162 | 0 | 0 | 0 | 10000 | 100% | 0 | 1057.251 | 330.016 | 94.783 | 498.555 | 133.897 | 0 | 248.48 | 104.609 | 7500 | 1057.251 | 353.089 | 0 | 704.162
|  | 1592.203 | 279.518 | 0 | 0 | 0 | 1312.685 | 10000 | 100% | 0 | 1592.203 | 447.377 | 71.719 | 639.262 | 433.844 | 0 | 248.48 | 31.038 | 0 | 1592.203 | 279.518 | 1312.685 | 0
|  | 1698.439 | 271.739 | 0 | 0 | 0 | 1426.7 | 8687.315 | 86.87% | 0 | 1698.439 | 483.44 | 62.359 | 724.721 | 427.919 | 0 | 248.48 | 23.259 | 0 | 1698.439 | 271.739 | 1426.7 | 0
|  | 1219.689 | 284.314 | 0 | 0 | 0 | 935.375 | 7260.615 | 72.61% | 0 | 1219.689 | 563.506 | 58.253 | 432.386 | 151.895 | 13.65 | 248.48 | 35.834 | 0 | 1219.689 | 284.314 | 935.375 | 0
|  | 1061.689 | 268.119 | 0 | 0 | 0 | 793.57 | 6325.24 | 63.25% | 0 | 1061.689 | 582.374 | 86.631 | 310.017 | 55.368 | 27.3 | 248.48 | 19.639 | 0 | 1061.689 | 268.119 | 793.57 | 0
|  | 1212.077 | 249.496 | 0 | 0 | 0 | 962.581 | 5531.67 | 55.32% | 0 | 1212.077 | 564.968 | 81.228 | 327.727 | 210.672 | 27.482 | 248.48 | 1.016 | 0 | 1212.077 | 249.496 | 962.581 | 0
|  | 1199.687 | 248.48 | 951.207 | 0 | 2500 | 0 | 4569.089 | 45.69% | 0 | 1199.687 | 599.236 | 63.332 | 292.934 | 216.342 | 27.844 | 248.48 | 0 | 7500 | 1199.687 | 248.48 | 0 | 951.207
|  | 980.665 | 248.48 | 0 | 0 | 0 | 732.185 | 7069.089 | 70.69% | 0 | 980.665 | 550.704 | 33.207 | 287.603 | 80.218 | 28.933 | 248.48 | 0 | 0 | 980.665 | 248.48 | 732.185 | 0
|  | 836.974 | 248.48 | 588.494 | 0 | 2500 | 0 | 6336.904 | 63.37% | 0 | 836.974 | 508.798 | 19.701 | 279.362 | 0 | 29.114 | 248.48 | 0 | 7500 | 836.974 | 248.48 | 0 | 588.494
|  | 895.434 | 248.48 | 646.954 | 0 | 1163.096 | 0 | 8836.904 | 88.37% | 0 | 895.434 | 348.329 | 30.178 | 493.137 | 0 | 23.79 | 248.48 | 0 | 7500 | 895.434 | 248.48 | 0 | 646.954
|  | 842.169 | 248.48 | 593.689 | 0 | 0 | 0 | 10000 | 100% | 0 | 842.169 | 233.002 | 97.084 | 461.341 | 0 | 50.742 | 248.48 | 0 | 7500 | 842.169 | 248.48 | 0 | 593.689
|  | 678.666 | 248.48 | 430.186 | 0 | 0 | 0 | 10000 | 100% | 0 | 678.666 | 163.65 | 89.923 | 377.341 | 0 | 47.752 | 248.48 | 0 | 7500 | 678.666 | 248.48 | 0 | 430.186
|  | 716.658 | 248.48 | 468.178 | 0 | 0 | 0 | 10000 | 100% | 0 | 716.658 | 178.796 | 88.943 | 393.016 | 0 | 55.902 | 248.48 | 0 | 7500 | 716.658 | 248.48 | 0 | 468.178
|  | 757.47 | 248.48 | 0 | 0 | 0 | 508.99 | 10000 | 100% | 0 | 757.47 | 159.843 | 73.559 | 430.308 | 0 | 93.76 | 248.48 | 0 | 0 | 757.47 | 248.48 | 508.99 | 0
|  | 694.304 | 248.48 | 0 | 0 | 0 | 445.824 | 9491.01 | 94.91% | 0 | 694.304 | 159.853 | 59.201 | 337.186 | 0 | 138.064 | 248.48 | 0 | 0 | 694.304 | 248.48 | 445.824 | 0
|  | 1061.223 | 249.387 | 0 | 0 | 0 | 811.836 | 9045.186 | 90.45% | 0 | 1061.223 | 203.399 | 73.86 | 470.947 | 144.909 | 168.108 | 248.48 | 0.907 | 0 | 1061.223 | 249.387 | 811.836 | 0
|  | 1434.209 | 281.042 | 0 | 0 | 0 | 1153.167 | 8233.35 | 82.33% | 0 | 1434.209 | 352.472 | 89.47 | 355.031 | 382.001 | 255.234 | 248.48 | 32.562 | 0 | 1434.209 | 281.042 | 1153.167 | 0
|  | 1639.126 | 410.318 | 0 | 0 | 0 | 1228.808 | 7080.183 | 70.8% | 0 | 1639.126 | 416.1 | 67.876 | 580.845 | 251.882 | 322.423 | 248.48 | 161.838 | 0 | 1639.126 | 410.318 | 1228.808 | 0
|  | 1383.514 | 367.253 | 0 | 0 | 0 | 1016.261 | 5851.375 | 58.51% | 0 | 1383.514 | 368.169 | 56.532 | 640.94 | 0 | 317.874 | 248.48 | 118.773 | 0 | 1383.514 | 367.253 | 1016.261 | 0
|  | 1121.711 | 376.589 | 745.122 | 0 | 2500 | 0 | 4835.114 | 48.35% | 0 | 1121.711 | 383.573 | 24.851 | 529.788 | 0 | 183.499 | 248.48 | 128.109 | 7500 | 1121.711 | 376.589 | 0 | 745.122
|  | 981.243 | 355.221 | 626.022 | 0 | 2500 | 0 | 7335.114 | 73.35% | 0 | 981.243 | 403.293 | 19.701 | 454.08 | 0 | 104.169 | 248.48 | 106.741 | 7500 | 981.243 | 355.221 | 0 | 626.022
|  | 839.462 | 303.887 | 535.575 | 0 | 164.886 | 0 | 9835.114 | 98.35% | 0 | 839.462 | 360.456 | 27.666 | 380.571 | 0 | 70.769 | 248.48 | 55.407 | 7500 | 839.462 | 303.887 | 0 | 535.575
|  | 946.176 | 373.876 | 572.3 | 0 | 0 | 0 | 10000 | 100% | 0 | 946.176 | 388.919 | 103.257 | 379.459 | 0 | 74.542 | 248.48 | 125.396 | 7500 | 946.176 | 373.876 | 0 | 572.3
|  | 780 | 534.445 | 245.555 | 0 | 0 | 0 | 10000 | 100% | 0 | 780 | 352.345 | 90.913 | 336.743 | 0 | 0 | 248.48 | 285.965 | 7500 | 780 | 534.445 | 0 | 245.555
|  | 906.28 | 711.256 | 195.024 | 0 | 0 | 0 | 10000 | 100% | 0 | 906.28 | 330.422 | 86.323 | 371.738 | 117.798 | 0 | 248.48 | 462.776 | 7500 | 906.28 | 711.256 | 0 | 195.024
|  | 1395.971 | 763.42 | 0 | 0 | 0 | 632.551 | 10000 | 100% | 0 | 1395.971 | 407.793 | 74.53 | 565.226 | 348.422 | 0 | 248.48 | 514.94 | 0 | 1395.971 | 763.42 | 632.551 | 0
|  | 1438.676 | 711.914 | 0 | 0 | 0 | 726.762 | 9367.449 | 93.67% | 0 | 1438.676 | 497.091 | 52.816 | 509.661 | 379.109 | 0 | 248.48 | 463.434 | 0 | 1438.676 | 711.914 | 726.762 | 0
|  | 1051.634 | 499.486 | 0 | 0 | 0 | 552.148 | 8640.687 | 86.41% | 0 | 1051.634 | 531.063 | 74.179 | 306.082 | 128.61 | 11.7 | 248.48 | 251.006 | 0 | 1051.634 | 499.486 | 552.148 | 0
|  | 1030.662 | 340.64 | 0 | 0 | 0 | 690.022 | 8088.539 | 80.89% | 0 | 1030.662 | 570.178 | 89.505 | 295.112 | 52.466 | 23.4 | 248.48 | 92.16 | 0 | 1030.662 | 340.64 | 690.022 | 0
|  | 1117.534 | 265.003 | 0 | 0 | 0 | 852.531 | 7398.517 | 73.99% | 0 | 1117.534 | 561.858 | 70.244 | 270.801 | 191.232 | 23.4 | 248.48 | 16.523 | 0 | 1117.534 | 265.003 | 852.531 | 0
|  | 1107.801 | 248.48 | 859.321 | 0 | 2500 | 0 | 6545.986 | 65.46% | 0 | 1107.801 | 548.954 | 57.093 | 263.875 | 214.423 | 23.456 | 248.48 | 0 | 7500 | 1107.801 | 248.48 | 0 | 859.321
|  | 952.764 | 248.48 | 0 | 0 | 0 | 704.284 | 9045.986 | 90.46% | 0 | 952.764 | 595.02 | 27.752 | 227.153 | 78.994 | 23.845 | 248.48 | 0 | 0 | 952.764 | 248.48 | 704.284 | 0
|  | 715.893 | 248.48 | 467.413 | 0 | 1658.298 | 0 | 8341.702 | 83.42% | 0 | 715.893 | 477.967 | 17.926 | 196.043 | 0 | 23.957 | 248.48 | 0 | 7500 | 715.893 | 248.48 | 0 | 467.413
|  | 926.562 | 248.48 | 678.082 | 0 | 0 | 0 | 10000 | 100% | 0 | 926.562 | 358.578 | 55.753 | 489.374 | 0 | 22.857 | 248.48 | 0 | 7500 | 926.562 | 248.48 | 0 | 678.082
|  | 887.75 | 248.48 | 639.27 | 0 | 0 | 0 | 10000 | 100% | 0 | 887.75 | 254.212 | 106.517 | 395.93 | 0 | 131.092 | 248.48 | 0 | 7500 | 887.75 | 248.48 | 0 | 639.27
|  | 638.341 | 248.48 | 389.861 | 0 | 0 | 0 | 10000 | 100% | 0 | 638.341 | 185.618 | 81.787 | 265.231 | 0 | 105.706 | 248.48 | 0 | 7500 | 638.341 | 248.48 | 0 | 389.861
|  | 598.002 | 248.48 | 349.522 | 0 | 0 | 0 | 10000 | 100% | 0 | 598.002 | 183.053 | 70.973 | 289.167 | 0 | 54.809 | 248.48 | 0 | 7500 | 598.002 | 248.48 | 0 | 349.522
|  | 746.944 | 248.48 | 0 | 0 | 0 | 498.464 | 10000 | 100% | 0 | 746.944 | 160.535 | 63.954 | 373.398 | 0 | 149.058 | 248.48 | 0 | 0 | 746.944 | 248.48 | 498.464 | 0
|  | 723.252 | 248.48 | 0 | 0 | 0 | 474.772 | 9501.536 | 95.02% | 0 | 723.252 | 166.886 | 60.202 | 320.12 | 0 | 176.044 | 248.48 | 0 | 0 | 723.252 | 248.48 | 474.772 | 0
|  | 850.84 | 248.48 | 0 | 0 | 0 | 602.36 | 9026.764 | 90.27% | 0 | 850.84 | 165.027 | 84.137 | 394.682 | 136.314 | 70.68 | 248.48 | 0 | 0 | 850.84 | 248.48 | 602.36 | 0
|  | 1234.729 | 256.861 | 0 | 0 | 0 | 977.868 | 8424.404 | 84.24% | 0 | 1234.729 | 226.716 | 82.101 | 372.791 | 379.347 | 173.775 | 248.48 | 8.381 | 0 | 1234.729 | 256.861 | 977.868 | 0
|  | 1196.881 | 402.374 | 0 | 0 | 0 | 794.507 | 7446.536 | 74.47% | 0 | 1196.881 | 319.306 | 62.706 | 307.319 | 238.117 | 269.433 | 248.48 | 153.894 | 0 | 1196.881 | 402.374 | 794.507 | 0
|  | 964.969 | 609.781 | 0 | 0 | 0 | 355.188 | 6652.029 | 66.52% | 0 | 964.969 | 390.915 | 42.683 | 366.048 | 0 | 165.322 | 248.48 | 361.301 | 0 | 964.969 | 609.781 | 355.188 | 0
|  | 978.137 | 591.571 | 386.566 | 0 | 2500 | 0 | 6296.841 | 62.97% | 0 | 978.137 | 507.328 | 25.01 | 305.499 | 0 | 140.301 | 248.48 | 343.091 | 7500 | 978.137 | 591.571 | 0 | 386.566
|  | 907.516 | 479.111 | 428.405 | 0 | 1203.159 | 0 | 8796.841 | 87.97% | 0 | 907.516 | 513.568 | 21.722 | 264.319 | 0 | 107.908 | 248.48 | 230.631 | 7500 | 907.516 | 479.111 | 0 | 428.405
|  | 1102.905 | 376.459 | 726.446 | 0 | 0 | 0 | 10000 | 100% | 0 | 1102.905 | 646.298 | 59.256 | 285.04 | 0 | 112.312 | 248.48 | 127.979 | 7500 | 1102.905 | 376.459 | 0 | 726.446
|  | 1150.857 | 777.903 | 372.954 | 0 | 0 | 0 | 10000 | 100% | 0 | 1150.857 | 623.775 | 101.3 | 345.743 | 0 | 80.039 | 248.48 | 529.423 | 7500 | 1150.857 | 777.903 | 0 | 372.954
|  | 851.515 | 851.515 | 0 | 515.289 | 0 | 0 | 10000 | 100% | 0 | 851.515 | 435.196 | 87.792 | 291.553 | 0 | 36.974 | 248.48 | 1118.324 | 0 | 851.515 | 851.515 | 0 | 0
|  | 1115.373 | 1115.373 | 0 | 133.51 | 0 | 0 | 10000 | 100% | 0 | 1115.373 | 544.173 | 80.747 | 372.387 | 118.066 | 0 | 248.48 | 1000.403 | 0 | 1115.373 | 1115.373 | 0 | 0
|  | 1587.116 | 1084.474 | 0 | 0 | 0 | 502.642 | 10000 | 100% | 0 | 1587.116 | 508.557 | 63.677 | 632.043 | 382.84 | 0 | 248.48 | 835.994 | 0 | 1587.116 | 1084.474 | 502.642 | 0
|  | 1312.236 | 804.319 | 0 | 0 | 0 | 507.917 | 9497.358 | 94.97% | 0 | 1312.236 | 487.37 | 62.256 | 429.937 | 332.673 | 0 | 248.48 | 555.839 | 0 | 1312.236 | 804.319 | 507.917 | 0
|  | 1112.365 | 632.493 | 0 | 0 | 0 | 479.872 | 8989.441 | 89.89% | 0 | 1112.365 | 520.838 | 90.328 | 347.641 | 142.184 | 11.375 | 248.48 | 384.013 | 0 | 1112.365 | 632.493 | 479.872 | 0
|  | 859.947 | 326.717 | 0 | 0 | 0 | 533.23 | 8509.569 | 85.1% | 0 | 859.947 | 471.925 | 80.85 | 240.202 | 44.22 | 22.75 | 248.48 | 78.237 | 0 | 859.947 | 326.717 | 533.23 | 0
|  | 1170.071 | 270.637 | 0 | 0 | 0 | 899.434 | 7976.339 | 79.76% | 0 | 1170.071 | 614.171 | 66.492 | 276.982 | 189.676 | 22.75 | 248.48 | 22.157 | 0 | 1170.071 | 270.637 | 899.434 | 0
|  | 1016.288 | 248.48 | 767.808 | 0 | 2500 | 0 | 7076.905 | 70.77% | 0 | 1016.288 | 585.966 | 32.074 | 189.453 | 186.045 | 22.75 | 248.48 | 0 | 7500 | 1016.288 | 248.48 | 0 | 767.808
|  | 890.819 | 248.48 | 0 | 0 | 0 | 642.339 | 9576.905 | 95.77% | 0 | 890.819 | 561.324 | 21.403 | 210.077 | 75.265 | 22.75 | 248.48 | 0 | 0 | 890.819 | 248.48 | 642.339 | 0
|  | 701.532 | 248.48 | 453.052 | 0 | 1065.434 | 0 | 8934.566 | 89.35% | 0 | 701.532 | 437.008 | 14.962 | 226.812 | 0 | 22.75 | 248.48 | 0 | 7500 | 701.532 | 248.48 | 0 | 453.052
|  | 1128.812 | 248.48 | 880.332 | 0 | 0 | 0 | 10000 | 100% | 0 | 1128.812 | 346.483 | 94.11 | 577.375 | 0 | 110.844 | 248.48 | 0 | 7500 | 1128.812 | 248.48 | 0 | 880.332
|  | 886.272 | 248.48 | 637.792 | 0 | 0 | 0 | 10000 | 100% | 0 | 886.272 | 249.237 | 96.696 | 409.391 | 0 | 130.948 | 248.48 | 0 | 7500 | 886.272 | 248.48 | 0 | 637.792
|  | 652.024 | 248.48 | 403.544 | 0 | 0 | 0 | 10000 | 100% | 0 | 652.024 | 183.857 | 82.272 | 285.933 | 0 | 99.962 | 248.48 | 0 | 7500 | 652.024 | 248.48 | 0 | 403.544
|  | 609.861 | 248.48 | 361.381 | 0 | 0 | 0 | 10000 | 100% | 0 | 609.861 | 182.359 | 73.512 | 323.757 | 0 | 30.232 | 248.48 | 0 | 7500 | 609.861 | 248.48 | 0 | 361.381
|  | 541.446 | 248.48 | 0 | 0 | 0 | 292.966 | 10000 | 100% | 0 | 541.446 | 177.031 | 54.46 | 293.591 | 0 | 16.363 | 248.48 | 0 | 0 | 541.446 | 248.48 | 292.966 | 0
|  | 677.486 | 248.48 | 0 | 0 | 0 | 429.006 | 9707.034 | 97.07% | 0 | 677.486 | 173.869 | 67.718 | 358.033 | 0 | 77.866 | 248.48 | 0 | 0 | 677.486 | 248.48 | 429.006 | 0
|  | 832.763 | 263.08 | 0 | 0 | 0 | 569.683 | 9278.028 | 92.78% | 1.1369e-13 | 832.763 | 178.187 | 86.64 | 336.996 | 134.851 | 96.089 | 248.48 | 14.6 | 0 | 832.763 | 263.08 | 569.683 | 0
|  | 1331.627 | 264.399 | 0 | 0 | 0 | 1067.228 | 8708.345 | 87.08% | 0 | 1331.627 | 258.775 | 75.531 | 406.845 | 418.667 | 171.809 | 248.48 | 15.919 | 0 | 1331.627 | 264.399 | 1067.228 | 0
|  | 1441.046 | 268.781 | 0 | 0 | 0 | 1172.265 | 7641.117 | 76.41% | 0 | 1441.046 | 351.805 | 62.056 | 329.137 | 248.513 | 449.535 | 248.48 | 20.301 | 0 | 1441.046 | 268.781 | 1172.265 | 0
|  | 1112.882 | 315.979 | 0 | 0 | 0 | 796.903 | 6468.852 | 64.69% | 0 | 1112.882 | 414.009 | 24.642 | 365.046 | 0 | 309.185 | 248.48 | 67.499 | 0 | 1112.882 | 315.979 | 796.903 | 0
|  | 1131.812 | 468.08 | 663.732 | 0 | 2500 | 0 | 5671.949 | 56.72% | 0 | 1131.812 | 511.985 | 21.75 | 293.932 | 0 | 304.145 | 248.48 | 219.6 | 7500 | 1131.812 | 468.08 | 0 | 663.732
|  | 1007.653 | 737.286 | 270.367 | 0 | 1828.051 | 0 | 8171.949 | 81.72% | 0 | 1007.653 | 570.279 | 26.01 | 253.877 | 0 | 157.488 | 248.48 | 488.806 | 7500 | 1007.653 | 737.286 | 0 | 270.367
|  | 1138.284 | 1138.284 | 0 | 245.461 | 0 | 0 | 10000 | 100% | 0 | 1138.284 | 688.121 | 101.017 | 249.224 | 0 | 99.921 | 248.48 | 1135.265 | 0 | 1138.284 | 1138.284 | 0 | 0
|  | 1061.798 | 1061.798 | 0 | 199.58 | 0 | 0 | 10000 | 100% | 0 | 1061.798 | 654.396 | 95.683 | 277.34 | 0 | 34.379 | 248.48 | 1012.898 | 0 | 1061.798 | 1061.798 | 0 | 0
|  | 719.192 | 719.192 | 0 | 294.288 | 0 | 0 | 10000 | 100% | 0 | 719.192 | 384.346 | 87.457 | 247.389 | 0 | 0 | 248.48 | 765 | 0 | 719.192 | 719.192 | 0 | 0
|  | 983.977 | 958.205 | 25.772 | 0 | 0 | 0 | 10000 | 100% | 0 | 983.977 | 469.274 | 78.327 | 344.2 | 92.176 | 0 | 248.48 | 709.725 | 7500 | 983.977 | 958.205 | 0 | 25.772
|  | 1347.697 | 479.127 | 0 | 0 | 0 | 868.57 | 10000 | 100% | 0 | 1347.697 | 418.496 | 57.048 | 597.8 | 274.353 | 0 | 248.48 | 230.647 | 0 | 1347.697 | 479.127 | 868.57 | 0
|  | 1401.244 | 483.592 | 0 | 0 | 0 | 917.652 | 9131.43 | 91.31% | 0 | 1401.244 | 485.709 | 66.868 | 515.294 | 333.373 | 0 | 248.48 | 235.112 | 0 | 1401.244 | 483.592 | 917.652 | 0
|  | 1128.478 | 465.588 | 0 | 0 | 0 | 662.89 | 8213.778 | 82.14% | 0 | 1128.478 | 520.971 | 89.407 | 360.666 | 142.646 | 14.788 | 248.48 | 217.108 | 0 | 1128.478 | 465.588 | 662.89 | 0
|  | 981.936 | 291.104 | 0 | 0 | 0 | 690.832 | 7550.888 | 75.51% | -1.1369e-13 | 981.936 | 561.496 | 69.082 | 292.715 | 29.067 | 29.575 | 248.48 | 42.624 | 0 | 981.936 | 291.104 | 690.832 | 0
|  | 968.434 | 262.607 | 0 | 0 | 0 | 705.827 | 6860.056 | 68.6% | 0 | 968.434 | 495.158 | 59.631 | 246.843 | 137.058 | 29.744 | 248.48 | 14.127 | 0 | 968.434 | 262.607 | 705.827 | 0
|  | 1095.043 | 248.48 | 846.563 | 0 | 2500 | 0 | 6154.229 | 61.54% | 0 | 1095.043 | 608.835 | 28.268 | 219.445 | 208.695 | 29.8 | 248.48 | 0 | 7500 | 1095.043 | 248.48 | 0 | 846.563
|  | 977.517 | 248.48 | 0 | 0 | 0 | 729.037 | 8654.229 | 86.54% | 0 | 977.517 | 592.122 | 20.47 | 236.888 | 98.408 | 29.629 | 248.48 | 0 | 0 | 977.517 | 248.48 | 729.037 | 0
|  | 809.763 | 248.48 | 561.283 | 0 | 2074.808 | 0 | 7925.192 | 79.25% | 0 | 809.763 | 521.764 | 17.66 | 240.764 | 0 | 29.575 | 248.48 | 0 | 7500 | 809.763 | 248.48 | 0 | 561.283
|  | 843.422 | 248.48 | 594.942 | 0 | 0 | 0 | 10000 | 100% | 0 | 843.422 | 286.194 | 96.574 | 433.935 | 0 | 26.72 | 248.48 | 0 | 7500 | 843.422 | 248.48 | 0 | 594.942
|  | 697.713 | 248.48 | 449.233 | 0 | 0 | 0 | 10000 | 100% | 0 | 697.713 | 216.675 | 88.228 | 369.408 | 0 | 23.401 | 248.48 | 0 | 7500 | 697.713 | 248.48 | 0 | 449.233
|  | 614.483 | 248.48 | 366.003 | 0 | 0 | 0 | 10000 | 100% | 0 | 614.483 | 197.607 | 74.423 | 316.3 | 0 | 26.153 | 248.48 | 0 | 7500 | 614.483 | 248.48 | 0 | 366.003
|  | 577.202 | 248.48 | 328.722 | 0 | 0 | 0 | 10000 | 100% | 0 | 577.202 | 174.096 | 65.13 | 310.989 | 0 | 26.988 | 248.48 | 0 | 7500 | 577.202 | 248.48 | 0 | 328.722
|  | 537.293 | 248.48 | 0 | 0 | 0 | 288.813 | 10000 | 100% | 0 | 537.293 | 152.599 | 63.536 | 246.991 | 0 | 74.167 | 248.48 | 0 | 0 | 537.293 | 248.48 | 288.813 | 0
|  | 665.762 | 248.48 | 0 | 0 | 0 | 417.282 | 9711.187 | 97.11% | 0 | 665.762 | 165.656 | 90.364 | 335.887 | 0 | 73.855 | 248.48 | 0 | 0 | 665.762 | 248.48 | 417.282 | 0
|  | 890.108 | 283.297 | 0 | 0 | 0 | 606.811 | 9293.905 | 92.94% | 0 | 890.108 | 184.983 | 84.93 | 412.684 | 127.164 | 80.347 | 248.48 | 34.817 | 0 | 890.108 | 283.297 | 606.811 | 0
|  | 1450.601 | 670.803 | 0 | 0 | 0 | 779.798 | 8687.094 | 86.87% | 0 | 1450.601 | 317.323 | 63.609 | 328.65 | 363.242 | 377.777 | 248.48 | 422.323 | 0 | 1450.601 | 670.803 | 779.798 | 0
|  | 1739.56 | 1113.01 | 0 | 0 | 0 | 626.55 | 7907.296 | 79.07% | 0 | 1739.56 | 451.778 | 37.751 | 546.596 | 380.115 | 323.321 | 248.48 | 864.53 | 0 | 1739.56 | 1113.01 | 626.55 | 0
|  | 1253.385 | 928.949 | 0 | 0 | 0 | 324.436 | 7280.746 | 72.81% | 0 | 1253.385 | 381.701 | 23.552 | 451.569 | 117.156 | 279.408 | 248.48 | 680.469 | 0 | 1253.385 | 928.949 | 324.436 | 0
|  | 1118.651 | 1118.651 | 0 | 21.26 | 21.26 | 0 | 6956.31 | 69.56% | 0 | 1118.651 | 391.648 | 21.542 | 395.516 | 64.23 | 245.715 | 248.48 | 891.431 | 0 | 1118.651 | 1118.651 | 0 | 0
|  | 1240.078 | 1052.858 | 187.22 | 0 | 2500 | 0 | 6977.57 | 69.78% | 0 | 1240.078 | 381.199 | 54.892 | 439.511 | 206.061 | 158.415 | 248.48 | 804.378 | 7500 | 1240.078 | 1052.858 | 0 | 187.22
|  | 1276.285 | 1060.174 | 216.111 | 0 | 522.43 | 0 | 9477.57 | 94.78% | 0 | 1276.285 | 381.294 | 115.171 | 473.56 | 199.228 | 107.032 | 248.48 | 811.694 | 7500 | 1276.285 | 1060.174 | 0 | 216.111
|  | 998.068 | 998.068 | 0 | 439.644 | 0 | 0 | 10000 | 100% | 0 | 998.068 | 400.452 | 84.967 | 394.383 | 56.71 | 61.557 | 248.48 | 1189.232 | 0 | 998.068 | 998.068 | 0 | 0
|  | 780.419 | 780.419 | 0 | 414.974 | 0 | 0 | 10000 | 100% | 0 | 780.419 | 304.752 | 70.641 | 322.871 | 62.504 | 19.651 | 248.48 | 946.913 | 0 | 780.419 | 780.419 | 0 | 0
|  | 992.767 | 975.166 | 17.601 | 0 | 0 | 0 | 10000 | 100% | 0 | 992.767 | 363.518 | 59.762 | 380.276 | 189.212 | 0 | 248.48 | 726.686 | 7500 | 992.767 | 975.166 | 0 | 17.601
|  | 1124.289 | 681.691 | 0 | 0 | 0 | 442.598 | 10000 | 100% | 0 | 1124.289 | 410.768 | 56.989 | 486.312 | 170.221 | 0 | 248.48 | 433.211 | 0 | 1124.289 | 681.691 | 442.598 | 0
|  | 955.559 | 421.735 | 0 | 0 | 0 | 533.824 | 9557.402 | 95.57% | 0 | 955.559 | 449.88 | 76.431 | 374.875 | 54.373 | 0 | 248.48 | 173.255 | 0 | 955.559 | 421.735 | 533.824 | 0
|  | 1153.662 | 292.995 | 0 | 0 | 0 | 860.667 | 9023.578 | 90.24% | 0 | 1153.662 | 609.254 | 84.304 | 358.545 | 88.396 | 13.163 | 248.48 | 44.515 | 0 | 1153.662 | 292.995 | 860.667 | 0
|  | 1007.526 | 262.78 | 0 | 0 | 0 | 744.746 | 8162.911 | 81.63% | 0 | 1007.526 | 498.904 | 66.325 | 268.311 | 147.661 | 26.325 | 248.48 | 14.3 | 0 | 1007.526 | 262.78 | 744.746 | 0
|  | 917.391 | 284.778 | 0 | 0 | 0 | 632.613 | 7418.165 | 74.18% | 0 | 917.391 | 481.487 | 35.364 | 291.177 | 82.983 | 26.381 | 248.48 | 36.298 | 0 | 917.391 | 284.778 | 632.613 | 0
|  | 873.412 | 248.48 | 624.932 | 0 | 2500 | 0 | 6785.552 | 67.86% | 0 | 873.412 | 527.941 | 21.072 | 292.832 | 5.185 | 26.381 | 248.48 | 0 | 7500 | 873.412 | 248.48 | 0 | 624.932
|  | 863.331 | 248.48 | 0 | 0 | 0 | 614.851 | 9285.552 | 92.86% | 0 | 863.331 | 588.982 | 16.552 | 228.2 | 3.272 | 26.325 | 248.48 | 0 | 0 | 863.331 | 248.48 | 614.851 | 0
|  | 751.407 | 248.48 | 502.927 | 0 | 1329.299 | 0 | 8670.701 | 86.71% | 0 | 751.407 | 475.432 | 16.765 | 232.885 | 0 | 26.325 | 248.48 | 0 | 7500 | 751.407 | 248.48 | 0 | 502.927
|  | 880.866 | 248.48 | 632.386 | 0 | 0 | 0 | 10000 | 100% | 0 | 880.866 | 280.488 | 90.475 | 488.454 | 0 | 21.45 | 248.48 | 0 | 7500 | 880.866 | 248.48 | 0 | 632.386
|  | 759.478 | 248.48 | 510.998 | 0 | 0 | 0 | 10000 | 100% | 0 | 759.478 | 218.48 | 84.531 | 437.492 | 0 | 18.975 | 248.48 | 0 | 7500 | 759.478 | 248.48 | 0 | 510.998
|  | 664.263 | 248.48 | 415.783 | 0 | 0 | 0 | 10000 | 100% | 0 | 664.263 | 189.311 | 72.865 | 368.452 | 0 | 33.635 | 248.48 | 0 | 7500 | 664.263 | 248.48 | 0 | 415.783
|  | 623.216 | 248.48 | 374.736 | 0 | 0 | 0 | 10000 | 100% | 0 | 623.216 | 155.853 | 55.019 | 349.547 | 0 | 62.797 | 248.48 | 0 | 7500 | 623.216 | 248.48 | 0 | 374.736
|  | 682.716 | 248.48 | 0 | 0 | 0 | 434.236 | 10000 | 100% | 0 | 682.716 | 152.873 | 75.508 | 362.04 | 0 | 92.296 | 248.48 | 0 | 0 | 682.716 | 248.48 | 434.236 | 0
|  | 736.265 | 248.48 | 0 | 0 | 0 | 487.785 | 9565.764 | 95.66% | 0 | 736.265 | 163.789 | 94.285 | 437.577 | 0 | 40.614 | 248.48 | 0 | 0 | 736.265 | 248.48 | 487.785 | 0
|  | 880.617 | 252.413 | 0 | 0 | 0 | 628.204 | 9077.979 | 90.78% | 0 | 880.617 | 192.723 | 67.862 | 428.802 | 126.418 | 64.812 | 248.48 | 3.933 | 0 | 880.617 | 252.413 | 628.204 | 0
|  | 1202.454 | 316.19 | 0 | 0 | 0 | 886.264 | 8449.775 | 84.5% | 0 | 1202.454 | 303.494 | 53.185 | 383.897 | 336.438 | 125.441 | 248.48 | 67.71 | 0 | 1202.454 | 316.19 | 886.264 | 0
|  | 1927.415 | 401.251 | 0 | 0 | 0 | 1526.164 | 7563.511 | 75.64% | 0 | 1927.415 | 463.902 | 27.061 | 592.344 | 380.983 | 463.126 | 248.48 | 152.771 | 0 | 1927.415 | 401.251 | 1526.164 | 0
|  | 1452.617 | 705.173 | 0 | 0 | 0 | 747.444 | 6037.347 | 60.37% | 0 | 1452.617 | 423.508 | 21.653 | 540.691 | 126.013 | 340.752 | 248.48 | 456.693 | 0 | 1452.617 | 705.173 | 747.444 | 0
|  | 1082.292 | 686.614 | 395.678 | 0 | 2500 | 0 | 5289.903 | 52.9% | 0 | 1082.292 | 354.796 | 28.118 | 484.375 | 70.105 | 144.899 | 248.48 | 438.134 | 7500 | 1082.292 | 686.614 | 0 | 395.678
|  | 1295.065 | 378.859 | 916.206 | 0 | 2210.097 | 0 | 7789.903 | 77.9% | 0 | 1295.065 | 321.839 | 95.264 | 419.243 | 251.308 | 207.411 | 248.48 | 130.379 | 7500 | 1295.065 | 378.859 | 0 | 916.206
|  | 1411.982 | 528.752 | 883.23 | 0 | 0 | 0 | 10000 | 100% | 0 | 1411.982 | 447.336 | 98.246 | 413.375 | 298.102 | 154.924 | 248.48 | 280.272 | 7500 | 1411.982 | 528.752 | 0 | 883.23
|  | 1038.397 | 813.315 | 225.082 | 0 | 0 | 0 | 10000 | 100% | 0 | 1038.397 | 364.322 | 80.923 | 374.223 | 101.573 | 117.356 | 248.48 | 564.835 | 7500 | 1038.397 | 813.315 | 0 | 225.082
|  | 835.158 | 835.158 | 0 | 209.969 | 0 | 0 | 10000 | 100% | 0 | 835.158 | 308.335 | 76.026 | 377.551 | 70.028 | 3.219 | 248.48 | 796.647 | 0 | 835.158 | 835.158 | 0 | 0
|  | 1090.479 | 1090.479 | 0 | 176.765 | 0 | 0 | 10000 | 100% | 0 | 1090.479 | 350.322 | 60.297 | 431.524 | 247.756 | 0.58 | 248.48 | 1018.764 | 0 | 1090.479 | 1090.479 | 0 | 0
|  | 1289.303 | 1139.558 | 0 | 0 | 0 | 149.745 | 10000 | 100% | 0 | 1289.303 | 400.319 | 67.458 | 574.122 | 247.404 | 0 | 248.48 | 891.078 | 0 | 1289.303 | 1139.558 | 149.745 | 0
|  | 1228.496 | 1036.511 | 0 | 0 | 0 | 191.985 | 9850.255 | 98.5% | 0 | 1228.496 | 536.195 | 96.757 | 503.555 | 91.989 | 0 | 248.48 | 788.031 | 0 | 1228.496 | 1036.511 | 191.985 | 0
|  | 1083.859 | 993.639 | 0 | 0 | 0 | 90.22 | 9658.27 | 96.58% | 0 | 1083.859 | 571.647 | 75.303 | 358.479 | 67.706 | 10.725 | 248.48 | 745.159 | 0 | 1083.859 | 993.639 | 90.22 | 0
|  | 980.095 | 318.372 | 0 | 0 | 0 | 661.723 | 9568.05 | 95.68% | 0 | 980.095 | 466.973 | 56.544 | 257.586 | 177.542 | 21.45 | 248.48 | 69.892 | 0 | 980.095 | 318.372 | 661.723 | 0
|  | 948.846 | 401.745 | 0 | 0 | 0 | 547.101 | 8906.327 | 89.06% | 0 | 948.846 | 484.547 | 25.968 | 266.63 | 150.251 | 21.45 | 248.48 | 153.265 | 0 | 948.846 | 401.745 | 547.101 | 0
|  | 929.798 | 248.48 | 681.318 | 0 | 1640.774 | 0 | 8359.226 | 83.59% | 0 | 929.798 | 590.561 | 20.712 | 254.017 | 43.059 | 21.45 | 248.48 | 0 | 7500 | 929.798 | 248.48 | 0 | 681.318
|  | 816.031 | 248.48 | 0 | 0 | 0 | 567.551 | 10000 | 100% | 0 | 816.031 | 515.268 | 16.312 | 256.389 | 6.613 | 21.45 | 248.48 | 0 | 0 | 816.031 | 248.48 | 567.551 | 0
|  | 708.818 | 248.48 | 460.338 | 0 | 567.551 | 0 | 9432.449 | 94.32% | 0 | 708.818 | 429.341 | 32.182 | 225.845 | 0 | 21.45 | 248.48 | 0 | 7500 | 708.818 | 248.48 | 0 | 460.338
|  | 839.004 | 248.48 | 590.524 | 0 | 0 | 0 | 10000 | 100% | 0 | 839.004 | 311.053 | 93.609 | 407.619 | 0 | 26.723 | 248.48 | 0 | 7500 | 839.004 | 248.48 | 0 | 590.524
|  | 723.578 | 248.48 | 475.098 | 0 | 0 | 0 | 10000 | 100% | 0 | 723.578 | 210.485 | 85.902 | 327.024 | 0 | 100.167 | 248.48 | 0 | 7500 | 723.578 | 248.48 | 0 | 475.098
|  | 651.062 | 248.48 | 402.582 | 0 | 0 | 0 | 10000 | 100% | 0 | 651.062 | 179.344 | 67.836 | 383.632 | 0 | 20.25 | 248.48 | 0 | 7500 | 651.062 | 248.48 | 0 | 402.582
|  | 709.167 | 248.48 | 460.687 | 0 | 0 | 0 | 10000 | 100% | 0 | 709.167 | 163.599 | 64.569 | 359.364 | 0 | 121.635 | 248.48 | 0 | 7500 | 709.167 | 248.48 | 0 | 460.687
|  | 748.175 | 248.48 | 0 | 0 | 0 | 499.695 | 10000 | 100% | 0 | 748.175 | 162.615 | 88.325 | 372.07 | 0 | 125.165 | 248.48 | 0 | 0 | 748.175 | 248.48 | 499.695 | 0
|  | 787.873 | 248.48 | 0 | 0 | 0 | 539.393 | 9500.305 | 95% | 0 | 787.873 | 173.798 | 87.512 | 413.294 | 0 | 113.269 | 248.48 | 0 | 0 | 787.873 | 248.48 | 539.393 | 0
|  | 1048.038 | 253.552 | 0 | 0 | 0 | 794.486 | 8960.912 | 89.61% | 0 | 1048.038 | 204.543 | 64.804 | 502.694 | 134.19 | 141.808 | 248.48 | 5.072 | 0 | 1048.038 | 253.552 | 794.486 | 0
|  | 1261.916 | 328.344 | 0 | 0 | 0 | 933.572 | 8166.426 | 81.66% | 0 | 1261.916 | 371.591 | 41.61 | 386.795 | 360.749 | 101.17 | 248.48 | 79.864 | 0 | 1261.916 | 328.344 | 933.572 | 0
|  | 1409.463 | 463.135 | 0 | 0 | 0 | 946.328 | 7232.854 | 72.33% | 0 | 1409.463 | 394.352 | 21.877 | 488.865 | 225.545 | 278.824 | 248.48 | 214.655 | 0 | 1409.463 | 463.135 | 946.328 | 0
|  | 1333.203 | 733.208 | 0 | 0 | 0 | 599.995 | 6286.526 | 62.87% | 0 | 1333.203 | 382.718 | 22.426 | 524.157 | 0 | 403.902 | 248.48 | 484.728 | 0 | 1333.203 | 733.208 | 599.995 | 0
|  | 1163.025 | 929.686 | 233.339 | 0 | 2500 | 0 | 5686.531 | 56.87% | 0 | 1163.025 | 365.499 | 54.877 | 524.17 | 0 | 218.479 | 248.48 | 681.206 | 7500 | 1163.025 | 929.686 | 0 | 233.339
|  | 942.501 | 854.015 | 88.486 | 0 | 1813.469 | 0 | 8186.531 | 81.87% | 0 | 942.501 | 360.18 | 109.466 | 466.396 | 0 | 6.459 | 248.48 | 605.535 | 7500 | 942.501 | 854.015 | 0 | 88.486
|  | 908.001 | 908.001 | 0 | 178.491 | 0 | 0 | 10000 | 100% | 0 | 908.001 | 403.46 | 92.143 | 410.525 | 0 | 1.873 | 248.48 | 838.012 | 0 | 908.001 | 908.001 | 0 | 0
|  | 810.746 | 706.161 | 104.585 | 0 | 0 | 0 | 10000 | 100% | 0 | 810.746 | 362.081 | 78.78 | 369.885 | 0 | 0 | 248.48 | 457.681 | 7500 | 810.746 | 706.161 | 0 | 104.585
|  | 686.167 | 686.167 | 0 | 105.466 | 0 | 0 | 10000 | 100% | 0 | 686.167 | 307.072 | 57.522 | 321.573 | 0 | 0 | 248.48 | 543.153 | 0 | 686.167 | 686.167 | 0 | 0
|  | 1050.722 | 846.23 | 204.492 | 0 | 0 | 0 | 10000 | 100% | 0 | 1050.722 | 373.813 | 61.013 | 481.005 | 134.892 | 0 | 248.48 | 597.75 | 7500 | 1050.722 | 846.23 | 0 | 204.492
|  | 1628.282 | 395.835 | 0 | 0 | 0 | 1232.447 | 10000 | 100% | 0 | 1628.282 | 446.055 | 84.316 | 710.398 | 387.515 | 0 | 248.48 | 147.355 | 0 | 1628.282 | 395.835 | 1232.447 | 0
|  | 1412.144 | 297.017 | 0 | 0 | 0 | 1115.127 | 8767.553 | 87.68% | 0 | 1412.144 | 463.055 | 78.009 | 517.202 | 353.879 | 0 | 248.48 | 48.537 | 0 | 1412.144 | 297.017 | 1115.127 | 0
|  | 1236.403 | 269.088 | 0 | 0 | 0 | 967.315 | 7652.426 | 76.52% | 0 | 1236.403 | 558.707 | 69.388 | 445.255 | 149.89 | 13.163 | 248.48 | 20.608 | 0 | 1236.403 | 269.088 | 967.315 | 0
|  | 927.948 | 253.062 | 0 | 0 | 0 | 674.886 | 6685.111 | 66.85% | 0 | 927.948 | 527.351 | 33.167 | 290.227 | 50.877 | 26.325 | 248.48 | 4.582 | 0 | 927.948 | 253.062 | 674.886 | 0
|  | 1027.648 | 249.491 | 0 | 0 | 0 | 778.157 | 6010.225 | 60.1% | 0 | 1027.648 | 530.198 | 20.413 | 279.591 | 170.951 | 26.496 | 248.48 | 1.011 | 0 | 1027.648 | 249.491 | 778.157 | 0
|  | 1066.591 | 248.48 | 818.111 | 0 | 2500 | 0 | 5232.068 | 52.32% | 0 | 1066.591 | 543.586 | 16.634 | 283.893 | 195.868 | 26.61 | 248.48 | 0 | 7500 | 1066.591 | 248.48 | 0 | 818.111
|  | 934.425 | 248.48 | 0 | 0 | 0 | 685.945 | 7732.068 | 77.32% | 0 | 934.425 | 554.429 | 18.335 | 269.127 | 65.697 | 26.837 | 248.48 | 0 | 0 | 934.425 | 248.48 | 685.945 | 0
|  | 753.683 | 248.48 | 505.203 | 0 | 2500 | 0 | 7046.123 | 70.46% | 0 | 753.683 | 437.571 | 63.72 | 225.499 | 0 | 26.894 | 248.48 | 0 | 7500 | 753.683 | 248.48 | 0 | 505.203
|  | 979.533 | 248.48 | 731.053 | 0 | 453.877 | 0 | 9546.123 | 95.46% | 0 | 979.533 | 347.843 | 74.282 | 528.734 | 0 | 28.675 | 248.48 | 0 | 7500 | 979.533 | 248.48 | 0 | 731.053
|  | 706.084 | 248.48 | 457.604 | 0 | 0 | 0 | 10000 | 100% | 0 | 706.084 | 196.131 | 74.633 | 402.414 | 0 | 32.906 | 248.48 | 0 | 7500 | 706.084 | 248.48 | 0 | 457.604
|  | 685.687 | 248.48 | 437.207 | 0 | 0 | 0 | 10000 | 100% | 0 | 685.687 | 180.551 | 52.548 | 377.77 | 0 | 74.818 | 248.48 | 0 | 7500 | 685.687 | 248.48 | 0 | 437.207
|  | 604.337 | 248.48 | 355.857 | 0 | 0 | 0 | 10000 | 100% | 0 | 604.337 | 157.302 | 76.79 | 344.817 | 0 | 25.428 | 248.48 | 0 | 7500 | 604.337 | 248.48 | 0 | 355.857
|  | 641.606 | 248.48 | 0 | 0 | 0 | 393.126 | 10000 | 100% | 0 | 641.606 | 154.148 | 91.016 | 380.537 | 0 | 15.905 | 248.48 | 0 | 0 | 641.606 | 248.48 | 393.126 | 0
|  | 738.748 | 248.48 | 0 | 0 | 0 | 490.268 | 9606.874 | 96.07% | 0 | 738.748 | 161.157 | 75.56 | 426.039 | 0 | 75.992 | 248.48 | 0 | 0 | 738.748 | 248.48 | 490.268 | 0
|  | 1019.96 | 249.074 | 0 | 0 | 0 | 770.886 | 9116.606 | 91.17% | 0 | 1019.96 | 193.384 | 62.975 | 475.676 | 140.742 | 147.183 | 248.48 | 0.594 | 0 | 1019.96 | 249.074 | 770.886 | 0
|  | 1423.603 | 254.892 | 0 | 0 | 0 | 1168.711 | 8345.72 | 83.46% | 0 | 1423.603 | 321.82 | 26.961 | 433.4 | 387.291 | 254.131 | 248.48 | 6.412 | 0 | 1423.603 | 254.892 | 1168.711 | 0
|  | 1671.624 | 277.377 | 0 | 0 | 0 | 1394.247 | 7177.009 | 71.77% | 0 | 1671.624 | 414.126 | 21.533 | 629.191 | 263.101 | 343.673 | 248.48 | 28.897 | 0 | 1671.624 | 277.377 | 1394.247 | 0
|  | 1274.8 | 290.192 | 0 | 0 | 0 | 984.608 | 5782.762 | 57.83% | 0 | 1274.8 | 366.7 | 27.704 | 590.359 | 0 | 290.037 | 248.48 | 41.712 | 0 | 1274.8 | 290.192 | 984.608 | 0
|  | 1056.557 | 301.606 | 754.951 | 0 | 2500 | 0 | 4798.154 | 47.98% | 0 | 1056.557 | 392.66 | 99.97 | 412.153 | 0 | 151.774 | 248.48 | 53.126 | 7500 | 1056.557 | 301.606 | 0 | 754.951
|  | 961.948 | 323.248 | 638.7 | 0 | 2500 | 0 | 7298.154 | 72.98% | 0 | 961.948 | 360.532 | 97.771 | 486.643 | 0 | 17.002 | 248.48 | 74.768 | 7500 | 961.948 | 323.248 | 0 | 638.7
|  | 1013.888 | 338.896 | 674.992 | 0 | 201.846 | 0 | 9798.154 | 97.98% | 0 | 1013.888 | 426.197 | 84.684 | 496.528 | 0 | 6.479 | 248.48 | 90.416 | 7500 | 1013.888 | 338.896 | 0 | 674.992
|  | 820.121 | 342.515 | 477.606 | 0 | 0 | 0 | 10000 | 100% | 0 | 820.121 | 374.55 | 70.279 | 372.052 | 0 | 3.24 | 248.48 | 94.035 | 7500 | 820.121 | 342.515 | 0 | 477.606
|  | 690.619 | 326.634 | 363.985 | 0 | 0 | 0 | 10000 | 100% | 0 | 690.619 | 326.829 | 60.128 | 302.755 | 0 | 0.907 | 248.48 | 78.154 | 7500 | 690.619 | 326.634 | 0 | 363.985
|  | 898.207 | 316.138 | 582.069 | 0 | 0 | 0 | 10000 | 100% | 0 | 898.207 | 338.163 | 68.539 | 379.514 | 111.991 | 0 | 248.48 | 67.658 | 7500 | 898.207 | 316.138 | 0 | 582.069
|  | 1567.468 | 268.802 | 0 | 0 | 0 | 1298.666 | 10000 | 100% | 0 | 1567.468 | 366.316 | 94.383 | 747.715 | 359.054 | 0 | 248.48 | 20.322 | 0 | 1567.468 | 268.802 | 1298.666 | 0
|  | 1534.373 | 254.252 | 0 | 0 | 0 | 1280.121 | 8701.334 | 87.01% | 0 | 1534.373 | 498.365 | 73.151 | 589.975 | 372.881 | 0 | 248.48 | 5.772 | 0 | 1534.373 | 254.252 | 1280.121 | 0
|  | 1145.273 | 252.031 | 0 | 0 | 0 | 893.242 | 7421.213 | 74.21% | 0 | 1145.273 | 536.083 | 57.208 | 403.298 | 134.547 | 14.137 | 248.48 | 3.551 | 0 | 1145.273 | 252.031 | 893.242 | 0
|  | 937.065 | 249.591 | 0 | 0 | 0 | 687.474 | 6527.971 | 65.28% | 0 | 937.065 | 502.6 | 27.895 | 327.99 | 50.306 | 28.275 | 248.48 | 1.111 | 0 | 937.065 | 249.591 | 687.474 | 0
|  | 954.595 | 248.485 | 0 | 0 | 0 | 706.11 | 5840.497 | 58.4% | 0 | 954.595 | 488.952 | 20.45 | 249.663 | 167.199 | 28.332 | 248.48 | 0.005 | 0 | 954.595 | 248.485 | 706.11 | 0
|  | 1150.799 | 248.48 | 902.319 | 0 | 2500 | 0 | 5134.387 | 51.34% | 0 | 1150.799 | 597.308 | 15.669 | 291.152 | 218.225 | 28.446 | 248.48 | 0 | 7500 | 1150.799 | 248.48 | 0 | 902.319
|  | 936.376 | 248.48 | 0 | 0 | 0 | 687.896 | 7634.387 | 76.34% | 0 | 936.376 | 547.732 | 36.415 | 250.747 | 72.693 | 28.789 | 248.48 | 0 | 0 | 936.376 | 248.48 | 687.896 | 0
|  | 760.723 | 248.48 | 512.243 | 0 | 2500 | 0 | 6946.491 | 69.46% | 0 | 760.723 | 433.168 | 98.43 | 200.28 | 0 | 28.846 | 248.48 | 0 | 7500 | 760.723 | 248.48 | 0 | 512.243
|  | 973.763 | 248.48 | 725.283 | 0 | 553.509 | 0 | 9446.491 | 94.46% | 0 | 973.763 | 287.36 | 81.433 | 573.695 | 0 | 31.276 | 248.48 | 0 | 7500 | 973.763 | 248.48 | 0 | 725.283
|  | 811.214 | 248.48 | 562.734 | 0 | 0 | 0 | 10000 | 100% | 0 | 811.214 | 232.807 | 59.351 | 452.674 | 0 | 66.383 | 248.48 | 0 | 7500 | 811.214 | 248.48 | 0 | 562.734
|  | 819.117 | 248.48 | 570.637 | 0 | 0 | 0 | 10000 | 100% | 0 | 819.117 | 173.061 | 60.536 | 462.592 | 0 | 122.928 | 248.48 | 0 | 7500 | 819.117 | 248.48 | 0 | 570.637
|  | 662.982 | 248.48 | 414.502 | 0 | 0 | 0 | 10000 | 100% | 0 | 662.982 | 144.198 | 91.311 | 342.9 | 0 | 84.574 | 248.48 | 0 | 7500 | 662.982 | 248.48 | 0 | 414.502
|  | 773.6 | 248.48 | 0 | 0 | 0 | 525.12 | 10000 | 100% | 0 | 773.6 | 164.876 | 86.217 | 423.442 | 0 | 99.065 | 248.48 | 0 | 0 | 773.6 | 248.48 | 525.12 | 0
|  | 724.76 | 248.48 | 0 | 0 | 0 | 476.28 | 9474.88 | 94.75% | 0 | 724.76 | 159.849 | 63.865 | 430.311 | 0 | 70.735 | 248.48 | 0 | 0 | 724.76 | 248.48 | 476.28 | 0
|  | 910.789 | 530.627 | 0 | 0 | 0 | 380.162 | 8998.6 | 89.99% | 0 | 910.789 | 190.95 | 42.212 | 398.119 | 125.702 | 153.806 | 248.48 | 282.147 | 0 | 910.789 | 530.627 | 380.162 | 0
|  | 1364.043 | 861.437 | 0 | 0 | 0 | 502.606 | 8618.438 | 86.18% | 0 | 1364.043 | 345.123 | 24.004 | 366.535 | 367.757 | 260.624 | 248.48 | 612.957 | 0 | 1364.043 | 861.437 | 502.606 | 0
|  | 1680.583 | 1247.922 | 0 | 0 | 0 | 432.661 | 8115.832 | 81.16% | 0 | 1680.583 | 428.218 | 22.402 | 591.248 | 262.62 | 376.095 | 248.48 | 999.442 | 0 | 1680.583 | 1247.922 | 432.661 | 0
|  | 1208.355 | 1099.532 | 0 | 0 | 0 | 108.823 | 7683.171 | 76.83% | 0 | 1208.355 | 372.164 | 60.907 | 562.03 | 0 | 213.254 | 248.48 | 851.052 | 0 | 1208.355 | 1099.532 | 108.823 | 0
|  | 1062.601 | 1062.601 | 0 | 361.574 | 361.574 | 0 | 7574.348 | 75.74% | 0 | 1062.601 | 362.057 | 96.987 | 401.783 | 0 | 201.774 | 248.48 | 1175.695 | 0 | 1062.601 | 1062.601 | 0 | 0
|  | 1088.082 | 1088.082 | 0 | 622.82 | 622.82 | 0 | 7935.922 | 79.36% | 0 | 1088.082 | 389.481 | 81.906 | 515.249 | 0 | 101.446 | 248.48 | 1462.422 | 0 | 1088.082 | 1088.082 | 0 | 0
|  | 933.247 | 933.247 | 0 | 955.31 | 955.31 | 0 | 8558.742 | 85.59% | 0 | 933.247 | 392.842 | 80.644 | 417.4 | 0 | 42.362 | 248.48 | 1640.077 | 0 | 933.247 | 933.247 | 0 | 0
|  | 914.718 | 914.718 | 0 | 740.472 | 485.948 | 0 | 9514.052 | 95.14% | 0 | 914.718 | 414.062 | 65.973 | 434.683 | 0 | 0 | 248.48 | 1406.71 | 0 | 914.718 | 914.718 | 0 | 0
|  | 680.173 | 680.173 | 0 | 899.651 | 0 | 0 | 10000 | 100% | 0 | 680.173 | 303.083 | 59.802 | 317.289 | 0 | 0 | 248.48 | 1331.344 | 0 | 680.173 | 680.173 | 0 | 0
|  | 899.61 | 899.61 | 0 | 584.876 | 0 | 0 | 10000 | 100% | 0 | 899.61 | 326.077 | 92.368 | 387.139 | 94.026 | 0 | 248.48 | 1236.006 | 0 | 899.61 | 899.61 | 0 | 0
|  | 1365.206 | 1365.206 | 0 | 36.155 | 0 | 0 | 10000 | 100% | 0 | 1365.206 | 441.727 | 78.482 | 547.81 | 297.187 | 0 | 248.48 | 1152.881 | 0 | 1365.206 | 1365.206 | 0 | 0
|  | 1553.475 | 852.789 | 0 | 0 | 0 | 700.686 | 10000 | 100% | 0 | 1553.475 | 547.197 | 66.622 | 611.142 | 328.515 | 0 | 248.48 | 604.309 | 0 | 1553.475 | 852.789 | 700.686 | 0
|  | 1077.004 | 793.736 | 0 | 0 | 0 | 283.268 | 9299.314 | 92.99% | 0 | 1077.004 | 551.676 | 36.802 | 346.711 | 126.378 | 15.438 | 248.48 | 545.256 | 0 | 1077.004 | 793.736 | 283.268 | 0
|  | 896.342 | 812.739 | 0 | 0 | 0 | 83.603 | 9016.046 | 90.16% | 0 | 896.342 | 511.251 | 20.685 | 307.72 | 25.81 | 30.875 | 248.48 | 564.259 | 0 | 896.342 | 812.739 | 83.603 | 0
|  | 885.156 | 705.205 | 0 | 0 | 0 | 179.951 | 8932.443 | 89.32% | 0 | 885.156 | 486.619 | 14.954 | 227.89 | 124.818 | 30.875 | 248.48 | 456.725 | 0 | 885.156 | 705.205 | 179.951 | 0
|  | 989.231 | 340.376 | 648.855 | 0 | 1247.508 | 0 | 8752.492 | 87.52% | 0 | 989.231 | 516.394 | 17.75 | 234.704 | 189.449 | 30.933 | 248.48 | 91.896 | 7500 | 989.231 | 340.376 | 0 | 648.855
|  | 995.458 | 248.48 | 0 | 0 | 0 | 746.978 | 10000 | 100% | 0 | 995.458 | 571.112 | 64.262 | 242.671 | 86.079 | 31.334 | 248.48 | 0 | 0 | 995.458 | 248.48 | 746.978 | 0
|  | 897.275 | 248.48 | 648.795 | 0 | 746.978 | 0 | 9253.022 | 92.53% | 0 | 897.275 | 506.072 | 114.176 | 245.578 | 0 | 31.449 | 248.48 | 0 | 7500 | 897.275 | 248.48 | 0 | 648.795
|  | 987.353 | 248.48 | 738.873 | 0 | 0 | 0 | 10000 | 100% | 0 | 987.353 | 343.593 | 73.466 | 547.43 | 0 | 22.865 | 248.48 | 0 | 7500 | 987.353 | 248.48 | 0 | 738.873
|  | 783.312 | 248.48 | 534.832 | 0 | 0 | 0 | 10000 | 100% | 0 | 783.312 | 232.193 | 55.693 | 440.494 | 0 | 54.933 | 248.48 | 0 | 7500 | 783.312 | 248.48 | 0 | 534.832
|  | 795.615 | 248.48 | 547.135 | 0 | 0 | 0 | 10000 | 100% | 0 | 795.615 | 191.442 | 69.834 | 466.171 | 0 | 68.168 | 248.48 | 0 | 7500 | 795.615 | 248.48 | 0 | 547.135
|  | 721.754 | 248.48 | 473.274 | 0 | 0 | 0 | 10000 | 100% | 0 | 721.754 | 184.4 | 83.835 | 364.204 | 0 | 89.316 | 248.48 | 0 | 7500 | 721.754 | 248.48 | 0 | 473.274
|  | 660.898 | 248.48 | 0 | 0 | 0 | 412.418 | 10000 | 100% | 0 | 660.898 | 168.412 | 71.589 | 325.566 | 0 | 95.331 | 248.48 | 0 | 0 | 660.898 | 248.48 | 412.418 | 0
|  | 739.771 | 248.48 | 0 | 0 | 0 | 491.291 | 9587.582 | 95.88% | 0 | 739.771 | 176.397 | 54.455 | 427.223 | 0 | 81.696 | 248.48 | 0 | 0 | 739.771 | 248.48 | 491.291 | 0
|  | 943.843 | 292.392 | 0 | 0 | 0 | 651.451 | 9096.291 | 90.96% | -1.1369e-13 | 943.843 | 202.065 | 25.076 | 482.98 | 144.688 | 89.034 | 248.48 | 43.912 | 0 | 943.843 | 292.392 | 651.451 | 0
|  | 1132.702 | 412.812 | 0 | 0 | 0 | 719.89 | 8444.84 | 84.45% | 0 | 1132.702 | 230.642 | 22.539 | 357.131 | 374.357 | 148.033 | 248.48 | 164.332 | 0 | 1132.702 | 412.812 | 719.89 | 0
|  | 1410.593 | 418.513 | 0 | 0 | 0 | 992.08 | 7724.95 | 77.25% | 0 | 1410.593 | 364.813 | 26.289 | 423.114 | 245.721 | 350.655 | 248.48 | 170.033 | 0 | 1410.593 | 418.513 | 992.08 | 0
|  | 1450.247 | 594.165 | 0 | 0 | 0 | 856.082 | 6732.87 | 67.33% | 0 | 1450.247 | 429.138 | 97.784 | 440.422 | 0 | 482.903 | 248.48 | 345.685 | 0 | 1450.247 | 594.165 | 856.082 | 0
|  | 1326.906 | 949.337 | 377.569 | 0 | 2500 | 0 | 5876.788 | 58.77% | 0 | 1326.906 | 524.046 | 92.621 | 352.294 | 0 | 357.945 | 248.48 | 700.857 | 7500 | 1326.906 | 949.337 | 0 | 377.569
|  | 1059.609 | 1018.038 | 41.571 | 0 | 1623.212 | 0 | 8376.788 | 83.77% | 0 | 1059.609 | 508.391 | 83.53 | 340.922 | 0 | 126.766 | 248.48 | 769.558 | 7500 | 1059.609 | 1018.038 | 0 | 41.571
|  | 1083.031 | 1083.031 | 0 | 146.659 | 0 | 0 | 10000 | 100% | 0 | 1083.031 | 607.477 | 75.612 | 323.761 | 0 | 76.182 | 248.48 | 981.21 | 0 | 1083.031 | 1083.031 | 0 | 0
|  | 978.641 | 978.641 | 0 | 513.973 | 0 | 0 | 10000 | 100% | 0 | 978.641 | 590.994 | 59.058 | 328.589 | 0 | 0 | 248.48 | 1244.134 | 0 | 978.641 | 978.641 | 0 | 0
|  | 793.195 | 793.195 | 0 | 1032.067 | 0 | 0 | 10000 | 100% | 0 | 793.195 | 438.963 | 70.676 | 283.556 | 0 | 0 | 248.48 | 1576.782 | 0 | 793.195 | 793.195 | 0 | 0
|  | 1098.395 | 1098.395 | 0 | 60.958 | 0 | 0 | 10000 | 100% | 0 | 1098.395 | 517.769 | 83.024 | 405.836 | 91.767 | 0 | 248.48 | 910.873 | 0 | 1098.395 | 1098.395 | 0 | 0
|  | 1336.983 | 1092.158 | 0 | 0 | 0 | 244.825 | 10000 | 100% | 0 | 1336.983 | 479.252 | 73.547 | 517.033 | 267.151 | 0 | 248.48 | 843.678 | 0 | 1336.983 | 1092.158 | 244.825 | 0
|  | 1414.993 | 932.058 | 0 | 0 | 0 | 482.935 | 9755.175 | 97.55% | 0 | 1414.993 | 507.396 | 55.753 | 557.117 | 294.728 | 0 | 248.48 | 683.578 | 0 | 1414.993 | 932.058 | 482.935 | 0
|  | 909.018 | 530.769 | 0 | 0 | 0 | 378.249 | 9272.24 | 92.72% | 0 | 909.018 | 474.445 | 25.493 | 291.585 | 106.933 | 10.563 | 248.48 | 282.289 | 0 | 909.018 | 530.769 | 378.249 | 0
|  | 748.39 | 456.031 | 0 | 0 | 0 | 292.359 | 8893.991 | 88.94% | 0 | 748.39 | 454.665 | 21.839 | 234.117 | 16.644 | 21.125 | 248.48 | 207.551 | 0 | 748.39 | 456.031 | 292.359 | 0
|  | 931.22 | 603.328 | 0 | 0 | 0 | 327.892 | 8601.632 | 86.02% | 0 | 931.22 | 546.356 | 18.358 | 234.259 | 111.122 | 21.125 | 248.48 | 354.848 | 0 | 931.22 | 603.328 | 327.892 | 0
|  | 1054.36 | 291.505 | 762.855 | 0 | 1726.26 | 0 | 8273.74 | 82.74% | 0 | 1054.36 | 596.369 | 33.52 | 228.642 | 174.705 | 21.125 | 248.48 | 43.025 | 7500 | 1054.36 | 291.505 | 0 | 762.855
|  | 1129.593 | 248.48 | 0 | 0 | 0 | 881.113 | 10000 | 100% | 0 | 1129.593 | 677.409 | 105.082 | 241.567 | 84.41 | 21.125 | 248.48 | 0 | 0 | 1129.593 | 248.48 | 881.113 | 0
|  | 748.407 | 248.48 | 499.927 | 0 | 881.113 | 0 | 9118.887 | 91.19% | 0 | 748.407 | 424.547 | 104.569 | 198.166 | 0 | 21.125 | 248.48 | 0 | 7500 | 748.407 | 248.48 | 0 | 499.927
|  | 876.946 | 248.48 | 628.466 | 0 | 0 | 0 | 10000 | 100% | 0 | 876.946 | 330.315 | 59.725 | 464.401 | 0 | 22.505 | 248.48 | 0 | 7500 | 876.946 | 248.48 | 0 | 628.466
|  | 760.582 | 248.48 | 512.102 | 0 | 0 | 0 | 10000 | 100% | 0 | 760.582 | 248.667 | 59.628 | 394.974 | 0 | 57.313 | 248.48 | 0 | 7500 | 760.582 | 248.48 | 0 | 512.102
|  | 657.944 | 248.48 | 409.464 | 0 | 0 | 0 | 10000 | 100% | 0 | 657.944 | 207.42 | 79.508 | 323.911 | 0 | 47.105 | 248.48 | 0 | 7500 | 657.944 | 248.48 | 0 | 409.464
|  | 623.24 | 248.48 | 374.76 | 0 | 0 | 0 | 10000 | 100% | 0 | 623.24 | 182.145 | 77.881 | 313.063 | 0 | 50.151 | 248.48 | 0 | 7500 | 623.24 | 248.48 | 0 | 374.76
|  | 589.176 | 248.48 | 0 | 0 | 0 | 340.696 | 10000 | 100% | 0 | 589.176 | 155.885 | 61.842 | 293.374 | 0 | 78.076 | 248.48 | 0 | 0 | 589.176 | 248.48 | 340.696 | 0
|  | 767.387 | 248.48 | 0 | 0 | 0 | 518.907 | 9659.304 | 96.59% | 0 | 767.387 | 173.072 | 40.317 | 431.909 | 0 | 122.089 | 248.48 | 0 | 0 | 767.387 | 248.48 | 518.907 | 0
|  | 1049.523 | 248.555 | 0 | 0 | 0 | 800.968 | 9140.397 | 91.4% | 0 | 1049.523 | 212.327 | 23.675 | 523.981 | 142.848 | 146.693 | 248.48 | 0.075 | 0 | 1049.523 | 248.555 | 800.968 | 0
|  | 1262.083 | 286.158 | 0 | 0 | 0 | 975.925 | 8339.429 | 83.39% | 0 | 1262.083 | 240.44 | 22.015 | 320.905 | 343.138 | 335.586 | 248.48 | 37.678 | 0 | 1262.083 | 286.158 | 975.925 | 0
|  | 1282.278 | 364.326 | 0 | 0 | 0 | 917.952 | 7363.504 | 73.64% | 0 | 1282.278 | 289.384 | 64.111 | 344.045 | 211.486 | 373.252 | 248.48 | 115.846 | 0 | 1282.278 | 364.326 | 917.952 | 0
|  | 1200.301 | 532.506 | 0 | 0 | 0 | 667.795 | 6445.552 | 64.46% | 0 | 1200.301 | 410.229 | 106.45 | 434.593 | 0 | 249.03 | 248.48 | 284.026 | 0 | 1200.301 | 532.506 | 667.795 | 0
|  | 1079.203 | 1079.203 | 0 | 18.361 | 18.361 | 0 | 5777.757 | 57.78% | 0 | 1079.203 | 498.659 | 87.525 | 306.864 | 0 | 186.155 | 248.48 | 849.084 | 0 | 1079.203 | 1079.203 | 0 | 0
|  | 1124.385 | 1068.861 | 55.524 | 0 | 2500 | 0 | 5796.118 | 57.96% | 0 | 1124.385 | 542.563 | 79.511 | 310.287 | 0 | 192.023 | 248.48 | 820.381 | 7500 | 1124.385 | 1068.861 | 0 | 55.524
|  | 1015.747 | 1015.747 | 0 | 681.7 | 681.7 | 0 | 8296.118 | 82.96% | 0 | 1015.747 | 595.274 | 59.23 | 279.583 | 0 | 81.66 | 248.48 | 1448.967 | 0 | 1015.747 | 1015.747 | 0 | 0
|  | 959.908 | 959.908 | 0 | 761.318 | 761.318 | 0 | 8977.818 | 89.78% | 0 | 959.908 | 627.969 | 58.603 | 270.789 | 0 | 2.548 | 248.48 | 1472.746 | 0 | 959.908 | 959.908 | 0 | 0
|  | 915.728 | 915.728 | 0 | 167.569 | 167.569 | 0 | 9739.136 | 97.39% | 0 | 915.728 | 470.55 | 79.76 | 365.419 | 0 | 0 | 248.48 | 834.817 | 0 | 915.728 | 915.728 | 0 | 0
|  | 1030.124 | 1030.124 | 0 | 533.565 | 93.295 | 0 | 9906.705 | 99.07% | 0 | 1030.124 | 476.687 | 79.55 | 358.163 | 115.725 | 0 | 248.48 | 1315.209 | 0 | 1030.124 | 1030.124 | 0 | 0
|  | 1319.436 | 1319.436 | 0 | 181.652 | 0 | 0 | 10000 | 100% | 0 | 1319.436 | 418.739 | 62.34 | 509.777 | 328.581 | 0 | 248.48 | 1252.608 | 0 | 1319.436 | 1319.436 | 0 | 0
|  | 1595.03 | 1247.29 | 0 | 0 | 0 | 347.74 | 10000 | 100% | 0 | 1595.03 | 540.861 | 39.56 | 615.798 | 398.811 | 0 | 248.48 | 998.81 | 0 | 1595.03 | 1247.29 | 347.74 | 0
|  | 978.7 | 978.7 | 0 | 154.369 | 154.369 | 0 | 9652.26 | 96.52% | 0 | 978.7 | 508.663 | 21.022 | 314.214 | 123.751 | 11.05 | 248.48 | 884.589 | 0 | 978.7 | 978.7 | 0 | 0
|  | 831.221 | 831.221 | 0 | 8.677 | 8.677 | 0 | 9806.629 | 98.07% | 0 | 831.221 | 498.824 | 15.112 | 245.89 | 49.295 | 22.1 | 248.48 | 591.418 | 0 | 831.221 | 831.221 | 0 | 0
|  | 925.038 | 617.585 | 0 | 0 | 0 | 307.453 | 9815.306 | 98.15% | 0 | 925.038 | 505.719 | 17.525 | 222.796 | 156.724 | 22.274 | 248.48 | 369.105 | 0 | 925.038 | 617.585 | 307.453 | 0
|  | 1052.18 | 494.98 | 557.2 | 0 | 492.147 | 0 | 9507.853 | 95.08% | 0 | 1052.18 | 562.225 | 62.508 | 228.351 | 176.765 | 22.331 | 248.48 | 246.5 | 7500 | 1052.18 | 494.98 | 0 | 557.2
|  | 970.255 | 248.48 | 0 | 0 | 0 | 721.775 | 10000 | 100% | 0 | 970.255 | 560.61 | 113.432 | 211.861 | 62.198 | 22.155 | 248.48 | 0 | 0 | 970.255 | 248.48 | 721.775 | 0
|  | 793.48 | 248.48 | 545 | 0 | 721.775 | 0 | 9278.225 | 92.78% | 0 | 793.48 | 446.978 | 113.327 | 211.075 | 0 | 22.1 | 248.48 | 0 | 7500 | 793.48 | 248.48 | 0 | 545
|  | 826.164 | 248.48 | 577.684 | 0 | 0 | 0 | 10000 | 100% | 0 | 826.164 | 347.864 | 60.101 | 389.843 | 0 | 28.356 | 248.48 | 0 | 7500 | 826.164 | 248.48 | 0 | 577.684
|  | 667.336 | 248.48 | 418.856 | 0 | 0 | 0 | 10000 | 100% | 0 | 667.336 | 211.162 | 73.334 | 328.004 | 0 | 54.836 | 248.48 | 0 | 7500 | 667.336 | 248.48 | 0 | 418.856
|  | 615.622 | 248.48 | 367.142 | 0 | 0 | 0 | 10000 | 100% | 0 | 615.622 | 192.198 | 93.915 | 277.018 | 0 | 52.491 | 248.48 | 0 | 7500 | 615.622 | 248.48 | 0 | 367.142
|  | 638.624 | 248.48 | 390.144 | 0 | 0 | 0 | 10000 | 100% | 0 | 638.624 | 155.376 | 69.079 | 299.421 | 0 | 114.748 | 248.48 | 0 | 7500 | 638.624 | 248.48 | 0 | 390.144
|  | 507.481 | 248.48 | 0 | 0 | 0 | 259.001 | 10000 | 100% | 0 | 507.481 | 136.464 | 56.887 | 232.772 | 0 | 81.358 | 248.48 | 0 | 0 | 507.481 | 248.48 | 259.001 | 0
|  | 702.817 | 248.48 | 0 | 0 | 0 | 454.337 | 9740.999 | 97.41% | 0 | 702.817 | 169.053 | 27.214 | 437.925 | 0 | 68.625 | 248.48 | 0 | 0 | 702.817 | 248.48 | 454.337 | 0
|  | 987.665 | 319.052 | 0 | 0 | 0 | 668.613 | 9286.662 | 92.87% | 0 | 987.665 | 231.89 | 20.487 | 429.71 | 145.368 | 160.211 | 248.48 | 70.572 | 0 | 987.665 | 319.052 | 668.613 | 0
|  | 1444.919 | 708.897 | 0 | 0 | 0 | 736.022 | 8618.049 | 86.18% | 0 | 1444.919 | 340.167 | 25.767 | 353.341 | 394.835 | 330.809 | 248.48 | 460.417 | 0 | 1444.919 | 708.897 | 736.022 | 0
|  | 1715.369 | 1402.674 | 0 | 0 | 0 | 312.695 | 7882.027 | 78.82% | 0 | 1715.369 | 436.543 | 95.341 | 584.932 | 361.473 | 237.08 | 248.48 | 1154.194 | 0 | 1715.369 | 1402.674 | 312.695 | 0
|  | 1481.847 | 1244.056 | 0 | 0 | 0 | 237.791 | 7569.332 | 75.69% | 0 | 1481.847 | 423.663 | 94.154 | 553.513 | 132.431 | 278.086 | 248.48 | 995.576 | 0 | 1481.847 | 1244.056 | 237.791 | 0
|  | 1253.743 | 1253.743 | 0 | 572.301 | 572.301 | 0 | 7331.541 | 73.32% | 0 | 1253.743 | 362.953 | 75.715 | 539.29 | 78.913 | 196.872 | 248.48 | 1577.564 | 0 | 1253.743 | 1253.743 | 0 | 0
|  | 1267.363 | 1181.046 | 86.317 | 0 | 2096.158 | 0 | 7903.842 | 79.04% | 0 | 1267.363 | 341.802 | 73.293 | 438.884 | 247.64 | 165.744 | 248.48 | 932.566 | 7500 | 1267.363 | 1181.046 | 0 | 86.317
|  | 1352.056 | 1352.056 | 0 | 23.194 | 0 | 0 | 10000 | 100% | 0 | 1352.056 | 407.609 | 59.333 | 460.662 | 280.134 | 144.319 | 248.48 | 1126.77 | 0 | 1352.056 | 1352.056 | 0 | 0
|  | 816.433 | 816.433 | 0 | 735.581 | 0 | 0 | 10000 | 100% | 0 | 816.433 | 385.212 | 69.574 | 280.643 | 77.354 | 3.65 | 248.48 | 1303.534 | 0 | 816.433 | 816.433 | 0 | 0
|  | 855.43 | 855.43 | 0 | 889.795 | 0 | 0 | 10000 | 100% | 0 | 855.43 | 312.385 | 95.025 | 381.758 | 66.262 | 0 | 248.48 | 1496.745 | 0 | 855.43 | 855.43 | 0 | 0
|  | 1151.092 | 1151.092 | 0 | 616.446 | 0 | 0 | 10000 | 100% | 0 | 1151.092 | 336.361 | 65.122 | 550.244 | 199.366 | 0 | 248.48 | 1519.058 | 0 | 1151.092 | 1151.092 | 0 | 0
|  | 1124.131 | 1124.131 | 0 | 259.467 | 0 | 0 | 10000 | 100% | 0 | 1124.131 | 415.75 | 60.037 | 445.071 | 203.274 | 0 | 248.48 | 1135.118 | 0 | 1124.131 | 1124.131 | 0 | 0
|  | 1008.325 | 1008.325 | 0 | 318.437 | 0 | 0 | 10000 | 100% | 0 | 1008.325 | 491.397 | 28.858 | 414.425 | 73.645 | 0 | 248.48 | 1078.282 | 0 | 1008.325 | 1008.325 | 0 | 0
|  | 996.901 | 964.521 | 0 | 0 | 0 | 32.38 | 10000 | 100% | 0 | 996.901 | 539.798 | 18.136 | 340.346 | 84.646 | 13.975 | 248.48 | 716.041 | 0 | 996.901 | 964.521 | 32.38 | 0
|  | 960.228 | 505.852 | 0 | 0 | 0 | 454.376 | 9967.62 | 99.68% | 0 | 960.228 | 478.24 | 17.517 | 264.776 | 171.745 | 27.95 | 248.48 | 257.372 | 0 | 960.228 | 505.852 | 454.376 | 0
|  | 941.498 | 306.506 | 0 | 0 | 0 | 634.992 | 9513.244 | 95.13% | 0 | 941.498 | 477.549 | 32.411 | 278.556 | 124.974 | 28.008 | 248.48 | 58.026 | 0 | 941.498 | 306.506 | 634.992 | 0
|  | 944.212 | 344.223 | 599.989 | 0 | 1121.748 | 0 | 8878.252 | 88.78% | 0 | 944.212 | 538.49 | 100.46 | 247.015 | 30.239 | 28.008 | 248.48 | 95.743 | 7500 | 944.212 | 344.223 | 0 | 599.989
|  | 964.771 | 248.48 | 0 | 0 | 0 | 716.291 | 10000 | 100% | 0 | 964.771 | 560.689 | 114.692 | 254.266 | 7.174 | 27.95 | 248.48 | 0 | 0 | 964.771 | 248.48 | 716.291 | 0
|  | 1036.258 | 248.48 | 787.778 | 0 | 716.291 | 0 | 9283.709 | 92.84% | 0 | 1036.258 | 455.798 | 106.432 | 446.078 | 0 | 27.95 | 248.48 | 0 | 7500 | 1036.258 | 248.48 | 0 | 787.778
|  | 770.817 | 248.48 | 522.337 | 0 | 0 | 0 | 10000 | 100% | 0 | 770.817 | 269.595 | 54.773 | 411.311 | 0 | 35.138 | 248.48 | 0 | 7500 | 770.817 | 248.48 | 0 | 522.337
|  | 801.807 | 248.48 | 553.327 | 0 | 0 | 0 | 10000 | 100% | 0 | 801.807 | 239.085 | 89.786 | 443.709 | 0 | 29.227 | 248.48 | 0 | 7500 | 801.807 | 248.48 | 0 | 553.327
|  | 653.109 | 248.48 | 404.629 | 0 | 0 | 0 | 10000 | 100% | 0 | 653.109 | 178.225 | 88.101 | 359.061 | 0 | 27.722 | 248.48 | 0 | 7500 | 653.109 | 248.48 | 0 | 404.629
|  | 618.754 | 248.48 | 370.274 | 0 | 0 | 0 | 10000 | 100% | 0 | 618.754 | 158.783 | 68.048 | 333.347 | 0 | 58.576 | 248.48 | 0 | 7500 | 618.754 | 248.48 | 0 | 370.274
|  | 790.882 | 248.48 | 0 | 0 | 0 | 542.402 | 10000 | 100% | 0 | 790.882 | 156.318 | 40.305 | 426.934 | 0 | 167.326 | 248.48 | 0 | 0 | 790.882 | 248.48 | 542.402 | 0
|  | 615.72 | 248.48 | 0 | 0 | 0 | 367.24 | 9457.598 | 94.58% | 0 | 615.72 | 153.224 | 24.873 | 343.078 | 0 | 94.545 | 248.48 | 0 | 0 | 615.72 | 248.48 | 367.24 | 0
|  | 975.55 | 522.958 | 0 | 0 | 0 | 452.592 | 9090.358 | 90.9% | 0 | 975.55 | 204.485 | 18.428 | 512.077 | 133.172 | 107.389 | 248.48 | 274.478 | 0 | 975.55 | 522.958 | 452.592 | 0
|  | 1204.411 | 828.32 | 0 | 0 | 0 | 376.091 | 8637.766 | 86.38% | 0 | 1204.411 | 338.277 | 63.194 | 373.079 | 357.381 | 72.48 | 248.48 | 579.84 | 0 | 1204.411 | 828.32 | 376.091 | 0
|  | 2065.282 | 1174.558 | 0 | 0 | 0 | 890.724 | 8261.675 | 82.62% | 0 | 2065.282 | 439.602 | 99.708 | 537.563 | 393.495 | 594.915 | 248.48 | 926.078 | 0 | 2065.282 | 1174.558 | 890.724 | 0
|  | 1516.416 | 1516.416 | 0 | 8.999 | 8.999 | 0 | 7370.951 | 73.71% | 0 | 1516.416 | 402.134 | 77.359 | 507.925 | 134.783 | 394.216 | 248.48 | 1276.935 | 0 | 1516.416 | 1516.416 | 0 | 0
|  | 1269.46 | 1269.46 | 0 | 576.347 | 576.347 | 0 | 7379.95 | 73.8% | 0 | 1269.46 | 359.386 | 75.055 | 546.696 | 71.224 | 217.099 | 248.48 | 1597.327 | 0 | 1269.46 | 1269.46 | 0 | 0
|  | 1194.454 | 1194.454 | 0 | 928.197 | 928.197 | 0 | 7956.297 | 79.56% | 0 | 1194.454 | 321.375 | 69.61 | 426.497 | 240.134 | 136.839 | 248.48 | 1874.171 | 0 | 1194.454 | 1194.454 | 0 | 0
|  | 1168.708 | 1168.708 | 0 | 957.69 | 957.69 | 0 | 8884.494 | 88.84% | 0 | 1168.708 | 398.675 | 57.73 | 391.167 | 286.472 | 34.665 | 248.48 | 1877.918 | 0 | 1168.708 | 1168.708 | 0 | 0
|  | 1031.693 | 1031.693 | 0 | 1030.948 | 157.816 | 0 | 9842.184 | 98.42% | 0 | 1031.693 | 428.793 | 82.44 | 418.675 | 101.785 | 0 | 248.48 | 1814.161 | 0 | 1031.693 | 1031.693 | 0 | 0
|  | 881.325 | 881.325 | 0 | 872.714 | 0 | 0 | 10000 | 100% | 0 | 881.325 | 336.302 | 77.566 | 401.208 | 66.25 | 0 | 248.48 | 1505.559 | 0 | 881.325 | 881.325 | 0 | 0
|  | 958.603 | 958.603 | 0 | 518.161 | 0 | 0 | 10000 | 100% | 0 | 958.603 | 325.953 | 60.73 | 361.127 | 210.794 | 0 | 248.48 | 1228.284 | 0 | 958.603 | 958.603 | 0 | 0
|  | 1364.604 | 1201.746 | 0 | 0 | 0 | 162.858 | 10000 | 100% | 0 | 1364.604 | 417.991 | 39.569 | 665.616 | 241.428 | 0 | 248.48 | 953.266 | 0 | 1364.604 | 1201.746 | 162.858 | 0
|  | 1087.282 | 1080.998 | 0 | 0 | 0 | 6.284 | 9837.142 | 98.37% | 0 | 1087.282 | 450.726 | 18.589 | 528.683 | 89.285 | 0 | 248.48 | 832.518 | 0 | 1087.282 | 1080.998 | 6.284 | 0
|  | 1067.092 | 804.012 | 0 | 0 | 0 | 263.08 | 9830.858 | 98.31% | 0 | 1067.092 | 490.604 | 16.026 | 467.33 | 77.207 | 15.925 | 248.48 | 555.532 | 0 | 1067.092 | 804.012 | 263.08 | 0
|  | 1100.464 | 521.532 | 0 | 0 | 0 | 578.932 | 9567.778 | 95.68% | 0 | 1100.464 | 512.722 | 20.23 | 348.388 | 187.275 | 31.85 | 248.48 | 273.052 | 0 | 1100.464 | 521.532 | 578.932 | 0
|  | 1098.143 | 383.903 | 0 | 0 | 0 | 714.24 | 8988.846 | 89.89% | 0 | 1098.143 | 513.029 | 59.122 | 340.632 | 153.511 | 31.85 | 248.48 | 135.423 | 0 | 1098.143 | 383.903 | 714.24 | 0
|  | 964.927 | 255.148 | 709.779 | 0 | 1725.394 | 0 | 8274.606 | 82.75% | 0 | 964.927 | 498.064 | 114.624 | 279.115 | 41.274 | 31.85 | 248.48 | 6.668 | 7500 | 964.927 | 255.148 | 0 | 709.779
|  | 952.86 | 248.48 | 0 | 0 | 0 | 704.38 | 10000 | 100% | 0 | 952.86 | 538.382 | 106.56 | 266.976 | 9.092 | 31.85 | 248.48 | 0 | 0 | 952.86 | 248.48 | 704.38 | 0
|  | 860.409 | 248.48 | 611.929 | 0 | 704.38 | 0 | 9295.62 | 92.96% | 0 | 860.409 | 479.864 | 89.808 | 258.887 | 0 | 31.85 | 248.48 | 0 | 7500 | 860.409 | 248.48 | 0 | 611.929
|  | 839.976 | 248.48 | 591.496 | 0 | 0 | 0 | 10000 | 100% | 0 | 839.976 | 319.315 | 68.884 | 384.153 | 0 | 67.623 | 248.48 | 0 | 7500 | 839.976 | 248.48 | 0 | 591.496
|  | 787.809 | 248.48 | 539.329 | 0 | 0 | 0 | 10000 | 100% | 0 | 787.809 | 211.346 | 93.415 | 423.853 | 0 | 59.195 | 248.48 | 0 | 7500 | 787.809 | 248.48 | 0 | 539.329
|  | 851.183 | 248.48 | 602.703 | 0 | 0 | 0 | 10000 | 100% | 0 | 851.183 | 188.367 | 67.942 | 486.706 | 0 | 108.168 | 248.48 | 0 | 7500 | 851.183 | 248.48 | 0 | 602.703
|  | 778.02 | 248.48 | 529.54 | 0 | 0 | 0 | 10000 | 100% | 0 | 778.02 | 169.104 | 62.539 | 400.126 | 0 | 146.252 | 248.48 | 0 | 7500 | 778.02 | 248.48 | 0 | 529.54
|  | 674.104 | 248.48 | 0 | 0 | 0 | 425.624 | 10000 | 100% | 0 | 674.104 | 152.585 | 25.086 | 399.594 | 0 | 96.839 | 248.48 | 0 | 0 | 674.104 | 248.48 | 425.624 | 0
|  | 636.839 | 248.48 | 0 | 0 | 0 | 388.359 | 9574.376 | 95.74% | 0 | 636.839 | 161.857 | 21.799 | 451.418 | 0 | 1.765 | 248.48 | 0 | 0 | 636.839 | 248.48 | 388.359 | 0
|  | 988.077 | 418.611 | 0 | 0 | 0 | 569.466 | 9186.017 | 91.86% | 0 | 988.077 | 186.319 | 28.793 | 580.041 | 141.746 | 51.178 | 248.48 | 170.131 | 0 | 988.077 | 418.611 | 569.466 | 0
|  | 1546.27 | 703.909 | 0 | 0 | 0 | 842.361 | 8616.551 | 86.17% | 0 | 1546.27 | 337.311 | 102.784 | 440.582 | 382.685 | 282.908 | 248.48 | 455.429 | 0 | 1546.27 | 703.909 | 842.361 | 0
|  | 1814.77 | 1114.382 | 0 | 0 | 0 | 700.388 | 7774.19 | 77.74% | 0 | 1814.77 | 454.674 | 109.609 | 578.055 | 245.3 | 427.133 | 248.48 | 865.902 | 0 | 1814.77 | 1114.382 | 700.388 | 0
|  | 1442.567 | 1236.969 | 0 | 0 | 0 | 205.598 | 7073.802 | 70.74% | 0 | 1442.567 | 410.235 | 89.311 | 529.606 | 0 | 413.416 | 248.48 | 988.489 | 0 | 1442.567 | 1236.969 | 205.598 | 0
|  | 1139.251 | 735.436 | 403.815 | 0 | 2500 | 0 | 6868.204 | 68.68% | 0 | 1139.251 | 361.16 | 71.648 | 493.926 | 0 | 212.517 | 248.48 | 486.956 | 7500 | 1139.251 | 735.436 | 0 | 403.815
|  | 1113.118 | 350.219 | 762.899 | 0 | 631.796 | 0 | 9368.204 | 93.68% | 0 | 1113.118 | 353.673 | 53.372 | 547.4 | 0 | 158.673 | 248.48 | 101.739 | 7500 | 1113.118 | 350.219 | 0 | 762.899
|  | 1065.914 | 481.402 | 584.512 | 0 | 0 | 0 | 10000 | 100% | 0 | 1065.914 | 401.971 | 73.294 | 485.756 | 0 | 104.893 | 248.48 | 232.922 | 7500 | 1065.914 | 481.402 | 0 | 584.512
|  | 863.063 | 764.504 | 98.559 | 0 | 0 | 0 | 10000 | 100% | 0 | 863.063 | 362.81 | 99.776 | 398.929 | 0 | 1.549 | 248.48 | 516.024 | 7500 | 863.063 | 764.504 | 0 | 98.559
|  | 776.254 | 680.637 | 95.617 | 0 | 0 | 0 | 10000 | 100% | 0 | 776.254 | 331.615 | 68.182 | 376.457 | 0 | 0 | 248.48 | 432.157 | 7500 | 776.254 | 680.637 | 0 | 95.617
|  | 787.677 | 422.99 | 364.687 | 0 | 0 | 0 | 10000 | 100% | 0 | 787.677 | 328.163 | 57.743 | 312.616 | 89.155 | 0 | 248.48 | 174.51 | 7500 | 787.677 | 422.99 | 0 | 364.687
|  | 1342.45 | 610.517 | 0 | 0 | 0 | 731.933 | 10000 | 100% | 0 | 1342.45 | 398.661 | 28.11 | 629.558 | 286.122 | 0 | 248.48 | 362.037 | 0 | 1342.45 | 610.517 | 731.933 | 0
|  | 1333.455 | 622.126 | 0 | 0 | 0 | 711.329 | 9268.067 | 92.68% | 0 | 1333.455 | 495.615 | 18.793 | 518.424 | 300.623 | 0 | 248.48 | 373.646 | 0 | 1333.455 | 622.126 | 711.329 | 0
|  | 1262.278 | 941.85 | 0 | 0 | 0 | 320.428 | 8556.738 | 85.57% | 0 | 1262.278 | 589.981 | 15.913 | 504.52 | 136.102 | 15.762 | 248.48 | 693.37 | 0 | 1262.278 | 941.85 | 320.428 | 0
|  | 929.661 | 460.44 | 0 | 0 | 0 | 469.221 | 8236.31 | 82.36% | 0 | 929.661 | 541.152 | 35.302 | 294.605 | 27.078 | 31.525 | 248.48 | 211.96 | 0 | 929.661 | 460.44 | 469.221 | 0
|  | 1123.966 | 338.306 | 0 | 0 | 0 | 785.66 | 7767.089 | 77.67% | 0 | 1123.966 | 568.963 | 94.866 | 285.564 | 142.872 | 31.701 | 248.48 | 89.826 | 0 | 1123.966 | 338.306 | 785.66 | 0
|  | 1013.193 | 284.972 | 728.221 | 0 | 2500 | 0 | 6981.429 | 69.81% | 0 | 1013.193 | 451.929 | 104.332 | 243.509 | 181.605 | 31.818 | 248.48 | 36.492 | 7500 | 1013.193 | 284.972 | 0 | 728.221
|  | 1027.981 | 248.48 | 0 | 0 | 0 | 779.501 | 9481.429 | 94.81% | 0 | 1027.981 | 574.211 | 104.936 | 236.763 | 80.021 | 32.05 | 248.48 | 0 | 0 | 1027.981 | 248.48 | 779.501 | 0
|  | 793.302 | 248.48 | 544.822 | 0 | 1298.072 | 0 | 8701.928 | 87.02% | 0 | 793.302 | 466.568 | 71.677 | 222.948 | 0 | 32.109 | 248.48 | 0 | 7500 | 793.302 | 248.48 | 0 | 544.822
|  | 795.729 | 248.48 | 547.249 | 0 | 0 | 0 | 10000 | 100% | 0 | 795.729 | 322.855 | 81.787 | 364.028 | 0 | 27.06 | 248.48 | 0 | 7500 | 795.729 | 248.48 | 0 | 547.249
|  | 821.457 | 248.48 | 572.977 | 0 | 0 | 0 | 10000 | 100% | 0 | 821.457 | 211.178 | 76.04 | 510.547 | 0 | 23.692 | 248.48 | 0 | 7500 | 821.457 | 248.48 | 0 | 572.977
|  | 702.858 | 248.48 | 454.378 | 0 | 0 | 0 | 10000 | 100% | 0 | 702.858 | 170.178 | 64.767 | 438.982 | 0 | 28.931 | 248.48 | 0 | 7500 | 702.858 | 248.48 | 0 | 454.378
|  | 610.974 | 248.48 | 362.494 | 0 | 0 | 0 | 10000 | 100% | 0 | 610.974 | 171.817 | 40.813 | 333.679 | 0 | 64.665 | 248.48 | 0 | 7500 | 610.974 | 248.48 | 0 | 362.494
|  | 610.729 | 248.48 | 0 | 0 | 0 | 362.249 | 10000 | 100% | 0 | 610.729 | 145.454 | 23.297 | 361.919 | 0 | 80.059 | 248.48 | 0 | 0 | 610.729 | 248.48 | 362.249 | 0
|  | 731.81 | 248.48 | 0 | 0 | 0 | 483.33 | 9637.751 | 96.38% | 0 | 731.81 | 163.98 | 20.78 | 433.915 | 0 | 113.135 | 248.48 | 0 | 0 | 731.81 | 248.48 | 483.33 | 0
|  | 893.416 | 364.214 | 0 | 0 | 0 | 529.202 | 9154.421 | 91.54% | 1.1369e-13 | 893.416 | 180.773 | 63.822 | 419.491 | 124.73 | 104.6 | 248.48 | 115.734 | 0 | 893.416 | 364.214 | 529.202 | 0
|  | 1349.404 | 606.679 | 0 | 0 | 0 | 742.725 | 8625.219 | 86.25% | 0 | 1349.404 | 336.321 | 118.609 | 391.684 | 353.852 | 148.938 | 248.48 | 358.199 | 0 | 1349.404 | 606.679 | 742.725 | 0
|  | 1798.787 | 719.814 | 0 | 0 | 0 | 1078.973 | 7882.494 | 78.82% | 2.2737e-13 | 1798.787 | 461.271 | 87.851 | 543.153 | 251.084 | 455.428 | 248.48 | 471.334 | 0 | 1798.787 | 719.814 | 1078.973 | 0
|  | 1379.144 | 1106.164 | 0 | 0 | 0 | 272.98 | 6803.521 | 68.04% | 0 | 1379.144 | 393.261 | 75.153 | 498.489 | 0 | 412.241 | 248.48 | 857.684 | 0 | 1379.144 | 1106.164 | 272.98 | 0
|  | 1142.959 | 1142.959 | 0 | 132.712 | 132.712 | 0 | 6530.541 | 65.31% | 0 | 1142.959 | 373.278 | 61.78 | 529.996 | 0 | 177.905 | 248.48 | 1027.191 | 0 | 1142.959 | 1142.959 | 0 | 0
|  | 984.851 | 984.851 | 0 | 672.934 | 672.934 | 0 | 6663.253 | 66.63% | 0 | 984.851 | 319.204 | 52.881 | 421.249 | 0 | 191.517 | 248.48 | 1409.305 | 0 | 984.851 | 984.851 | 0 | 0
|  | 1037.767 | 1037.767 | 0 | 876.191 | 876.191 | 0 | 7336.187 | 73.36% | 0 | 1037.767 | 395.289 | 84.553 | 453.396 | 0 | 104.529 | 248.48 | 1665.478 | 0 | 1037.767 | 1037.767 | 0 | 0
|  | 853.458 | 853.458 | 0 | 1300.194 | 1300.194 | 0 | 8212.378 | 82.12% | 0 | 853.458 | 385.939 | 84.679 | 359.369 | 0 | 23.471 | 248.48 | 1905.172 | 0 | 853.458 | 853.458 | 0 | 0
|  | 732.065 | 732.065 | 0 | 1146.024 | 487.428 | 0 | 9512.572 | 95.13% | 0 | 732.065 | 309.022 | 68.171 | 354.872 | 0 | 0 | 248.48 | 1629.609 | 0 | 732.065 | 732.065 | 0 | 0
|  | 765.026 | 765.026 | 0 | 111.369 | 0 | 0 | 10000 | 100% | 0 | 765.026 | 337.044 | 34.189 | 300.158 | 93.636 | 0 | 248.48 | 627.915 | 0 | 765.026 | 765.026 | 0 | 0
|  | 1294.192 | 1021 | 0 | 0 | 0 | 273.192 | 10000 | 100% | 0 | 1294.192 | 373.901 | 23.02 | 598.393 | 298.878 | 0 | 248.48 | 772.52 | 0 | 1294.192 | 1021 | 273.192 | 0
|  | 1363.076 | 1274.702 | 0 | 0 | 0 | 88.374 | 9726.808 | 97.27% | 0 | 1363.076 | 496.673 | 16.35 | 527.199 | 322.855 | 0 | 248.48 | 1026.222 | 0 | 1363.076 | 1274.702 | 88.374 | 0
|  | 1269.867 | 956.346 | 0 | 0 | 0 | 313.521 | 9638.434 | 96.38% | 0 | 1269.867 | 581.106 | 20.577 | 511.461 | 143.398 | 13.325 | 248.48 | 707.866 | 0 | 1269.867 | 956.346 | 313.521 | 0
|  | 913.502 | 789.745 | 0 | 0 | 0 | 123.757 | 9324.913 | 93.25% | 0 | 913.502 | 478.106 | 65.144 | 314.182 | 29.42 | 26.65 | 248.48 | 541.265 | 0 | 913.502 | 789.745 | 123.757 | 0
|  | 1136.305 | 535.156 | 0 | 0 | 0 | 601.149 | 9201.156 | 92.01% | 0 | 1136.305 | 548.558 | 119.839 | 293.971 | 147.229 | 26.708 | 248.48 | 286.676 | 0 | 1136.305 | 535.156 | 601.149 | 0
|  | 1083.072 | 458.558 | 624.514 | 0 | 1399.993 | 0 | 8600.007 | 86% | 0 | 1083.072 | 523.53 | 110.942 | 240.055 | 181.719 | 26.826 | 248.48 | 210.078 | 7500 | 1083.072 | 458.558 | 0 | 624.514
|  | 1006.622 | 248.48 | 0 | 0 | 0 | 758.142 | 10000 | 100% | 0 | 1006.622 | 580.741 | 93.311 | 225.417 | 79.975 | 27.178 | 248.48 | 0 | 0 | 1006.622 | 248.48 | 758.142 | 0
|  | 778.221 | 248.48 | 529.741 | 0 | 758.142 | 0 | 9241.858 | 92.42% | 0 | 778.221 | 448.127 | 68.468 | 234.39 | 0 | 27.236 | 248.48 | 0 | 7500 | 778.221 | 248.48 | 0 | 529.741
|  | 784.936 | 248.48 | 536.456 | 0 | 0 | 0 | 10000 | 100% | 0 | 784.936 | 312.511 | 80.722 | 367.241 | 0 | 24.462 | 248.48 | 0 | 7500 | 784.936 | 248.48 | 0 | 536.456
|  | 755.121 | 248.48 | 506.641 | 0 | 0 | 0 | 10000 | 100% | 0 | 755.121 | 207.388 | 74.086 | 450.664 | 0 | 22.983 | 248.48 | 0 | 7500 | 755.121 | 248.48 | 0 | 506.641
|  | 659.459 | 248.48 | 410.979 | 0 | 0 | 0 | 10000 | 100% | 0 | 659.459 | 171.395 | 57.072 | 332.146 | 0 | 98.847 | 248.48 | 0 | 7500 | 659.459 | 248.48 | 0 | 410.979
|  | 640.867 | 248.48 | 392.387 | 0 | 0 | 0 | 10000 | 100% | 0 | 640.867 | 178.507 | 24.95 | 363.541 | 0 | 73.87 | 248.48 | 0 | 7500 | 640.867 | 248.48 | 0 | 392.387
|  | 503.026 | 248.48 | 0 | 0 | 0 | 254.546 | 10000 | 100% | 0 | 503.026 | 153.856 | 21.567 | 318.178 | 0 | 9.426 | 248.48 | 0 | 0 | 503.026 | 248.48 | 254.546 | 0
|  | 552.82 | 248.48 | 0 | 0 | 0 | 304.34 | 9745.454 | 97.45% | 0 | 552.82 | 159.378 | 28.248 | 363.087 | 0 | 2.107 | 248.48 | 0 | 0 | 552.82 | 248.48 | 304.34 | 0
|  | 993.454 | 438.346 | 0 | 0 | 0 | 555.108 | 9441.114 | 94.41% | 0 | 993.454 | 182.063 | 107.066 | 490.99 | 133.01 | 80.326 | 248.48 | 189.866 | 0 | 993.454 | 438.346 | 555.108 | 0
|  | 1338.729 | 581.21 | 0 | 0 | 0 | 757.519 | 8886.006 | 88.86% | 0 | 1338.729 | 323.8 | 102.596 | 337.403 | 339.088 | 235.842 | 248.48 | 332.73 | 0 | 1338.729 | 581.21 | 757.519 | 0
|  | 1571.766 | 476.475 | 0 | 0 | 0 | 1095.291 | 8128.487 | 81.28% | 0 | 1571.766 | 421.834 | 81.556 | 541.202 | 221.124 | 306.051 | 248.48 | 227.995 | 0 | 1571.766 | 476.475 | 1095.291 | 0
|  | 1528.157 | 515.246 | 0 | 0 | 0 | 1012.911 | 7033.196 | 70.33% | 0 | 1528.157 | 383.336 | 73.034 | 576.333 | 0 | 495.455 | 248.48 | 266.766 | 0 | 1528.157 | 515.246 | 1012.911 | 0
|  | 1362.262 | 589.676 | 772.586 | 0 | 2500 | 0 | 6020.285 | 60.2% | 0 | 1362.262 | 400.156 | 54.812 | 587.855 | 0 | 319.439 | 248.48 | 341.196 | 7500 | 1362.262 | 589.676 | 0 | 772.586
|  | 1020.331 | 511.158 | 509.173 | 0 | 1479.715 | 0 | 8520.285 | 85.2% | 0 | 1020.331 | 345.581 | 75.133 | 429.112 | 0 | 170.506 | 248.48 | 262.678 | 7500 | 1020.331 | 511.158 | 0 | 509.173
|  | 872.424 | 510.567 | 361.857 | 0 | 0 | 0 | 10000 | 100% | 0 | 872.424 | 365.66 | 102.303 | 377.381 | 0 | 27.08 | 248.48 | 262.087 | 7500 | 872.424 | 510.567 | 0 | 361.857
|  | 853.613 | 591.019 | 262.594 | 0 | 0 | 0 | 10000 | 100% | 0 | 853.613 | 388.514 | 63.642 | 398.341 | 0 | 3.116 | 248.48 | 342.539 | 7500 | 853.613 | 591.019 | 0 | 262.594
|  | 696.329 | 525.605 | 170.724 | 0 | 0 | 0 | 10000 | 100% | 0 | 696.329 | 307.891 | 59.537 | 328.901 | 0 | 0 | 248.48 | 277.125 | 7500 | 696.329 | 525.605 | 0 | 170.724
|  | 812.509 | 430.907 | 381.602 | 0 | 0 | 0 | 10000 | 100% | 0 | 812.509 | 320.003 | 28.349 | 361.494 | 102.664 | 0 | 248.48 | 182.427 | 7500 | 812.509 | 430.907 | 0 | 381.602
|  | 1455.179 | 291.176 | 0 | 0 | 0 | 1164.003 | 10000 | 100% | 0 | 1455.179 | 415.787 | 19.548 | 691.835 | 328.01 | 0 | 248.48 | 42.696 | 0 | 1455.179 | 291.176 | 1164.003 | 0
|  | 1290.413 | 257.729 | 0 | 0 | 0 | 1032.684 | 8835.997 | 88.36% | 0 | 1290.413 | 483.325 | 16.445 | 493.967 | 296.676 | 0 | 248.48 | 9.249 | 0 | 1290.413 | 257.729 | 1032.684 | 0
|  | 1049.219 | 249.184 | 0 | 0 | 0 | 800.035 | 7803.313 | 78.03% | 0 | 1049.219 | 497.081 | 34.833 | 390.724 | 114.557 | 12.025 | 248.48 | 0.704 | 0 | 1049.219 | 249.184 | 800.035 | 0
|  | 946.145 | 248.96 | 0 | 0 | 0 | 697.185 | 7003.278 | 70.03% | 0 | 946.145 | 549.018 | 94.195 | 238.576 | 40.306 | 24.05 | 248.48 | 0.48 | 0 | 946.145 | 248.96 | 697.185 | 0
|  | 968.576 | 249.026 | 0 | 0 | 0 | 719.55 | 6306.093 | 63.06% | 0 | 968.576 | 440.368 | 114.374 | 242.312 | 147.472 | 24.05 | 248.48 | 0.546 | 0 | 968.576 | 249.026 | 719.55 | 0
|  | 1040.292 | 248.48 | 791.812 | 0 | 2500 | 0 | 5586.543 | 55.87% | 0 | 1040.292 | 488.484 | 110.152 | 239.119 | 178.428 | 24.109 | 248.48 | 0 | 7500 | 1040.292 | 248.48 | 0 | 791.812
|  | 991.897 | 248.48 | 0 | 0 | 0 | 743.417 | 8086.543 | 80.87% | 0 | 991.897 | 558.822 | 69.931 | 265.79 | 72.834 | 24.52 | 248.48 | 0 | 0 | 991.897 | 248.48 | 743.417 | 0
|  | 766.422 | 248.48 | 517.942 | 0 | 2500 | 0 | 7343.126 | 73.43% | 0 | 766.422 | 440.235 | 82.458 | 219.092 | 0 | 24.638 | 248.48 | 0 | 7500 | 766.422 | 248.48 | 0 | 517.942
|  | 869.029 | 248.48 | 620.549 | 0 | 156.874 | 0 | 9843.126 | 98.43% | 0 | 869.029 | 364.789 | 83.114 | 387.829 | 0 | 33.298 | 248.48 | 0 | 7500 | 869.029 | 248.48 | 0 | 620.549
|  | 783.094 | 248.48 | 534.614 | 0 | 0 | 0 | 10000 | 100% | 0 | 783.094 | 238.867 | 66.423 | 448.786 | 0 | 29.018 | 248.48 | 0 | 7500 | 783.094 | 248.48 | 0 | 534.614
|  | 737.846 | 248.48 | 489.366 | 0 | 0 | 0 | 10000 | 100% | 0 | 737.846 | 201.187 | 37.428 | 467.205 | 0 | 32.026 | 248.48 | 0 | 7500 | 737.846 | 248.48 | 0 | 489.366
|  | 636.702 | 248.48 | 388.222 | 0 | 0 | 0 | 10000 | 100% | 0 | 636.702 | 161.839 | 25.228 | 360.812 | 0 | 88.824 | 248.48 | 0 | 7500 | 636.702 | 248.48 | 0 | 388.222
|  | 607.593 | 248.48 | 0 | 0 | 0 | 359.113 | 10000 | 100% | 0 | 607.593 | 152.586 | 18.783 | 343.637 | 0 | 92.588 | 248.48 | 0 | 0 | 607.593 | 248.48 | 359.113 | 0
|  | 746.803 | 248.48 | 0 | 0 | 0 | 498.323 | 9640.887 | 96.41% | 0 | 746.803 | 155.002 | 57.969 | 375.361 | 0 | 158.471 | 248.48 | 0 | 0 | 746.803 | 248.48 | 498.323 | 0
|  | 897.38 | 250.307 | 0 | 0 | 0 | 647.073 | 9142.564 | 91.43% | 0 | 897.38 | 167.089 | 105.191 | 451.031 | 131.613 | 42.456 | 248.48 | 1.827 | 0 | 897.38 | 250.307 | 647.073 | 0
|  | 1395.167 | 347.91 | 0 | 0 | 0 | 1047.257 | 8495.491 | 84.95% | 0 | 1395.167 | 241.58 | 83.998 | 476.427 | 364.47 | 228.691 | 248.48 | 99.43 | 0 | 1395.167 | 347.91 | 1047.257 | 0
|  | 1265.434 | 549.053 | 0 | 0 | 0 | 716.381 | 7448.234 | 74.48% | 0 | 1265.434 | 305.029 | 75.829 | 341.764 | 217.219 | 325.593 | 248.48 | 300.573 | 0 | 1265.434 | 549.053 | 716.381 | 0
|  | 1181.977 | 849.824 | 0 | 0 | 0 | 332.153 | 6731.853 | 67.32% | 0 | 1181.977 | 426.901 | 60.289 | 380.093 | 0 | 314.695 | 248.48 | 601.344 | 0 | 1181.977 | 849.824 | 332.153 | 0
|  | 1137.502 | 1137.502 | 0 | 169.939 | 169.939 | 0 | 6399.7 | 64% | 0 | 1137.502 | 505.337 | 59.724 | 386.199 | 0 | 186.242 | 248.48 | 1058.961 | 0 | 1137.502 | 1137.502 | 0 | 0
|  | 1150.238 | 1150.238 | 0 | 280.406 | 280.406 | 0 | 6569.639 | 65.7% | 0 | 1150.238 | 540.037 | 83.178 | 284.306 | 0 | 242.718 | 248.48 | 1182.164 | 0 | 1150.238 | 1150.238 | 0 | 0
|  | 1207.52 | 1207.52 | 0 | 349.911 | 349.911 | 0 | 6850.045 | 68.5% | 0 | 1207.52 | 542.364 | 86.18 | 342.725 | 0 | 236.251 | 248.48 | 1308.951 | 0 | 1207.52 | 1207.52 | 0 | 0
|  | 1111.347 | 717.574 | 393.773 | 0 | 2500 | 0 | 7199.956 | 72% | 0 | 1111.347 | 666.828 | 69.47 | 345.213 | 0 | 29.836 | 248.48 | 469.094 | 7500 | 1111.347 | 717.574 | 0 | 393.773
|  | 661.47 | 348.386 | 313.084 | 0 | 300.044 | 0 | 9699.956 | 97% | 0 | 661.47 | 376.557 | 33.294 | 251.619 | 0 | 0 | 248.48 | 99.906 | 7500 | 661.47 | 348.386 | 0 | 313.084
|  | 1023.644 | 284.246 | 739.398 | 0 | 0 | 0 | 10000 | 100% | 0 | 1023.644 | 534.467 | 20.847 | 347.872 | 120.459 | 0 | 248.48 | 35.766 | 7500 | 1023.644 | 284.246 | 0 | 739.398
|  | 1414.3 | 263.396 | 0 | 0 | 0 | 1150.904 | 10000 | 100% | 0 | 1414.3 | 409.202 | 16.144 | 646.853 | 342.101 | 0 | 248.48 | 14.916 | 0 | 1414.3 | 263.396 | 1150.904 | 0
|  | 1567.078 | 342.754 | 0 | 0 | 0 | 1224.324 | 8849.096 | 88.49% | 0 | 1567.078 | 504.215 | 18.472 | 657.047 | 387.344 | 0 | 248.48 | 94.274 | 0 | 1567.078 | 342.754 | 1224.324 | 0
|  | 1081.686 | 593.486 | 0 | 0 | 0 | 488.2 | 7624.772 | 76.25% | 0 | 1081.686 | 464.622 | 65.602 | 412.09 | 123.61 | 15.762 | 248.48 | 345.006 | 0 | 1081.686 | 593.486 | 488.2 | 0
|  | 823.38 | 655.787 | 0 | 0 | 0 | 167.593 | 7136.572 | 71.37% | 0 | 823.38 | 420.403 | 117.475 | 212.854 | 41.123 | 31.525 | 248.48 | 407.307 | 0 | 823.38 | 655.787 | 167.593 | 0
|  | 1030.218 | 373.05 | 0 | 0 | 0 | 657.168 | 6968.979 | 69.69% | 0 | 1030.218 | 477.581 | 109.995 | 247.688 | 163.429 | 31.525 | 248.48 | 124.57 | 0 | 1030.218 | 373.05 | 657.168 | 0
|  | 1067.642 | 443.664 | 623.978 | 0 | 2500 | 0 | 6311.811 | 63.12% | 0 | 1067.642 | 533.501 | 81.204 | 235.145 | 186.267 | 31.525 | 248.48 | 195.184 | 7500 | 1067.642 | 443.664 | 0 | 623.978
|  | 878.178 | 248.48 | 0 | 0 | 0 | 629.698 | 8811.811 | 88.12% | 0 | 878.178 | 495.628 | 65.872 | 220.926 | 64.228 | 31.525 | 248.48 | 0 | 0 | 878.178 | 248.48 | 629.698 | 0
|  | 849.677 | 248.48 | 601.197 | 0 | 1817.887 | 0 | 8182.113 | 81.82% | 0 | 849.677 | 491.29 | 86.231 | 240.631 | 0 | 31.525 | 248.48 | 0 | 7500 | 849.677 | 248.48 | 0 | 601.197
|  | 875.26 | 248.48 | 626.78 | 0 | 0 | 0 | 10000 | 100% | 0 | 875.26 | 345.632 | 69.97 | 432.269 | 0 | 27.389 | 248.48 | 0 | 7500 | 875.26 | 248.48 | 0 | 626.78
|  | 1037.307 | 248.48 | 788.827 | 0 | 0 | 0 | 10000 | 100% | 0 | 1037.307 | 237.324 | 59.374 | 664.914 | 0 | 75.695 | 248.48 | 0 | 7500 | 1037.307 | 248.48 | 0 | 788.827
|  | 793.842 | 248.48 | 545.362 | 0 | 0 | 0 | 10000 | 100% | 0 | 793.842 | 204.164 | 24.946 | 457.958 | 0 | 106.774 | 248.48 | 0 | 7500 | 793.842 | 248.48 | 0 | 545.362
|  | 666 | 248.48 | 417.52 | 0 | 0 | 0 | 10000 | 100% | 0 | 666 | 154.984 | 21.569 | 378.252 | 0 | 111.195 | 248.48 | 0 | 7500 | 666 | 248.48 | 0 | 417.52
|  | 670.745 | 248.48 | 0 | 0 | 0 | 422.265 | 10000 | 100% | 0 | 670.745 | 174.923 | 27.881 | 382.496 | 0 | 85.445 | 248.48 | 0 | 0 | 670.745 | 248.48 | 422.265 | 0
|  | 833.428 | 248.48 | 0 | 0 | 0 | 584.948 | 9577.735 | 95.78% | 0 | 833.428 | 172.348 | 98.272 | 502.037 | 0 | 60.771 | 248.48 | 0 | 0 | 833.428 | 248.48 | 584.948 | 0
|  | 939.367 | 248.48 | 0 | 0 | 0 | 690.887 | 8992.787 | 89.93% | 0 | 939.367 | 176.876 | 92.667 | 505.853 | 130.041 | 33.931 | 248.48 | 0 | 0 | 939.367 | 248.48 | 690.887 | 0
|  | 1500.8 | 249.026 | 0 | 0 | 0 | 1251.774 | 8301.9 | 83.02% | 0 | 1500.8 | 222.185 | 88.103 | 465.122 | 367.737 | 357.653 | 248.48 | 0.546 | 0 | 1500.8 | 249.026 | 1251.774 | 0
|  | 1532.408 | 249.437 | 0 | 0 | 0 | 1282.971 | 7050.126 | 70.5% | 0 | 1532.408 | 308.914 | 74.38 | 460.051 | 230.979 | 458.084 | 248.48 | 0.957 | 0 | 1532.408 | 249.437 | 1282.971 | 0
|  | 1107.984 | 253.699 | 0 | 0 | 0 | 854.285 | 5767.155 | 57.67% | 0 | 1107.984 | 397.856 | 53.3 | 397.823 | 0 | 259.005 | 248.48 | 5.219 | 0 | 1107.984 | 253.699 | 854.285 | 0
|  | 989.682 | 264.335 | 725.347 | 0 | 2500 | 0 | 4912.87 | 49.13% | 0 | 989.682 | 445.594 | 66.836 | 354.804 | 0 | 122.449 | 248.48 | 15.855 | 7500 | 989.682 | 264.335 | 0 | 725.347
|  | 1105.641 | 278.347 | 827.294 | 0 | 2500 | 0 | 7412.87 | 74.13% | 0 | 1105.641 | 541.747 | 89.454 | 273.617 | 0 | 200.824 | 248.48 | 29.867 | 7500 | 1105.641 | 278.347 | 0 | 827.294
|  | 966.281 | 322.66 | 643.621 | 0 | 87.13 | 0 | 9912.87 | 99.13% | 0 | 966.281 | 551.1 | 76.589 | 288.535 | 0 | 50.057 | 248.48 | 74.18 | 7500 | 966.281 | 322.66 | 0 | 643.621
|  | 971.675 | 431.902 | 539.773 | 0 | 0 | 0 | 10000 | 100% | 0 | 971.675 | 566.813 | 55.601 | 314.064 | 0 | 35.197 | 248.48 | 183.422 | 7500 | 971.675 | 431.902 | 0 | 539.773
|  | 676.566 | 421.08 | 255.486 | 0 | 0 | 0 | 10000 | 100% | 0 | 676.566 | 406.709 | 28.836 | 241.021 | 0 | 0 | 248.48 | 172.6 | 7500 | 676.566 | 421.08 | 0 | 255.486
|  | 870.611 | 440.445 | 430.166 | 0 | 0 | 0 | 10000 | 100% | 0 | 870.611 | 489.303 | 20.319 | 253.45 | 107.539 | 0 | 248.48 | 191.965 | 7500 | 870.611 | 440.445 | 0 | 430.166
|  | 1338.32 | 327.831 | 0 | 0 | 0 | 1010.489 | 10000 | 100% | 0 | 1338.32 | 416.133 | 18.613 | 589.179 | 314.395 | 0 | 248.48 | 79.351 | 0 | 1338.32 | 327.831 | 1010.489 | 0
|  | 1503.259 | 334.46 | 0 | 0 | 0 | 1168.799 | 8989.511 | 89.9% | 0 | 1503.259 | 484.705 | 36.797 | 637.333 | 344.425 | 0 | 248.48 | 85.98 | 0 | 1503.259 | 334.46 | 1168.799 | 0
|  | 1055.36 | 296.67 | 0 | 0 | 0 | 758.69 | 7820.712 | 78.21% | 0 | 1055.36 | 432.783 | 106.273 | 388.716 | 114.101 | 13.488 | 248.48 | 48.19 | 0 | 1055.36 | 296.67 | 758.69 | 0
|  | 861.304 | 328.819 | 0 | 0 | 0 | 532.485 | 7062.022 | 70.62% | 0 | 861.304 | 450.132 | 108.12 | 235.972 | 40.105 | 26.975 | 248.48 | 80.339 | 0 | 861.304 | 328.819 | 532.485 | 0
|  | 1058.972 | 348.735 | 0 | 0 | 0 | 710.237 | 6529.537 | 65.3% | 0 | 1058.972 | 528.899 | 109.334 | 240.414 | 153.173 | 27.153 | 248.48 | 100.255 | 0 | 1058.972 | 348.735 | 710.237 | 0
|  | 1093.459 | 329.67 | 763.789 | 0 | 2500 | 0 | 5819.3 | 58.19% | 0 | 1093.459 | 584.039 | 75.808 | 226.186 | 180.214 | 27.212 | 248.48 | 81.19 | 7500 | 1093.459 | 329.67 | 0 | 763.789
|  | 891.599 | 248.48 | 0 | 0 | 0 | 643.119 | 8319.3 | 83.19% | 0 | 891.599 | 514.39 | 71.842 | 211.275 | 67.062 | 27.031 | 248.48 | 0 | 0 | 891.599 | 248.48 | 643.119 | 0
|  | 892.97 | 248.48 | 644.49 | 0 | 2323.819 | 0 | 7676.181 | 76.76% | 0 | 892.97 | 520.333 | 93.1 | 252.562 | 0 | 26.975 | 248.48 | 0 | 7500 | 892.97 | 248.48 | 0 | 644.49
|  | 860.538 | 248.48 | 612.058 | 0 | 0 | 0 | 10000 | 100% | 0 | 860.538 | 321.455 | 70.912 | 440.781 | 0 | 27.39 | 248.48 | 0 | 7500 | 860.538 | 248.48 | 0 | 612.058
|  | 871.836 | 248.48 | 623.356 | 0 | 0 | 0 | 10000 | 100% | 0 | 871.836 | 214.049 | 40.045 | 593.761 | 0 | 23.981 | 248.48 | 0 | 7500 | 871.836 | 248.48 | 0 | 623.356
|  | 746.81 | 248.48 | 498.33 | 0 | 0 | 0 | 10000 | 100% | 0 | 746.81 | 156.471 | 22.157 | 448.614 | 0 | 119.569 | 248.48 | 0 | 7500 | 746.81 | 248.48 | 0 | 498.33
|  | 630.599 | 248.48 | 382.119 | 0 | 0 | 0 | 10000 | 100% | 0 | 630.599 | 154.437 | 21.37 | 407.793 | 0 | 46.999 | 248.48 | 0 | 7500 | 630.599 | 248.48 | 0 | 382.119
|  | 831.166 | 248.48 | 0 | 0 | 0 | 582.686 | 10000 | 100% | 0 | 831.166 | 151.844 | 60.053 | 492.376 | 0 | 126.894 | 248.48 | 0 | 0 | 831.166 | 248.48 | 582.686 | 0
|  | 747.826 | 248.48 | 0 | 0 | 0 | 499.346 | 9417.314 | 94.17% | 0 | 747.826 | 142.02 | 102.21 | 450.236 | 0 | 53.36 | 248.48 | 0 | 0 | 747.826 | 248.48 | 499.346 | 0
|  | 1129.734 | 484.09 | 0 | 0 | 0 | 645.644 | 8917.968 | 89.18% | 0 | 1129.734 | 203.759 | 78.161 | 656.748 | 143.953 | 47.114 | 248.48 | 235.61 | 0 | 1129.734 | 484.09 | 645.644 | 0
|  | 1529.283 | 844.521 | 0 | 0 | 0 | 684.762 | 8272.324 | 82.72% | 0 | 1529.283 | 335.804 | 71.317 | 488.053 | 389.377 | 244.732 | 248.48 | 596.041 | 0 | 1529.283 | 844.521 | 684.762 | 0
|  | 1895.394 | 887.306 | 0 | 0 | 0 | 1008.088 | 7587.562 | 75.88% | 0 | 1895.394 | 403.421 | 61.427 | 758.823 | 353.396 | 318.326 | 248.48 | 638.826 | 0 | 1895.394 | 887.306 | 1008.088 | 0
|  | 1174.951 | 957.235 | 0 | 0 | 0 | 217.716 | 6579.474 | 65.79% | 0 | 1174.951 | 400.439 | 61.948 | 519.024 | 112.847 | 80.694 | 248.48 | 708.755 | 0 | 1174.951 | 957.235 | 217.716 | 0
|  | 1181.413 | 1178.355 | 3.058 | 0 | 2500 | 0 | 6361.758 | 63.62% | 0 | 1181.413 | 359.38 | 88.404 | 578.715 | 61.845 | 93.07 | 248.48 | 929.875 | 7500 | 1181.413 | 1178.355 | 0 | 3.058
|  | 1246.146 | 1246.146 | 0 | 674.466 | 674.466 | 0 | 8861.758 | 88.62% | 0 | 1246.146 | 393.116 | 75.645 | 491.175 | 226.963 | 59.247 | 248.48 | 1672.132 | 0 | 1246.146 | 1246.146 | 0 | 0
|  | 1191.853 | 1191.853 | 0 | 906.945 | 463.776 | 0 | 9536.224 | 95.36% | 0 | 1191.853 | 420.015 | 60.647 | 400.613 | 232.765 | 77.814 | 248.48 | 1850.318 | 0 | 1191.853 | 1191.853 | 0 | 0
|  | 974.143 | 974.143 | 0 | 1138.06 | 0 | 0 | 10000 | 100% | 0 | 974.143 | 375.781 | 35.048 | 450.954 | 77.73 | 34.63 | 248.48 | 1863.723 | 0 | 974.143 | 974.143 | 0 | 0
|  | 803.06 | 803.06 | 0 | 1245.327 | 0 | 0 | 10000 | 100% | 0 | 803.06 | 360.742 | 19.411 | 354.799 | 68.109 | 0 | 248.48 | 1799.907 | 0 | 803.06 | 803.06 | 0 | 0
|  | 775.525 | 775.525 | 0 | 1157.966 | 0 | 0 | 10000 | 100% | 0 | 775.525 | 295.423 | 16.516 | 295.199 | 168.387 | 0 | 248.48 | 1685.011 | 0 | 775.525 | 775.525 | 0 | 0
|  | 1131.159 | 1131.159 | 0 | 605.112 | 0 | 0 | 10000 | 100% | 0 | 1131.159 | 396.356 | 17.695 | 526.356 | 190.752 | 0 | 248.48 | 1487.791 | 0 | 1131.159 | 1131.159 | 0 | 0
|  | 1399.901 | 1399.901 | 0 | 21.862 | 0 | 0 | 10000 | 100% | 0 | 1399.901 | 545.181 | 61.252 | 712.203 | 81.265 | 0 | 248.48 | 1173.283 | 0 | 1399.901 | 1399.901 | 0 | 0
|  | 1277.894 | 991.275 | 0 | 0 | 0 | 286.619 | 10000 | 100% | 0 | 1277.894 | 534.644 | 108.529 | 549.474 | 71.76 | 13.488 | 248.48 | 742.795 | 0 | 1277.894 | 991.275 | 286.619 | 0
|  | 1080.153 | 452.386 | 0 | 0 | 0 | 627.767 | 9713.381 | 97.13% | 0 | 1080.153 | 499.452 | 106.53 | 278.465 | 168.732 | 26.975 | 248.48 | 203.906 | 0 | 1080.153 | 452.386 | 627.767 | 0
|  | 995.945 | 610.206 | 0 | 0 | 0 | 385.739 | 9085.614 | 90.86% | 0 | 995.945 | 516.333 | 96.41 | 243.74 | 112.428 | 27.035 | 248.48 | 361.726 | 0 | 995.945 | 610.206 | 385.739 | 0
|  | 900.772 | 249.005 | 651.767 | 0 | 1300.125 | 0 | 8699.875 | 87% | 0 | 900.772 | 522.639 | 75.069 | 252.096 | 23.933 | 27.035 | 248.48 | 0.525 | 7500 | 900.772 | 249.005 | 0 | 651.767
|  | 827.358 | 248.48 | 0 | 0 | 0 | 578.878 | 10000 | 100% | 0 | 827.358 | 503.949 | 91.338 | 201.992 | 3.104 | 26.975 | 248.48 | 0 | 0 | 827.358 | 248.48 | 578.878 | 0
|  | 729.058 | 248.48 | 480.578 | 0 | 578.878 | 0 | 9421.122 | 94.21% | 0 | 729.058 | 418.786 | 74.585 | 208.712 | 0 | 26.975 | 248.48 | 0 | 7500 | 729.058 | 248.48 | 0 | 480.578
|  | 829.546 | 248.48 | 581.066 | 0 | 0 | 0 | 10000 | 100% | 0 | 829.546 | 314.403 | 57.485 | 425.158 | 0 | 32.5 | 248.48 | 0 | 7500 | 829.546 | 248.48 | 0 | 581.066
|  | 869.6 | 248.48 | 621.12 | 0 | 0 | 0 | 10000 | 100% | 0 | 869.6 | 223.22 | 25.489 | 590.132 | 0 | 30.759 | 248.48 | 0 | 7500 | 869.6 | 248.48 | 0 | 621.12
|  | 737.433 | 248.48 | 488.953 | 0 | 0 | 0 | 10000 | 100% | 0 | 737.433 | 171.352 | 21.426 | 419.001 | 0 | 125.654 | 248.48 | 0 | 7500 | 737.433 | 248.48 | 0 | 488.953
|  | 760.203 | 248.48 | 511.723 | 0 | 0 | 0 | 10000 | 100% | 0 | 760.203 | 149.635 | 27.987 | 457.304 | 0 | 125.277 | 248.48 | 0 | 7500 | 760.203 | 248.48 | 0 | 511.723
|  | 782.494 | 248.48 | 0 | 0 | 0 | 534.014 | 10000 | 100% | 0 | 782.494 | 161.923 | 95.334 | 454.614 | 0 | 70.623 | 248.48 | 0 | 0 | 782.494 | 248.48 | 534.014 | 0
|  | 617.22 | 248.48 | 0 | 0 | 0 | 368.74 | 9465.986 | 94.66% | 0 | 617.22 | 146.398 | 100.168 | 369.413 | 0 | 1.241 | 248.48 | 0 | 0 | 617.22 | 248.48 | 368.74 | 0
|  | 903.243 | 250.212 | 0 | 0 | 0 | 653.031 | 9097.246 | 90.97% | 0 | 903.243 | 197.374 | 85.396 | 472.722 | 118.851 | 28.9 | 248.48 | 1.732 | 0 | 903.243 | 250.212 | 653.031 | 0
|  | 1473.088 | 332.563 | 0 | 0 | 0 | 1140.525 | 8444.215 | 84.44% | -2.2737e-13 | 1473.088 | 363.901 | 78.219 | 515.526 | 361.47 | 153.972 | 248.48 | 84.083 | 0 | 1473.088 | 332.563 | 1140.525 | 0
|  | 1569.981 | 666.223 | 0 | 0 | 0 | 903.758 | 7303.69 | 73.04% | 0 | 1569.981 | 424.484 | 58.327 | 482.609 | 340.867 | 263.693 | 248.48 | 417.743 | 0 | 1569.981 | 666.223 | 903.758 | 0
|  | 1438.092 | 624.719 | 0 | 0 | 0 | 813.373 | 6399.932 | 64% | 0 | 1438.092 | 400.533 | 74.789 | 514.285 | 134.132 | 314.353 | 248.48 | 376.239 | 0 | 1438.092 | 624.719 | 813.373 | 0
|  | 1241.63 | 466.338 | 775.292 | 0 | 2500 | 0 | 5586.559 | 55.87% | 0 | 1241.63 | 326.764 | 95.064 | 384.934 | 61.889 | 372.98 | 248.48 | 217.858 | 7500 | 1241.63 | 466.338 | 0 | 775.292
|  | 1438.85 | 676.036 | 762.814 | 0 | 1913.441 | 0 | 8086.559 | 80.87% | 0 | 1438.85 | 347.514 | 72.173 | 458.306 | 237.514 | 323.343 | 248.48 | 427.556 | 7500 | 1438.85 | 676.036 | 0 | 762.814
|  | 1203.961 | 552.158 | 651.803 | 0 | 0 | 0 | 10000 | 100% | 0 | 1203.961 | 380.272 | 55.816 | 377.304 | 264.258 | 126.312 | 248.48 | 303.678 | 7500 | 1203.961 | 552.158 | 0 | 651.803
|  | 944.301 | 372.719 | 571.582 | 0 | 0 | 0 | 10000 | 100% | 0 | 944.301 | 381.037 | 28.176 | 437.472 | 97.616 | 0 | 248.48 | 124.239 | 7500 | 944.301 | 372.719 | 0 | 571.582
|  | 816.638 | 358.951 | 457.687 | 0 | 0 | 0 | 10000 | 100% | 0 | 816.638 | 332.291 | 21.039 | 392.678 | 70.631 | 0 | 248.48 | 110.471 | 7500 | 816.638 | 358.951 | 0 | 457.687
|  | 970.328 | 281.775 | 688.553 | 0 | 0 | 0 | 10000 | 100% | 0 | 970.328 | 348.824 | 16.453 | 369.938 | 235.113 | 0 | 248.48 | 33.295 | 7500 | 970.328 | 281.775 | 0 | 688.553
|  | 1380.375 | 277.939 | 0 | 0 | 0 | 1102.436 | 10000 | 100% | 0 | 1380.375 | 425.294 | 34.164 | 673.753 | 247.165 | 0 | 248.48 | 29.459 | 0 | 1380.375 | 277.939 | 1102.436 | 0
|  | 1394.615 | 291.142 | 0 | 0 | 0 | 1103.473 | 8897.564 | 88.98% | 0 | 1394.615 | 530.628 | 106.203 | 671.207 | 86.577 | 0 | 248.48 | 42.662 | 0 | 1394.615 | 291.142 | 1103.473 | 0
|  | 1161.504 | 319.998 | 0 | 0 | 0 | 841.506 | 7794.091 | 77.94% | 0 | 1161.504 | 469.645 | 118.729 | 494.333 | 62.548 | 16.25 | 248.48 | 71.518 | 0 | 1161.504 | 319.998 | 841.506 | 0
|  | 1149.237 | 286.951 | 0 | 0 | 0 | 862.286 | 6952.585 | 69.53% | 0 | 1149.237 | 533.206 | 107.46 | 302.581 | 173.49 | 32.5 | 248.48 | 38.471 | 0 | 1149.237 | 286.951 | 862.286 | 0
|  | 992.353 | 269.209 | 0 | 0 | 0 | 723.144 | 6090.299 | 60.9% | -1.1369e-13 | 992.353 | 464.389 | 70.25 | 282.62 | 142.594 | 32.5 | 248.48 | 20.729 | 0 | 992.353 | 269.209 | 723.144 | 0
|  | 885.363 | 251.562 | 633.801 | 0 | 2500 | 0 | 5367.155 | 53.67% | 0 | 885.363 | 510.131 | 76.427 | 232.246 | 34.058 | 32.5 | 248.48 | 3.082 | 7500 | 885.363 | 251.562 | 0 | 633.801
|  | 884.395 | 248.48 | 0 | 0 | 0 | 635.915 | 7867.155 | 78.67% | 0 | 884.395 | 506.182 | 84.448 | 256.135 | 5.13 | 32.5 | 248.48 | 0 | 0 | 884.395 | 248.48 | 635.915 | 0
|  | 885.273 | 248.48 | 636.793 | 0 | 2500 | 0 | 7231.24 | 72.31% | 0 | 885.273 | 510.388 | 68.431 | 273.955 | 0 | 32.5 | 248.48 | 0 | 7500 | 885.273 | 248.48 | 0 | 636.793
|  | 850.393 | 248.48 | 601.913 | 0 | 268.76 | 0 | 9731.24 | 97.31% | 0 | 850.393 | 324.358 | 41.391 | 421.208 | 0 | 63.436 | 248.48 | 0 | 7500 | 850.393 | 248.48 | 0 | 601.913
|  | 777.417 | 248.48 | 528.937 | 0 | 0 | 0 | 10000 | 100% | 0 | 777.417 | 237.035 | 25.434 | 438.613 | 0 | 76.335 | 248.48 | 0 | 7500 | 777.417 | 248.48 | 0 | 528.937
|  | 659.508 | 248.48 | 411.028 | 0 | 0 | 0 | 10000 | 100% | 0 | 659.508 | 178.658 | 19.748 | 442.602 | 0 | 18.5 | 248.48 | 0 | 7500 | 659.508 | 248.48 | 0 | 411.028
|  | 693.605 | 248.48 | 445.125 | 0 | 0 | 0 | 10000 | 100% | 0 | 693.605 | 174.168 | 56.138 | 444.68 | 0 | 18.619 | 248.48 | 0 | 7500 | 693.605 | 248.48 | 0 | 445.125
|  | 651.735 | 248.48 | 0 | 0 | 0 | 403.255 | 10000 | 100% | 0 | 651.735 | 142.655 | 115.855 | 360.224 | 0 | 33.001 | 248.48 | 0 | 0 | 651.735 | 248.48 | 403.255 | 0
|  | 715.998 | 248.48 | 0 | 0 | 0 | 467.518 | 9596.745 | 95.97% | 0 | 715.998 | 168.118 | 90.102 | 449.019 | 0 | 8.759 | 248.48 | 0 | 0 | 715.998 | 248.48 | 467.518 | 0
|  | 1045.774 | 308.37 | 0 | 0 | 0 | 737.404 | 9129.227 | 91.29% | 0 | 1045.774 | 181.261 | 76.311 | 438.826 | 122.515 | 226.861 | 248.48 | 59.89 | 0 | 1045.774 | 308.37 | 737.404 | 0
|  | 1423.014 | 761.521 | 0 | 0 | 0 | 661.493 | 8391.823 | 83.92% | 0 | 1423.014 | 327.523 | 62.831 | 465.681 | 356.662 | 210.317 | 248.48 | 513.041 | 0 | 1423.014 | 761.521 | 661.493 | 0
|  | 1472.828 | 1088.582 | 0 | 0 | 0 | 384.246 | 7730.33 | 77.3% | 0 | 1472.828 | 461.427 | 59.257 | 610.714 | 236.793 | 104.638 | 248.48 | 840.102 | 0 | 1472.828 | 1088.582 | 384.246 | 0
|  | 1371.986 | 1371.986 | 0 | 81.562 | 81.562 | 0 | 7346.084 | 73.46% | 0 | 1371.986 | 378.971 | 83.368 | 549.842 | 0 | 359.805 | 248.48 | 1205.068 | 0 | 1371.986 | 1371.986 | 0 | 0
|  | 1117.887 | 1117.887 | 0 | 577.401 | 577.401 | 0 | 7427.646 | 74.28% | 0 | 1117.887 | 354.125 | 80.42 | 502.594 | 0 | 180.748 | 248.48 | 1446.808 | 0 | 1117.887 | 1117.887 | 0 | 0
|  | 858.287 | 858.287 | 0 | 964.887 | 964.887 | 0 | 8005.047 | 80.05% | 0 | 858.287 | 336.304 | 65.265 | 414.124 | 0 | 42.594 | 248.48 | 1574.694 | 0 | 858.287 | 858.287 | 0 | 0
|  | 988.618 | 988.618 | 0 | 584.425 | 584.425 | 0 | 8969.934 | 89.7% | 0 | 988.618 | 407.613 | 37.534 | 376.36 | 0 | 167.111 | 248.48 | 1324.563 | 0 | 988.618 | 988.618 | 0 | 0
|  | 863.823 | 863.823 | 0 | 774.726 | 445.641 | 0 | 9554.359 | 95.54% | 0 | 863.823 | 389.696 | 21.841 | 373.479 | 0 | 78.807 | 248.48 | 1390.069 | 0 | 863.823 | 863.823 | 0 | 0
|  | 688.305 | 688.305 | 0 | 1139.879 | 0 | 0 | 10000 | 100% | 0 | 688.305 | 318.616 | 17.11 | 313.776 | 0 | 38.804 | 248.48 | 1579.704 | 0 | 688.305 | 688.305 | 0 | 0
|  | 749.222 | 749.222 | 0 | 863.424 | 0 | 0 | 10000 | 100% | 0 | 749.222 | 334.475 | 20.239 | 298.734 | 94.029 | 1.745 | 248.48 | 1364.166 | 0 | 749.222 | 749.222 | 0 | 0
|  | 1492.56 | 1144.277 | 0 | 0 | 0 | 348.283 | 10000 | 100% | 0 | 1492.56 | 423.221 | 62.784 | 699.419 | 307.136 | 0 | 248.48 | 895.797 | 0 | 1492.56 | 1144.277 | 348.283 | 0
|  | 1522.3 | 693.959 | 0 | 0 | 0 | 828.341 | 9651.717 | 96.52% | 0 | 1522.3 | 486.749 | 103.67 | 630.503 | 301.378 | 0 | 248.48 | 445.479 | 0 | 1522.3 | 693.959 | 828.341 | 0
|  | 1151.213 | 399.276 | 0 | 0 | 0 | 751.937 | 8823.376 | 88.23% | 0 | 1151.213 | 481.469 | 115.058 | 431.3 | 111.361 | 12.025 | 248.48 | 150.796 | 0 | 1151.213 | 399.276 | 751.937 | 0
|  | 944.447 | 275.18 | 0 | 0 | 0 | 669.267 | 8071.439 | 80.71% | -1.1369e-13 | 944.447 | 474.94 | 84.338 | 327.055 | 34.065 | 24.05 | 248.48 | 26.7 | 0 | 944.447 | 275.18 | 669.267 | 0
|  | 963.07 | 249.503 | 0 | 0 | 0 | 713.567 | 7402.172 | 74.02% | 1.1369e-13 | 963.07 | 467.092 | 71.82 | 267.718 | 132.211 | 24.229 | 248.48 | 1.023 | 0 | 963.07 | 249.503 | 713.567 | 0
|  | 1065.466 | 248.48 | 816.986 | 0 | 2500 | 0 | 6688.605 | 66.89% | 0 | 1065.466 | 526.668 | 101.967 | 248.18 | 164.302 | 24.349 | 248.48 | 0 | 7500 | 1065.466 | 248.48 | 0 | 816.986
|  | 961.372 | 248.48 | 0 | 0 | 0 | 712.892 | 9188.605 | 91.89% | 0 | 961.372 | 551.734 | 74.305 | 241.65 | 69.095 | 24.588 | 248.48 | 0 | 0 | 961.372 | 248.48 | 712.892 | 0
|  | 790.87 | 248.48 | 542.39 | 0 | 1524.287 | 0 | 8475.713 | 84.76% | 0 | 790.87 | 474.247 | 51.931 | 240.046 | 0 | 24.647 | 248.48 | 0 | 7500 | 790.87 | 248.48 | 0 | 542.39
|  | 594.916 | 248.48 | 346.436 | 0 | 0 | 0 | 10000 | 100% | 0 | 594.916 | 252.56 | 25.455 | 285.932 | 0 | 30.969 | 248.48 | 0 | 7500 | 594.916 | 248.48 | 0 | 346.436
|  | 703.22 | 248.48 | 454.74 | 0 | 0 | 0 | 10000 | 100% | 0 | 703.22 | 206.186 | 21.275 | 415.259 | 0 | 60.5 | 248.48 | 0 | 7500 | 703.22 | 248.48 | 0 | 454.74
|  | 635.595 | 248.48 | 387.115 | 0 | 0 | 0 | 10000 | 100% | 0 | 635.595 | 150.251 | 25.915 | 346.045 | 0 | 113.385 | 248.48 | 0 | 7500 | 635.595 | 248.48 | 0 | 387.115
|  | 702.698 | 248.48 | 454.218 | 0 | 0 | 0 | 10000 | 100% | 0 | 702.698 | 163.426 | 88.448 | 353.727 | 0 | 97.097 | 248.48 | 0 | 7500 | 702.698 | 248.48 | 0 | 454.218
|  | 620.376 | 248.48 | 0 | 0 | 0 | 371.896 | 10000 | 100% | 0 | 620.376 | 146.093 | 105.98 | 354.826 | 0 | 13.477 | 248.48 | 0 | 0 | 620.376 | 248.48 | 371.896 | 0
|  | 641.872 | 248.48 | 0 | 0 | 0 | 393.392 | 9628.104 | 96.28% | 0 | 641.872 | 146.797 | 80.525 | 414.431 | 0 | 0.12 | 248.48 | 0 | 0 | 641.872 | 248.48 | 393.392 | 0
|  | 1198.496 | 248.554 | 0 | 0 | 0 | 949.942 | 9234.712 | 92.35% | 0 | 1198.496 | 193.145 | 65.32 | 541.077 | 134.55 | 264.404 | 248.48 | 0.074 | 0 | 1198.496 | 248.554 | 949.942 | 0
|  | 1582.31 | 249.502 | 0 | 0 | 0 | 1332.808 | 8284.77 | 82.85% | 0 | 1582.31 | 358.804 | 59.198 | 448.965 | 390.354 | 324.989 | 248.48 | 1.022 | 0 | 1582.31 | 249.502 | 1332.808 | 0
|  | 1719.627 | 251.784 | 0 | 0 | 0 | 1467.843 | 6951.962 | 69.52% | 0 | 1719.627 | 395.371 | 65.709 | 614.325 | 233.636 | 410.587 | 248.48 | 3.304 | 0 | 1719.627 | 251.784 | 1467.843 | 0
|  | 1444.739 | 268.522 | 0 | 0 | 0 | 1176.217 | 5484.119 | 54.84% | 0 | 1444.739 | 400.627 | 89.122 | 673.874 | 0 | 281.117 | 248.48 | 20.042 | 0 | 1444.739 | 268.522 | 1176.217 | 0
|  | 1092.85 | 416.843 | 676.007 | 0 | 2500 | 0 | 4307.902 | 43.08% | 0 | 1092.85 | 368.076 | 65.354 | 543.315 | 0 | 116.105 | 248.48 | 168.363 | 7500 | 1092.85 | 416.843 | 0 | 676.007
|  | 1005.646 | 567.15 | 438.496 | 0 | 2500 | 0 | 6807.902 | 68.08% | 0 | 1005.646 | 325.819 | 54.41 | 489.14 | 0 | 136.278 | 248.48 | 318.67 | 7500 | 1005.646 | 567.15 | 0 | 438.496
|  | 780.98 | 515.775 | 265.205 | 0 | 692.098 | 0 | 9307.902 | 93.08% | 0 | 780.98 | 379.423 | 26.106 | 369.958 | 0 | 5.493 | 248.48 | 267.295 | 7500 | 780.98 | 515.775 | 0 | 265.205
|  | 677.286 | 677.286 | 0 | 111.438 | 0 | 0 | 10000 | 100% | 0 | 677.286 | 347.876 | 18.018 | 310.585 | 0 | 0.807 | 248.48 | 540.244 | 0 | 677.286 | 677.286 | 0 | 0
|  | 653.696 | 653.696 | 0 | 396.18 | 0 | 0 | 10000 | 100% | 0 | 653.696 | 312.906 | 16.016 | 322.254 | 0 | 2.52 | 248.48 | 801.396 | 0 | 653.696 | 653.696 | 0 | 0
|  | 880.865 | 515.289 | 365.576 | 0 | 0 | 0 | 10000 | 100% | 0 | 880.865 | 346.743 | 33.583 | 379.274 | 121.266 | 0 | 248.48 | 266.809 | 7500 | 880.865 | 515.289 | 0 | 365.576
|  | 1417.53 | 327.133 | 0 | 0 | 0 | 1090.397 | 10000 | 100% | 0 | 1417.53 | 374.281 | 107.585 | 593.151 | 342.514 | 0 | 248.48 | 78.653 | 0 | 1417.53 | 327.133 | 1090.397 | 0
|  | 1613.103 | 310.53 | 0 | 0 | 0 | 1302.573 | 8909.603 | 89.1% | 0 | 1613.103 | 538.598 | 112.214 | 603.054 | 359.238 | 0 | 248.48 | 62.05 | 0 | 1613.103 | 310.53 | 1302.573 | 0
|  | 1221.728 | 290.044 | 0 | 0 | 0 | 931.684 | 7607.03 | 76.07% | 0 | 1221.728 | 520.911 | 96.568 | 462.265 | 126.709 | 15.275 | 248.48 | 41.564 | 0 | 1221.728 | 290.044 | 931.684 | 0
|  | 951.707 | 273.574 | 0 | 0 | 0 | 678.133 | 6675.346 | 66.75% | -1.1369e-13 | 951.707 | 484.884 | 76.95 | 311.422 | 47.901 | 30.55 | 248.48 | 25.094 | 0 | 951.707 | 273.574 | 678.133 | 0
|  | 1070.386 | 279.186 | 0 | 0 | 0 | 791.2 | 5997.213 | 59.97% | 0 | 1070.386 | 491.118 | 79.907 | 293.845 | 174.907 | 30.61 | 248.48 | 30.706 | 0 | 1070.386 | 279.186 | 791.2 | 0
|  | 1164.467 | 249.001 | 915.466 | 0 | 2500 | 0 | 5206.013 | 52.06% | 0 | 1164.467 | 573.78 | 84.286 | 280.721 | 194.951 | 30.73 | 248.48 | 0.521 | 7500 | 1164.467 | 249.001 | 0 | 915.466
|  | 876.145 | 248.48 | 0 | 0 | 0 | 627.665 | 7706.013 | 77.06% | 0 | 876.145 | 513.193 | 60.943 | 209.521 | 61.399 | 31.089 | 248.48 | 0 | 0 | 876.145 | 248.48 | 627.665 | 0
|  | 666.316 | 248.48 | 417.836 | 0 | 2500 | 0 | 7078.348 | 70.78% | 0 | 666.316 | 404.643 | 48.658 | 181.867 | 0 | 31.149 | 248.48 | 0 | 7500 | 666.316 | 248.48 | 0 | 417.836
|  | 665.83 | 248.48 | 417.35 | 0 | 421.652 | 0 | 9578.348 | 95.78% | 0 | 665.83 | 260.563 | 22.926 | 351.611 | 0 | 30.73 | 248.48 | 0 | 7500 | 665.83 | 248.48 | 0 | 417.35
|  | 727.538 | 248.48 | 479.058 | 0 | 0 | 0 | 10000 | 100% | 0 | 727.538 | 216.281 | 21.606 | 463.159 | 0 | 26.493 | 248.48 | 0 | 7500 | 727.538 | 248.48 | 0 | 479.058
|  | 748.303 | 248.48 | 499.823 | 0 | 0 | 0 | 10000 | 100% | 0 | 748.303 | 193.942 | 60.433 | 471.178 | 0 | 22.75 | 248.48 | 0 | 7500 | 748.303 | 248.48 | 0 | 499.823
|  | 710.157 | 248.48 | 461.677 | 0 | 0 | 0 | 10000 | 100% | 0 | 710.157 | 174.249 | 107.396 | 397.439 | 0 | 31.073 | 248.48 | 0 | 7500 | 710.157 | 248.48 | 0 | 461.677
|  | 666.525 | 248.48 | 0 | 0 | 0 | 418.045 | 10000 | 100% | 0 | 666.525 | 136.426 | 82.784 | 392.114 | 0 | 55.202 | 248.48 | 0 | 0 | 666.525 | 248.48 | 418.045 | 0
|  | 874.423 | 248.48 | 0 | 0 | 0 | 625.943 | 9581.955 | 95.82% | 0 | 874.423 | 159.214 | 81.544 | 446.505 | 0 | 187.16 | 248.48 | 0 | 0 | 874.423 | 248.48 | 625.943 | 0
|  | 984.69 | 253.625 | 0 | 0 | 0 | 731.065 | 8956.012 | 89.56% | 0 | 984.69 | 196.353 | 67.642 | 503.852 | 132.263 | 84.58 | 248.48 | 5.145 | 0 | 984.69 | 253.625 | 731.065 | 0
|  | 1504.057 | 277.337 | 0 | 0 | 0 | 1226.72 | 8224.947 | 82.25% | 0 | 1504.057 | 307.078 | 60.586 | 439.912 | 355.226 | 341.256 | 248.48 | 28.857 | 0 | 1504.057 | 277.337 | 1226.72 | 0
|  | 1719.462 | 431.14 | 0 | 0 | 0 | 1288.322 | 6998.227 | 69.98% | 0 | 1719.462 | 426.101 | 83.355 | 521.535 | 234.089 | 454.383 | 248.48 | 182.66 | 0 | 1719.462 | 431.14 | 1288.322 | 0
|  | 1352.37 | 700.56 | 0 | 0 | 0 | 651.81 | 5709.905 | 57.1% | 0 | 1352.37 | 418.223 | 85.189 | 574.826 | 0 | 274.133 | 248.48 | 452.08 | 0 | 1352.37 | 700.56 | 651.81 | 0
|  | 1064.854 | 933.898 | 130.956 | 0 | 2500 | 0 | 5058.095 | 50.58% | 0 | 1064.854 | 361.004 | 67.767 | 506.489 | 0 | 129.594 | 248.48 | 685.418 | 7500 | 1064.854 | 933.898 | 0 | 130.956
|  | 984.25 | 947.792 | 36.458 | 0 | 2441.905 | 0 | 7558.095 | 75.58% | 0 | 984.25 | 335.503 | 37.242 | 422.944 | 0 | 188.562 | 248.48 | 699.312 | 7500 | 984.25 | 947.792 | 0 | 36.458
|  | 950.329 | 950.329 | 0 | 373.278 | 0 | 0 | 10000 | 100% | 0 | 950.329 | 427.747 | 19.56 | 375.898 | 0 | 127.124 | 248.48 | 1075.127 | 0 | 950.329 | 950.329 | 0 | 0
|  | 852.437 | 721.937 | 130.5 | 0 | 0 | 0 | 10000 | 100% | 0 | 852.437 | 348.771 | 14.509 | 411.447 | 0 | 77.71 | 248.48 | 473.457 | 7500 | 852.437 | 721.937 | 0 | 130.5
|  | 676.692 | 643.519 | 33.173 | 0 | 0 | 0 | 10000 | 100% | 0 | 676.692 | 305.899 | 19.55 | 344.649 | 0 | 6.595 | 248.48 | 395.039 | 7500 | 676.692 | 643.519 | 0 | 33.173
|  | 888.817 | 833.441 | 55.376 | 0 | 0 | 0 | 10000 | 100% | 0 | 888.817 | 350.784 | 62.246 | 344.925 | 130.863 | 0 | 248.48 | 584.961 | 7500 | 888.817 | 833.441 | 0 | 55.376
|  | 1610.589 | 859.636 | 0 | 0 | 0 | 750.953 | 10000 | 100% | 0 | 1610.589 | 408.388 | 124.428 | 686.102 | 391.671 | 0 | 248.48 | 611.156 | 0 | 1610.589 | 859.636 | 750.953 | 0
|  | 1569.275 | 531.125 | 0 | 0 | 0 | 1038.15 | 9249.047 | 92.49% | 0 | 1569.275 | 461.148 | 104.788 | 623.734 | 379.605 | 0 | 248.48 | 282.645 | 0 | 1569.275 | 531.125 | 1038.15 | 0
|  | 1227.04 | 376.987 | 0 | 0 | 0 | 850.053 | 8210.897 | 82.11% | 0 | 1227.04 | 529.917 | 93.493 | 447.124 | 141.719 | 14.788 | 248.48 | 128.507 | 0 | 1227.04 | 376.987 | 850.053 | 0
|  | 907.748 | 252.91 | 0 | 0 | 0 | 654.838 | 7360.844 | 73.61% | 0 | 907.748 | 427.127 | 77.264 | 324.14 | 49.642 | 29.575 | 248.48 | 4.43 | 0 | 907.748 | 252.91 | 654.838 | 0
|  | 1176.36 | 248.48 | 0 | 0 | 0 | 927.88 | 6706.006 | 67.06% | 0 | 1176.36 | 478.821 | 95.502 | 383.014 | 189.448 | 29.575 | 248.48 | 0 | 0 | 1176.36 | 248.48 | 927.88 | 0
|  | 1136.604 | 248.48 | 888.124 | 0 | 2500 | 0 | 5778.126 | 57.78% | 0 | 1136.604 | 539.992 | 81.427 | 291.505 | 193.94 | 29.74 | 248.48 | 0 | 7500 | 1136.604 | 248.48 | 0 | 888.124
|  | 963.734 | 248.48 | 0 | 0 | 0 | 715.254 | 8278.126 | 82.78% | 0 | 963.734 | 511.114 | 56.708 | 292.028 | 72.987 | 30.896 | 248.48 | 0 | 0 | 963.734 | 248.48 | 715.254 | 0
|  | 765.481 | 248.48 | 517.001 | 0 | 2437.128 | 0 | 7562.872 | 75.63% | 0 | 765.481 | 468.275 | 34.227 | 231.754 | 0 | 31.226 | 248.48 | 0 | 7500 | 765.481 | 248.48 | 0 | 517.001
|  | 764.781 | 248.48 | 516.301 | 0 | 0 | 0 | 10000 | 100% | 0 | 764.781 | 323.816 | 19.153 | 394.496 | 0 | 27.316 | 248.48 | 0 | 7500 | 764.781 | 248.48 | 0 | 516.301
|  | 816.18 | 248.48 | 567.7 | 0 | 0 | 0 | 10000 | 100% | 0 | 816.18 | 266.861 | 30.591 | 496.303 | 0 | 22.425 | 248.48 | 0 | 7500 | 816.18 | 248.48 | 0 | 567.7
|  | 699.705 | 248.48 | 451.225 | 0 | 0 | 0 | 10000 | 100% | 0 | 699.705 | 187.588 | 99.339 | 307.548 | 0 | 105.229 | 248.48 | 0 | 7500 | 699.705 | 248.48 | 0 | 451.225
|  | 642.457 | 248.48 | 393.977 | 0 | 0 | 0 | 10000 | 100% | 0 | 642.457 | 158.695 | 100.553 | 356.833 | 0 | 26.377 | 248.48 | 0 | 7500 | 642.457 | 248.48 | 0 | 393.977
|  | 744.85 | 248.48 | 0 | 0 | 0 | 496.37 | 10000 | 100% | 0 | 744.85 | 178.212 | 78.909 | 398.76 | 0 | 88.969 | 248.48 | 0 | 0 | 744.85 | 248.48 | 496.37 | 0
|  | 839.377 | 254.333 | 0 | 0 | 0 | 585.044 | 9503.63 | 95.04% | 0 | 839.377 | 165.266 | 68.565 | 428.201 | 0 | 177.346 | 248.48 | 5.853 | 0 | 839.377 | 254.333 | 585.044 | 0
|  | 914.361 | 259.545 | 0 | 0 | 0 | 654.816 | 8918.586 | 89.19% | -1.1369e-13 | 914.361 | 163.901 | 61.806 | 462.762 | 129.947 | 95.945 | 248.48 | 11.065 | 0 | 914.361 | 259.545 | 654.816 | 0
|  | 1382.714 | 405.025 | 0 | 0 | 0 | 977.689 | 8263.77 | 82.64% | 0 | 1382.714 | 209.126 | 74.471 | 406.451 | 393.354 | 299.312 | 248.48 | 156.545 | 0 | 1382.714 | 405.025 | 977.689 | 0
|  | 1384.434 | 465.753 | 0 | 0 | 0 | 918.681 | 7286.081 | 72.86% | 0 | 1384.434 | 335.719 | 84.386 | 475.737 | 253.068 | 235.525 | 248.48 | 217.273 | 0 | 1384.434 | 465.753 | 918.681 | 0
|  | 1262.362 | 401.742 | 0 | 0 | 0 | 860.62 | 6367.4 | 63.67% | 0 | 1262.362 | 403.426 | 71.976 | 464.175 | 0 | 322.785 | 248.48 | 153.262 | 0 | 1262.362 | 401.742 | 860.62 | 0
|  | 1162.289 | 470.251 | 692.038 | 0 | 2500 | 0 | 5506.78 | 55.07% | 0 | 1162.289 | 451.837 | 60.76 | 353.772 | 0 | 295.92 | 248.48 | 221.771 | 7500 | 1162.289 | 470.251 | 0 | 692.038
|  | 1307.899 | 610.078 | 697.821 | 0 | 1993.22 | 0 | 8006.78 | 80.07% | 0 | 1307.899 | 543.746 | 29.278 | 362.718 | 0 | 372.157 | 248.48 | 361.598 | 7500 | 1307.899 | 610.078 | 0 | 697.821
|  | 1118.977 | 288.895 | 830.082 | 0 | 0 | 0 | 10000 | 100% | 0 | 1118.977 | 620.934 | 19.293 | 268.408 | 0 | 210.342 | 248.48 | 40.415 | 7500 | 1118.977 | 288.895 | 0 | 830.082
|  | 979.99 | 326.697 | 653.293 | 0 | 0 | 0 | 10000 | 100% | 0 | 979.99 | 653.216 | 17.624 | 307.913 | 0 | 1.238 | 248.48 | 78.217 | 7500 | 979.99 | 326.697 | 0 | 653.293
|  | 714.664 | 251.375 | 463.289 | 0 | 0 | 0 | 10000 | 100% | 0 | 714.664 | 379.856 | 31.758 | 303.05 | 0 | 0 | 248.48 | 2.895 | 7500 | 714.664 | 251.375 | 0 | 463.289
|  | 1003.691 | 253.219 | 750.472 | 0 | 0 | 0 | 10000 | 100% | 0 | 1003.691 | 499.875 | 96.095 | 288.174 | 119.547 | 0 | 248.48 | 4.739 | 7500 | 1003.691 | 253.219 | 0 | 750.472
|  | 1626.802 | 258.393 | 0 | 0 | 0 | 1368.409 | 10000 | 100% | 0 | 1626.802 | 437.415 | 116.032 | 714.642 | 358.713 | 0 | 248.48 | 9.913 | 0 | 1626.802 | 258.393 | 1368.409 | 0
|  | 1506.047 | 251.361 | 0 | 0 | 0 | 1254.686 | 8631.591 | 86.32% | 0 | 1506.047 | 455.834 | 101.028 | 591.192 | 357.994 | 0 | 248.48 | 2.881 | 0 | 1506.047 | 251.361 | 1254.686 | 0
|  | 1136.973 | 253.122 | 0 | 0 | 0 | 883.851 | 7376.905 | 73.77% | 0 | 1136.973 | 475.313 | 76.124 | 439.531 | 133.33 | 12.675 | 248.48 | 4.642 | 0 | 1136.973 | 253.122 | 883.851 | 0
|  | 869.035 | 250.458 | 0 | 0 | 0 | 618.577 | 6493.054 | 64.93% | 0 | 869.035 | 480.069 | 79.915 | 243.223 | 40.478 | 25.35 | 248.48 | 1.978 | 0 | 869.035 | 250.458 | 618.577 | 0
|  | 1057.859 | 248.48 | 0 | 0 | 0 | 809.379 | 5874.477 | 58.74% | 0 | 1057.859 | 517.147 | 87.466 | 257.965 | 169.931 | 25.35 | 248.48 | 0 | 0 | 1057.859 | 248.48 | 809.379 | 0
|  | 1114.352 | 248.48 | 865.872 | 0 | 2500 | 0 | 5065.098 | 50.65% | 0 | 1114.352 | 542.868 | 61.955 | 274.902 | 209.277 | 25.35 | 248.48 | 0 | 7500 | 1114.352 | 248.48 | 0 | 865.872
|  | 961.188 | 248.48 | 0 | 0 | 0 | 712.708 | 7565.098 | 75.65% | 0 | 961.188 | 538.654 | 50.016 | 269.252 | 77.916 | 25.35 | 248.48 | 0 | 0 | 961.188 | 248.48 | 712.708 | 0
|  | 753.37 | 248.48 | 504.89 | 0 | 2500 | 0 | 6852.39 | 68.52% | 0 | 753.37 | 462.16 | 29.576 | 236.284 | 0 | 25.35 | 248.48 | 0 | 7500 | 753.37 | 248.48 | 0 | 504.89
|  | 946.061 | 248.48 | 697.581 | 0 | 647.61 | 0 | 9352.39 | 93.52% | 0 | 946.061 | 372.919 | 18.722 | 489.329 | 0 | 65.092 | 248.48 | 0 | 7500 | 946.061 | 248.48 | 0 | 697.581
|  | 767.571 | 248.48 | 519.091 | 0 | 0 | 0 | 10000 | 100% | 0 | 767.571 | 223.468 | 59.954 | 428.589 | 0 | 55.56 | 248.48 | 0 | 7500 | 767.571 | 248.48 | 0 | 519.091
|  | 897.173 | 248.48 | 648.693 | 0 | 0 | 0 | 10000 | 100% | 0 | 897.173 | 189.394 | 110.896 | 483.427 | 0 | 113.456 | 248.48 | 0 | 7500 | 897.173 | 248.48 | 0 | 648.693
|  | 837.26 | 248.48 | 588.78 | 0 | 0 | 0 | 10000 | 100% | 0 | 837.26 | 151.07 | 80.494 | 458.043 | 0 | 147.653 | 248.48 | 0 | 7500 | 837.26 | 248.48 | 0 | 588.78
|  | 760.908 | 248.48 | 0 | 0 | 0 | 512.428 | 10000 | 100% | 0 | 760.908 | 171.106 | 78.951 | 456.565 | 0 | 54.287 | 248.48 | 0 | 0 | 760.908 | 248.48 | 512.428 | 0
|  | 718.316 | 248.48 | 0 | 0 | 0 | 469.836 | 9487.572 | 94.88% | 0 | 718.316 | 173.132 | 67.594 | 470.785 | 0 | 6.805 | 248.48 | 0 | 0 | 718.316 | 248.48 | 469.836 | 0
|  | 914.525 | 248.733 | 0 | 0 | 0 | 665.792 | 9017.736 | 90.18% | 0 | 914.525 | 173.224 | 60.881 | 509.263 | 134.335 | 36.823 | 248.48 | 0.253 | 0 | 914.525 | 248.733 | 665.792 | 0
|  | 1214.046 | 278.748 | 0 | 0 | 0 | 935.298 | 8351.944 | 83.52% | 0 | 1214.046 | 196.523 | 88.095 | 442.188 | 353.474 | 133.766 | 248.48 | 30.268 | 0 | 1214.046 | 278.748 | 935.298 | 0
|  | 1226.268 | 406.092 | 0 | 0 | 0 | 820.176 | 7416.646 | 74.17% | 0 | 1226.268 | 328.821 | 76.406 | 363.094 | 243.683 | 214.265 | 248.48 | 157.612 | 0 | 1226.268 | 406.092 | 820.176 | 0
|  | 1489.126 | 715.928 | 0 | 0 | 0 | 773.198 | 6596.47 | 65.96% | 0 | 1489.126 | 416.776 | 60.124 | 481.19 | 0 | 531.036 | 248.48 | 467.448 | 0 | 1489.126 | 715.928 | 773.198 | 0
|  | 1024.163 | 714.547 | 309.616 | 0 | 2500 | 0 | 5823.272 | 58.23% | 0 | 1024.163 | 495.265 | 36.593 | 309.962 | 0 | 182.344 | 248.48 | 466.067 | 7500 | 1024.163 | 714.547 | 0 | 309.616
|  | 900.589 | 900.589 | 0 | 490.496 | 490.496 | 0 | 8323.272 | 83.23% | 0 | 900.589 | 466.196 | 19.761 | 278.134 | 0 | 136.498 | 248.48 | 1142.605 | 0 | 900.589 | 900.589 | 0 | 0
|  | 790.358 | 790.358 | 0 | 461.899 | 461.899 | 0 | 8813.768 | 88.14% | 0 | 790.358 | 540.256 | 16.777 | 233.325 | 0 | 0 | 248.48 | 1003.777 | 0 | 790.358 | 790.358 | 0 | 0
|  | 857.557 | 857.557 | 0 | 361.463 | 361.463 | 0 | 9275.667 | 92.76% | 0 | 857.557 | 592.244 | 19.157 | 246.157 | 0 | 0 | 248.48 | 970.54 | 0 | 857.557 | 857.557 | 0 | 0
|  | 737.623 | 737.623 | 0 | 385.246 | 362.87 | 0 | 9637.13 | 96.37% | 0 | 737.623 | 418.823 | 60.059 | 258.741 | 0 | 0 | 248.48 | 874.389 | 0 | 737.623 | 737.623 | 0 | 0
|  | 893.184 | 893.184 | 0 | 374.136 | 0 | 0 | 10000 | 100% | 0 | 893.184 | 460.436 | 108.546 | 222.179 | 102.023 | 0 | 248.48 | 1018.84 | 0 | 893.184 | 893.184 | 0 | 0
|  | 1596.856 | 706.175 | 0 | 0 | 0 | 890.681 | 10000 | 100% | 0 | 1596.856 | 485.258 | 115.478 | 668.653 | 327.467 | 0 | 248.48 | 457.695 | 0 | 1596.856 | 706.175 | 890.681 | 0
|  | 1601.407 | 704.433 | 0 | 0 | 0 | 896.974 | 9109.319 | 91.09% | 0 | 1601.407 | 530.067 | 92.715 | 617.683 | 360.943 | 0 | 248.48 | 455.953 | 0 | 1601.407 | 704.433 | 896.974 | 0
|  | 1143.569 | 446.46 | 0 | 0 | 0 | 697.109 | 8212.345 | 82.12% | 0 | 1143.569 | 508.476 | 74.456 | 415.421 | 131.728 | 13.488 | 248.48 | 197.98 | 0 | 1143.569 | 446.46 | 697.109 | 0
|  | 840.053 | 313.897 | 0 | 0 | 0 | 526.156 | 7515.236 | 75.15% | 1.1369e-13 | 840.053 | 459.987 | 87.137 | 226.491 | 39.463 | 26.975 | 248.48 | 65.417 | 0 | 840.053 | 313.897 | 526.156 | 0
|  | 1110.25 | 306.074 | 0 | 0 | 0 | 804.176 | 6989.08 | 69.89% | 0 | 1110.25 | 578.344 | 76.573 | 254.426 | 173.53 | 27.377 | 248.48 | 57.594 | 0 | 1110.25 | 306.074 | 804.176 | 0
|  | 1125.172 | 248.551 | 876.621 | 0 | 2500 | 0 | 6184.904 | 61.85% | 0 | 1125.172 | 614.828 | 53.491 | 229.936 | 199.406 | 27.511 | 248.48 | 0.071 | 7500 | 1125.172 | 248.551 | 0 | 876.621
|  | 875.06 | 248.48 | 0 | 0 | 0 | 626.58 | 8684.904 | 86.85% | 0 | 875.06 | 514.195 | 33.198 | 228.576 | 71.988 | 27.103 | 248.48 | 0 | 0 | 875.06 | 248.48 | 626.58 | 0
|  | 785.583 | 248.48 | 537.103 | 0 | 1941.676 | 0 | 8058.324 | 80.58% | 0 | 785.583 | 490.841 | 21.254 | 246.514 | 0 | 26.975 | 248.48 | 0 | 7500 | 785.583 | 248.48 | 0 | 537.103
|  | 810.185 | 248.48 | 561.705 | 0 | 0 | 0 | 10000 | 100% | 0 | 810.185 | 310.181 | 28.447 | 445.416 | 0 | 26.141 | 248.48 | 0 | 7500 | 810.185 | 248.48 | 0 | 561.705
|  | 768.227 | 248.48 | 519.747 | 0 | 0 | 0 | 10000 | 100% | 0 | 768.227 | 202.64 | 93.748 | 449.187 | 0 | 22.651 | 248.48 | 0 | 7500 | 768.227 | 248.48 | 0 | 519.747
|  | 708.906 | 248.48 | 460.426 | 0 | 0 | 0 | 10000 | 100% | 0 | 708.906 | 147.972 | 98.255 | 361.736 | 0 | 100.943 | 248.48 | 0 | 7500 | 708.906 | 248.48 | 0 | 460.426
|  | 742.914 | 248.48 | 494.434 | 0 | 0 | 0 | 10000 | 100% | 0 | 742.914 | 163.181 | 76.315 | 449.075 | 0 | 54.342 | 248.48 | 0 | 7500 | 742.914 | 248.48 | 0 | 494.434
|  | 724.437 | 248.48 | 0 | 0 | 0 | 475.957 | 10000 | 100% | 0 | 724.437 | 151.951 | 77.753 | 411.141 | 0 | 83.592 | 248.48 | 0 | 0 | 724.437 | 248.48 | 475.957 | 0
|  | 786.235 | 248.48 | 0 | 0 | 0 | 537.755 | 9524.043 | 95.24% | 0 | 786.235 | 174.323 | 56.784 | 404.738 | 0 | 150.39 | 248.48 | 0 | 0 | 786.235 | 248.48 | 537.755 | 0
|  | 907.734 | 248.48 | 0 | 0 | 0 | 659.254 | 8986.288 | 89.86% | 0 | 907.734 | 182.463 | 77.589 | 432.77 | 134.977 | 79.936 | 248.48 | 0 | 0 | 907.734 | 248.48 | 659.254 | 0
|  | 1296.563 | 254.371 | 0 | 0 | 0 | 1042.192 | 8327.034 | 83.27% | 0 | 1296.563 | 297.193 | 97.327 | 343.024 | 346.97 | 212.05 | 248.48 | 5.891 | 0 | 1296.563 | 254.371 | 1042.192 | 0
|  | 1771.972 | 309.354 | 0 | 0 | 0 | 1462.618 | 7284.842 | 72.85% | 0 | 1771.972 | 400.487 | 75.161 | 584.64 | 355.912 | 355.773 | 248.48 | 60.874 | 0 | 1771.972 | 309.354 | 1462.618 | 0
|  | 1534.47 | 323.454 | 0 | 0 | 0 | 1211.016 | 5822.224 | 58.22% | 0 | 1534.47 | 367.187 | 58.447 | 526.194 | 132.771 | 449.871 | 248.48 | 74.974 | 0 | 1534.47 | 323.454 | 1211.016 | 0
|  | 1235.342 | 338.695 | 896.647 | 0 | 2500 | 0 | 4611.208 | 46.11% | 0 | 1235.342 | 337.634 | 25.619 | 513.2 | 77.109 | 281.781 | 248.48 | 90.215 | 7500 | 1235.342 | 338.695 | 0 | 896.647
|  | 1145.413 | 460.267 | 685.146 | 0 | 2500 | 0 | 7111.208 | 71.11% | 0 | 1145.413 | 315.56 | 18.135 | 453.608 | 228.445 | 129.665 | 248.48 | 211.787 | 7500 | 1145.413 | 460.267 | 0 | 685.146
|  | 1040.52 | 784.931 | 255.589 | 0 | 388.792 | 0 | 9611.208 | 96.11% | 0 | 1040.52 | 379.566 | 18.162 | 400.695 | 237.963 | 4.135 | 248.48 | 536.451 | 7500 | 1040.52 | 784.931 | 0 | 255.589
|  | 801.417 | 793.993 | 7.424 | 0 | 0 | 0 | 10000 | 100% | 0 | 801.417 | 351.451 | 32.545 | 347.553 | 69.869 | 0 | 248.48 | 545.513 | 7500 | 801.417 | 793.993 | 0 | 7.424
|  | 843.466 | 688.399 | 155.067 | 0 | 0 | 0 | 10000 | 100% | 0 | 843.466 | 323.087 | 104.589 | 339.423 | 76.368 | 0 | 248.48 | 439.919 | 7500 | 843.466 | 688.399 | 0 | 155.067
|  | 1047.936 | 467.269 | 580.667 | 0 | 0 | 0 | 10000 | 100% | 0 | 1047.936 | 341.85 | 108.967 | 400.728 | 196.39 | 0 | 248.48 | 218.789 | 7500 | 1047.936 | 467.269 | 0 | 580.667
|  | 1419.844 | 454.906 | 0 | 0 | 0 | 964.938 | 10000 | 100% | 0 | 1419.844 | 403.858 | 99.641 | 744.262 | 172.083 | 0 | 248.48 | 206.426 | 0 | 1419.844 | 454.906 | 964.938 | 0
|  | 1484.879 | 409.624 | 0 | 0 | 0 | 1075.255 | 9035.062 | 90.35% | 0 | 1484.879 | 542.421 | 76.674 | 802.682 | 63.101 | 0 | 248.48 | 161.144 | 0 | 1484.879 | 409.624 | 1075.255 | 0
|  | 1128.018 | 300.195 | 0 | 0 | 0 | 827.823 | 7959.807 | 79.6% | 0 | 1128.018 | 502 | 70.499 | 451.175 | 91.67 | 12.675 | 248.48 | 51.715 | 0 | 1128.018 | 300.195 | 827.823 | 0
|  | 1064.308 | 248.48 | 0 | 0 | 0 | 815.828 | 7131.984 | 71.32% | 0 | 1064.308 | 458.467 | 92.17 | 311.299 | 177.023 | 25.35 | 248.48 | 0 | 0 | 1064.308 | 248.48 | 815.828 | 0
|  | 982.716 | 248.48 | 0 | 0 | 0 | 734.236 | 6316.156 | 63.16% | 0 | 982.716 | 488.091 | 61.318 | 300.045 | 107.8 | 25.463 | 248.48 | 0 | 0 | 982.716 | 248.48 | 734.236 | 0
|  | 833.799 | 248.48 | 585.319 | 0 | 2500 | 0 | 5581.92 | 55.82% | 0 | 833.799 | 461.065 | 56.47 | 278.618 | 12.184 | 25.463 | 248.48 | 0 | 7500 | 833.799 | 248.48 | 0 | 585.319
|  | 879.452 | 248.48 | 0 | 0 | 0 | 630.972 | 8081.92 | 80.82% | 0 | 879.452 | 532.253 | 28.578 | 287.852 | 5.419 | 25.35 | 248.48 | 0 | 0 | 879.452 | 248.48 | 630.972 | 0
|  | 665.505 | 248.48 | 417.025 | 0 | 2500 | 0 | 7450.948 | 74.51% | 0 | 665.505 | 410.269 | 19.054 | 210.832 | 0 | 25.35 | 248.48 | 0 | 7500 | 665.505 | 248.48 | 0 | 417.025
|  | 771.284 | 248.48 | 522.804 | 0 | 49.052 | 0 | 9950.948 | 99.51% | 0 | 771.284 | 295.266 | 55.734 | 397.21 | 0 | 23.075 | 248.48 | 0 | 7500 | 771.284 | 248.48 | 0 | 522.804
|  | 820.455 | 248.48 | 571.975 | 0 | 0 | 0 | 10000 | 100% | 0 | 820.455 | 208.775 | 100.327 | 484.042 | 0 | 27.311 | 248.48 | 0 | 7500 | 820.455 | 248.48 | 0 | 571.975
|  | 666.875 | 248.48 | 418.395 | 0 | 0 | 0 | 10000 | 100% | 0 | 666.875 | 168.788 | 85.538 | 387.901 | 0 | 24.648 | 248.48 | 0 | 7500 | 666.875 | 248.48 | 0 | 418.395
|  | 731.616 | 248.48 | 483.136 | 0 | 0 | 0 | 10000 | 100% | 0 | 731.616 | 177.47 | 72.952 | 408.113 | 0 | 73.081 | 248.48 | 0 | 7500 | 731.616 | 248.48 | 0 | 483.136
|  | 599.155 | 248.48 | 0 | 0 | 0 | 350.675 | 10000 | 100% | 0 | 599.155 | 146.814 | 66.437 | 353.437 | 0 | 32.468 | 248.48 | 0 | 0 | 599.155 | 248.48 | 350.675 | 0
|  | 823.822 | 287.213 | 0 | 0 | 0 | 536.609 | 9649.325 | 96.49% | 0 | 823.822 | 176.908 | 60.548 | 504.849 | 0 | 81.517 | 248.48 | 38.733 | 0 | 823.822 | 287.213 | 536.609 | 0
|  | 959.223 | 477.277 | 0 | 0 | 0 | 481.946 | 9112.716 | 91.13% | 0 | 959.223 | 202.507 | 83.649 | 472.728 | 104.078 | 96.261 | 248.48 | 228.797 | 0 | 959.223 | 477.277 | 481.946 | 0
|  | 1342.903 | 1157.462 | 0 | 0 | 0 | 185.441 | 8630.77 | 86.31% | 0 | 1342.903 | 293.322 | 87.496 | 375.779 | 279.166 | 307.14 | 248.48 | 908.982 | 0 | 1342.903 | 1157.462 | 185.441 | 0
|  | 1768.981 | 1092.264 | 0 | 0 | 0 | 676.717 | 8445.329 | 84.45% | 0 | 1768.981 | 416.182 | 69.321 | 613.615 | 282.705 | 387.159 | 248.48 | 843.784 | 0 | 1768.981 | 1092.264 | 676.717 | 0
|  | 1544.128 | 1015.414 | 0 | 0 | 0 | 528.714 | 7768.612 | 77.69% | 0 | 1544.128 | 356.46 | 33.164 | 602.707 | 93.982 | 457.816 | 248.48 | 766.934 | 0 | 1544.128 | 1015.414 | 528.714 | 0
|  | 1077.541 | 994.221 | 83.32 | 0 | 2500 | 0 | 7239.898 | 72.4% | 0 | 1077.541 | 321.956 | 19.228 | 525.89 | 51.48 | 158.987 | 248.48 | 745.741 | 7500 | 1077.541 | 994.221 | 0 | 83.32
|  | 1004.265 | 1004.265 | 0 | 566.868 | 260.102 | 0 | 9739.898 | 97.4% | 0 | 1004.265 | 335.578 | 16.845 | 426.52 | 185.081 | 40.242 | 248.48 | 1322.653 | 0 | 1004.265 | 1004.265 | 0 | 0
|  | 1042.865 | 1042.865 | 0 | 916.896 | 0 | 0 | 10000 | 100% | 0 | 1042.865 | 339.635 | 18.971 | 423.023 | 194.456 | 66.78 | 248.48 | 1711.281 | 0 | 1042.865 | 1042.865 | 0 | 0
|  | 955.666 | 955.666 | 0 | 1030.289 | 0 | 0 | 10000 | 100% | 0 | 955.666 | 391.043 | 65.981 | 419.92 | 74.859 | 3.863 | 248.48 | 1737.475 | 0 | 955.666 | 955.666 | 0 | 0
|  | 928.875 | 928.875 | 0 | 874.712 | 0 | 0 | 10000 | 100% | 0 | 928.875 | 334.758 | 120.169 | 420.344 | 53.605 | 0 | 248.48 | 1555.107 | 0 | 928.875 | 928.875 | 0 | 0
|  | 978.467 | 978.467 | 0 | 1054.183 | 0 | 0 | 10000 | 100% | 0 | 978.467 | 322.044 | 108.995 | 383.446 | 163.983 | 0 | 248.48 | 1784.17 | 0 | 978.467 | 978.467 | 0 | 0
|  | 1330.67 | 1330.67 | 0 | 426.212 | 0 | 0 | 10000 | 100% | 0 | 1330.67 | 385.859 | 82.839 | 690.632 | 171.34 | 0 | 248.48 | 1508.402 | 0 | 1330.67 | 1330.67 | 0 | 0
|  | 1176.45 | 1176.45 | 0 | 319.937 | 0 | 0 | 10000 | 100% | 0 | 1176.45 | 515.119 | 66.001 | 539.865 | 55.465 | 0 | 248.48 | 1247.907 | 0 | 1176.45 | 1176.45 | 0 | 0
|  | 1093.093 | 1093.093 | 0 | 65.948 | 0 | 0 | 10000 | 100% | 0 | 1093.093 | 507.541 | 94.191 | 431.721 | 48.103 | 11.538 | 248.48 | 910.561 | 0 | 1093.093 | 1093.093 | 0 | 0
|  | 940.852 | 736.348 | 0 | 0 | 0 | 204.504 | 10000 | 100% | 0 | 940.852 | 460.647 | 76.405 | 253.904 | 126.82 | 23.075 | 248.48 | 487.868 | 0 | 940.852 | 736.348 | 204.504 | 0
|  | 882.729 | 447.772 | 0 | 0 | 0 | 434.957 | 9795.496 | 97.95% | 0 | 882.729 | 476.112 | 52.638 | 243.559 | 87.345 | 23.075 | 248.48 | 199.292 | 0 | 882.729 | 447.772 | 434.957 | 0
|  | 764.093 | 446.094 | 317.999 | 0 | 639.461 | 0 | 9360.539 | 93.61% | 0 | 764.093 | 490.044 | 33.693 | 212.468 | 4.813 | 23.075 | 248.48 | 197.614 | 7500 | 764.093 | 446.094 | 0 | 317.999
|  | 770.193 | 248.48 | 0 | 0 | 0 | 521.713 | 10000 | 100% | 0 | 770.193 | 492.219 | 20.262 | 234.638 | 0 | 23.075 | 248.48 | 0 | 0 | 770.193 | 248.48 | 521.713 | 0
|  | 764.734 | 248.48 | 516.254 | 0 | 521.713 | 0 | 9478.287 | 94.78% | 0 | 764.734 | 483.382 | 14.423 | 243.855 | 0 | 23.075 | 248.48 | 0 | 7500 | 764.734 | 248.48 | 0 | 516.254
|  | 898.104 | 248.48 | 649.624 | 0 | 0 | 0 | 10000 | 100% | 0 | 898.104 | 297.542 | 106.609 | 470.374 | 0 | 23.579 | 248.48 | 0 | 7500 | 898.104 | 248.48 | 0 | 649.624
|  | 771.626 | 248.48 | 523.146 | 0 | 0 | 0 | 10000 | 100% | 0 | 771.626 | 196.166 | 92.543 | 460.565 | 0 | 22.352 | 248.48 | 0 | 7500 | 771.626 | 248.48 | 0 | 523.146
|  | 701.312 | 248.48 | 452.832 | 0 | 0 | 0 | 10000 | 100% | 0 | 701.312 | 171.674 | 75.599 | 435.819 | 0 | 18.22 | 248.48 | 0 | 7500 | 701.312 | 248.48 | 0 | 452.832
|  | 692.044 | 248.48 | 443.564 | 0 | 0 | 0 | 10000 | 100% | 0 | 692.044 | 158.098 | 75.216 | 381.604 | 0 | 77.127 | 248.48 | 0 | 7500 | 692.044 | 248.48 | 0 | 443.564
|  | 790.032 | 248.48 | 0 | 0 | 0 | 541.552 | 10000 | 100% | 0 | 790.032 | 147.732 | 62.841 | 405.555 | 0 | 173.904 | 248.48 | 0 | 0 | 790.032 | 248.48 | 541.552 | 0
|  | 959.28 | 250.086 | 0 | 0 | 0 | 709.194 | 9458.448 | 94.58% | 0 | 959.28 | 177.329 | 66.265 | 531.49 | 0 | 184.196 | 248.48 | 1.606 | 0 | 959.28 | 250.086 | 709.194 | 0
|  | 1036.796 | 294.881 | 0 | 0 | 0 | 741.915 | 8749.254 | 87.49% | 0 | 1036.796 | 188.87 | 102.22 | 470.047 | 95.854 | 179.805 | 248.48 | 46.401 | 0 | 1036.796 | 294.881 | 741.915 | 0
|  | 1598.107 | 490.848 | 0 | 0 | 0 | 1107.259 | 8007.339 | 80.07% | 0 | 1598.107 | 321.345 | 73.253 | 465.713 | 289.666 | 448.13 | 248.48 | 242.368 | 0 | 1598.107 | 490.848 | 1107.259 | 0
|  | 1580.134 | 720.238 | 0 | 0 | 0 | 859.896 | 6900.08 | 69% | 0 | 1580.134 | 414.135 | 56.488 | 571.877 | 172.603 | 365.031 | 248.48 | 471.758 | 0 | 1580.134 | 720.238 | 859.896 | 0
|  | 1327.191 | 623.967 | 0 | 0 | 0 | 703.224 | 6040.184 | 60.4% | 0 | 1327.191 | 394.124 | 29.081 | 501.715 | 0 | 402.271 | 248.48 | 375.487 | 0 | 1327.191 | 623.967 | 703.224 | 0
|  | 1063.362 | 760.777 | 302.585 | 0 | 2500 | 0 | 5336.96 | 53.37% | 0 | 1063.362 | 360.764 | 19.052 | 506.156 | 0 | 177.391 | 248.48 | 512.297 | 7500 | 1063.362 | 760.777 | 0 | 302.585
|  | 1108.178 | 876.915 | 231.263 | 0 | 2163.04 | 0 | 7836.96 | 78.37% | 0 | 1108.178 | 355.103 | 15.95 | 544.089 | 0 | 193.036 | 248.48 | 628.435 | 7500 | 1108.178 | 876.915 | 0 | 231.263
|  | 981.204 | 981.204 | 0 | 581.456 | 0 | 0 | 10000 | 100% | 0 | 981.204 | 407.426 | 34.09 | 440.034 | 0 | 99.654 | 248.48 | 1314.18 | 0 | 981.204 | 981.204 | 0 | 0
|  | 903.026 | 903.026 | 0 | 411.236 | 0 | 0 | 10000 | 100% | 0 | 903.026 | 380.255 | 100.424 | 419.09 | 0 | 3.257 | 248.48 | 1065.782 | 0 | 903.026 | 903.026 | 0 | 0
|  | 903.546 | 903.546 | 0 | 941.317 | 0 | 0 | 10000 | 100% | 0 | 903.546 | 332 | 118.818 | 452.729 | 0 | 0 | 248.48 | 1596.383 | 0 | 903.546 | 903.546 | 0 | 0
|  | 899.332 | 899.332 | 0 | 572.38 | 0 | 0 | 10000 | 100% | 0 | 899.332 | 322.553 | 112.558 | 375.859 | 88.363 | 0 | 248.48 | 1223.232 | 0 | 899.332 | 899.332 | 0 | 0
|  | 1287.912 | 1287.912 | 0 | 127.916 | 0 | 0 | 10000 | 100% | 0 | 1287.912 | 343.921 | 75.387 | 615.835 | 252.77 | 0 | 248.48 | 1167.348 | 0 | 1287.912 | 1287.912 | 0 | 0
|  | 1445.767 | 863.031 | 0 | 0 | 0 | 582.736 | 10000 | 100% | 0 | 1445.767 | 430.431 | 82.216 | 668.711 | 264.41 | 0 | 248.48 | 614.551 | 0 | 1445.767 | 863.031 | 582.736 | 0
|  | 1100.456 | 530.942 | 0 | 0 | 0 | 569.514 | 9417.264 | 94.17% | 0 | 1100.456 | 466.88 | 99.92 | 422.95 | 99.331 | 11.375 | 248.48 | 282.462 | 0 | 1100.456 | 530.942 | 569.514 | 0
|  | 803.788 | 366.212 | 0 | 0 | 0 | 437.576 | 8847.75 | 88.48% | 0 | 803.788 | 416.649 | 63.181 | 274.993 | 26.215 | 22.75 | 248.48 | 117.732 | 0 | 803.788 | 366.212 | 437.576 | 0
|  | 926.378 | 286.94 | 0 | 0 | 0 | 639.438 | 8410.174 | 84.1% | -1.1369e-13 | 926.378 | 475.656 | 53.558 | 267.022 | 107.21 | 22.933 | 248.48 | 38.46 | 0 | 926.378 | 286.94 | 639.438 | 0
|  | 948.087 | 248.485 | 699.602 | 0 | 2229.264 | 0 | 7770.736 | 77.71% | 0 | 948.087 | 471.149 | 28.968 | 288.579 | 136.338 | 23.054 | 248.48 | 0.005 | 7500 | 948.087 | 248.485 | 0 | 699.602
|  | 785.232 | 248.48 | 0 | 0 | 0 | 536.752 | 10000 | 100% | 0 | 785.232 | 476.989 | 17.914 | 219.24 | 47.792 | 23.298 | 248.48 | 0 | 0 | 785.232 | 248.48 | 536.752 | 0
|  | 689.967 | 248.48 | 441.487 | 0 | 536.752 | 0 | 9463.248 | 94.63% | 0 | 689.967 | 428.012 | 16.837 | 221.761 | 0 | 23.358 | 248.48 | 0 | 7500 | 689.967 | 248.48 | 0 | 441.487
|  | 968.629 | 248.48 | 720.149 | 0 | 0 | 0 | 10000 | 100% | 0 | 968.629 | 296.521 | 110.688 | 463.822 | 0 | 97.598 | 248.48 | 0 | 7500 | 968.629 | 248.48 | 0 | 720.149
|  | 944.196 | 248.48 | 695.716 | 0 | 0 | 0 | 10000 | 100% | 0 | 944.196 | 241.034 | 92.792 | 510.783 | 0 | 99.588 | 248.48 | 0 | 7500 | 944.196 | 248.48 | 0 | 695.716
|  | 783.556 | 248.48 | 535.076 | 0 | 0 | 0 | 10000 | 100% | 0 | 783.556 | 172.137 | 80.052 | 460.043 | 0 | 71.324 | 248.48 | 0 | 7500 | 783.556 | 248.48 | 0 | 535.076
|  | 685.454 | 248.48 | 436.974 | 0 | 0 | 0 | 10000 | 100% | 0 | 685.454 | 144.648 | 58.919 | 453.702 | 0 | 28.186 | 248.48 | 0 | 7500 | 685.454 | 248.48 | 0 | 436.974
|  | 773.878 | 248.48 | 0 | 0 | 0 | 525.398 | 10000 | 100% | 0 | 773.878 | 164.571 | 63.175 | 408.403 | 0 | 137.729 | 248.48 | 0 | 0 | 773.878 | 248.48 | 525.398 | 0
|  | 739.286 | 248.48 | 0 | 0 | 0 | 490.806 | 9474.602 | 94.75% | 0 | 739.286 | 160.514 | 87.127 | 431.053 | 0 | 60.592 | 248.48 | 0 | 0 | 739.286 | 248.48 | 490.806 | 0
|  | 1063.354 | 255.628 | 0 | 0 | 0 | 807.726 | 8983.796 | 89.84% | 0 | 1063.354 | 194.303 | 85.407 | 564.908 | 108.797 | 109.939 | 248.48 | 7.148 | 0 | 1063.354 | 255.628 | 807.726 | 0
|  | 1299.139 | 454.23 | 0 | 0 | 0 | 844.909 | 8176.07 | 81.76% | 0 | 1299.139 | 320.007 | 67.476 | 442.973 | 264.68 | 204.003 | 248.48 | 205.75 | 0 | 1299.139 | 454.23 | 844.909 | 0
|  | 1640.284 | 576.944 | 0 | 0 | 0 | 1063.34 | 7331.161 | 73.31% | 0 | 1640.284 | 415.631 | 35.468 | 564.942 | 179.13 | 445.113 | 248.48 | 328.464 | 0 | 1640.284 | 576.944 | 1063.34 | 0
|  | 1176.577 | 947.734 | 0 | 0 | 0 | 228.843 | 6267.821 | 62.68% | 0 | 1176.577 | 362.621 | 19.7 | 534.199 | 0 | 260.057 | 248.48 | 699.254 | 0 | 1176.577 | 947.734 | 228.843 | 0
|  | 1185.225 | 917.842 | 267.383 | 0 | 2500 | 0 | 6038.978 | 60.39% | 0 | 1185.225 | 345.551 | 17.171 | 489.983 | 0 | 332.52 | 248.48 | 669.362 | 7500 | 1185.225 | 917.842 | 0 | 267.383
|  | 975.409 | 882.941 | 92.468 | 0 | 1461.022 | 0 | 8538.978 | 85.39% | 0 | 975.409 | 317.873 | 20.25 | 460.043 | 0 | 177.243 | 248.48 | 634.461 | 7500 | 975.409 | 882.941 | 0 | 92.468
|  | 1008.819 | 1008.819 | 0 | 118.874 | 0 | 0 | 10000 | 100% | 0 | 1008.819 | 398.385 | 61.637 | 466.952 | 0 | 81.846 | 248.48 | 879.213 | 0 | 1008.819 | 1008.819 | 0 | 0
|  | 846.498 | 846.498 | 0 | 954.367 | 0 | 0 | 10000 | 100% | 0 | 846.498 | 359.205 | 111.718 | 375.575 | 0 | 0 | 248.48 | 1552.385 | 0 | 846.498 | 846.498 | 0 | 0
|  | 880.309 | 880.309 | 0 | 470.436 | 0 | 0 | 10000 | 100% | 0 | 880.309 | 338.108 | 112.739 | 426.053 | 0 | 3.41 | 248.48 | 1102.265 | 0 | 880.309 | 880.309 | 0 | 0
|  | 927.041 | 885.705 | 41.336 | 0 | 0 | 0 | 10000 | 100% | 0 | 927.041 | 337.25 | 85.781 | 398.364 | 102.236 | 3.41 | 248.48 | 637.225 | 7500 | 927.041 | 885.705 | 0 | 41.336
|  | 1395.882 | 429.188 | 0 | 0 | 0 | 966.694 | 10000 | 100% | 0 | 1395.882 | 406.792 | 71.256 | 655.342 | 262.438 | 0.054 | 248.48 | 180.708 | 0 | 1395.882 | 429.188 | 966.694 | 0
|  | 1724.161 | 320.437 | 0 | 0 | 0 | 1403.724 | 9033.306 | 90.33% | 0 | 1724.161 | 529.968 | 99.452 | 779.672 | 315.069 | 0 | 248.48 | 71.957 | 0 | 1724.161 | 320.437 | 1403.724 | 0
|  | 1023.578 | 326.153 | 0 | 0 | 0 | 697.425 | 7629.582 | 76.3% | 0 | 1023.578 | 480.097 | 79.552 | 352.068 | 96.098 | 15.762 | 248.48 | 77.673 | 0 | 1023.578 | 326.153 | 697.425 | 0
|  | 867.458 | 370.925 | 0 | 0 | 0 | 496.533 | 6932.157 | 69.32% | 0 | 867.458 | 438.003 | 55.747 | 309.839 | 32.345 | 31.525 | 248.48 | 122.445 | 0 | 867.458 | 370.925 | 496.533 | 0
|  | 867.77 | 507.914 | 0 | 0 | 0 | 359.856 | 6435.624 | 64.36% | 0 | 867.77 | 453.452 | 34.962 | 234.058 | 113.711 | 31.586 | 248.48 | 259.434 | 0 | 867.77 | 507.914 | 359.856 | 0
|  | 1001.591 | 298.783 | 702.808 | 0 | 2500 | 0 | 6075.768 | 60.76% | 0 | 1001.591 | 535.415 | 19.388 | 261.261 | 153.818 | 31.708 | 248.48 | 50.303 | 7500 | 1001.591 | 298.783 | 0 | 702.808
|  | 922.513 | 248.48 | 0 | 0 | 0 | 674.033 | 8575.768 | 85.76% | 0 | 922.513 | 548.326 | 17.13 | 268.709 | 56.275 | 32.074 | 248.48 | 0 | 0 | 922.513 | 248.48 | 674.033 | 0
|  | 689.957 | 248.48 | 441.477 | 0 | 2098.265 | 0 | 7901.735 | 79.02% | 0 | 689.957 | 419.3 | 17.881 | 220.641 | 0 | 32.135 | 248.48 | 0 | 7500 | 689.957 | 248.48 | 0 | 441.477
|  | 941.615 | 248.48 | 693.135 | 0 | 0 | 0 | 10000 | 100% | 0 | 941.615 | 324.916 | 103.873 | 481.848 | 0 | 30.978 | 248.48 | 0 | 7500 | 941.615 | 248.48 | 0 | 693.135
|  | 829.272 | 248.48 | 580.792 | 0 | 0 | 0 | 10000 | 100% | 0 | 829.272 | 223.789 | 81.189 | 447.956 | 0 | 76.339 | 248.48 | 0 | 7500 | 829.272 | 248.48 | 0 | 580.792
|  | 703.864 | 248.48 | 455.384 | 0 | 0 | 0 | 10000 | 100% | 0 | 703.864 | 197.9 | 70.552 | 374.159 | 0 | 61.253 | 248.48 | 0 | 7500 | 703.864 | 248.48 | 0 | 455.384
|  | 740.62 | 248.48 | 492.14 | 0 | 0 | 0 | 10000 | 100% | 0 | 740.62 | 153.012 | 55.534 | 408.416 | 0 | 123.658 | 248.48 | 0 | 7500 | 740.62 | 248.48 | 0 | 492.14
|  | 716.903 | 248.48 | 0 | 0 | 0 | 468.423 | 10000 | 100% | 0 | 716.903 | 147.79 | 72.829 | 342.842 | 0 | 153.442 | 248.48 | 0 | 0 | 716.903 | 248.48 | 468.423 | 0
|  | 680.491 | 249.828 | 0 | 0 | 0 | 430.663 | 9531.577 | 95.32% | 0 | 680.491 | 152.164 | 93.844 | 398.361 | 0 | 36.122 | 248.48 | 1.348 | 0 | 680.491 | 249.828 | 430.663 | 0
|  | 804.712 | 367.441 | 0 | 0 | 0 | 437.271 | 9100.914 | 91.01% | 0 | 804.712 | 172.42 | 70.967 | 432.795 | 101.756 | 26.774 | 248.48 | 118.961 | 0 | 804.712 | 367.441 | 437.271 | 0
|  | 1161.515 | 728.414 | 0 | 0 | 0 | 433.101 | 8663.643 | 86.64% | 0 | 1161.515 | 313.486 | 52.072 | 391.898 | 270.394 | 133.665 | 248.48 | 479.934 | 0 | 1161.515 | 728.414 | 433.101 | 0
|  | 1334.534 | 532.221 | 0 | 0 | 0 | 802.313 | 8230.542 | 82.31% | 0 | 1334.534 | 371.908 | 28.047 | 514.644 | 169.123 | 250.812 | 248.48 | 283.741 | 0 | 1334.534 | 532.221 | 802.313 | 0
|  | 1906.273 | 702.326 | 0 | 0 | 0 | 1203.947 | 7428.229 | 74.28% | 0 | 1906.273 | 370.483 | 20.053 | 729.477 | 0 | 786.261 | 248.48 | 453.846 | 0 | 1906.273 | 702.326 | 1203.947 | 0
|  | 1154.734 | 1154.734 | 0 | 850.333 | 850.333 | 0 | 6224.282 | 62.24% | 0 | 1154.734 | 363.914 | 18.103 | 480.223 | 0 | 292.494 | 248.48 | 1756.587 | 0 | 1154.734 | 1154.734 | 0 | 0
|  | 926.171 | 926.171 | 0 | 1261.561 | 1261.561 | 0 | 7074.615 | 70.75% | 0 | 926.171 | 360.545 | 34.198 | 446.032 | 0 | 85.396 | 248.48 | 1939.252 | 0 | 926.171 | 926.171 | 0 | 0
|  | 895.837 | 895.837 | 0 | 1112.582 | 1112.582 | 0 | 8336.176 | 83.36% | 0 | 895.837 | 347.971 | 109.126 | 368.485 | 0 | 70.255 | 248.48 | 1759.939 | 0 | 895.837 | 895.837 | 0 | 0
|  | 839.343 | 839.343 | 0 | 554.709 | 551.242 | 0 | 9448.758 | 94.49% | 0 | 839.343 | 364.171 | 105.147 | 325.216 | 0 | 44.809 | 248.48 | 1145.572 | 0 | 839.343 | 839.343 | 0 | 0
|  | 737.188 | 737.188 | 0 | 441.937 | 0 | 0 | 10000 | 100% | 0 | 737.188 | 305.743 | 114.906 | 316.54 | 0 | 0 | 248.48 | 930.645 | 0 | 737.188 | 737.188 | 0 | 0
|  | 776.553 | 776.553 | 0 | 55.922 | 0 | 0 | 10000 | 100% | 0 | 776.553 | 327.968 | 73.103 | 301.537 | 73.945 | 0 | 248.48 | 583.995 | 0 | 776.553 | 776.553 | 0 | 0
|  | 1216.371 | 1047.848 | 0 | 0 | 0 | 168.523 | 10000 | 100% | 0 | 1216.371 | 365.139 | 75.399 | 560.484 | 215.349 | 0 | 248.48 | 799.368 | 0 | 1216.371 | 1047.848 | 168.523 | 0
|  | 1296.297 | 768.499 | 0 | 0 | 0 | 527.798 | 9831.477 | 98.31% | 0 | 1296.297 | 455.989 | 93.509 | 495.045 | 251.754 | 0 | 248.48 | 520.019 | 0 | 1296.297 | 768.499 | 527.798 | 0
|  | 1047.667 | 678.266 | 0 | 0 | 0 | 369.401 | 9303.679 | 93.04% | 0 | 1047.667 | 486.171 | 62.177 | 393.526 | 90.518 | 15.275 | 248.48 | 429.786 | 0 | 1047.667 | 678.266 | 369.401 | 0
|  | 844.422 | 408.834 | 0 | 0 | 0 | 435.588 | 8934.278 | 89.34% | 0 | 844.422 | 489.699 | 50.524 | 253.479 | 20.171 | 30.55 | 248.48 | 160.354 | 0 | 844.422 | 408.834 | 435.588 | 0
|  | 879.704 | 300.094 | 0 | 0 | 0 | 579.61 | 8498.69 | 84.99% | 0 | 879.704 | 439.917 | 27.803 | 280.845 | 100.589 | 30.55 | 248.48 | 51.614 | 0 | 879.704 | 300.094 | 579.61 | 0
|  | 909.472 | 333.553 | 575.919 | 0 | 2080.92 | 0 | 7919.08 | 79.19% | 0 | 909.472 | 492.406 | 17.994 | 243.467 | 124.994 | 30.611 | 248.48 | 85.073 | 7500 | 909.472 | 333.553 | 0 | 575.919
|  | 892.409 | 248.48 | 0 | 0 | 0 | 643.929 | 10000 | 100% | 0 | 892.409 | 506.232 | 17.007 | 282.551 | 55.58 | 31.039 | 248.48 | 0 | 0 | 892.409 | 248.48 | 643.929 | 0
|  | 762.161 | 248.48 | 513.681 | 0 | 643.929 | 0 | 9356.071 | 93.56% | 0 | 762.161 | 439.283 | 31.666 | 260.051 | 0 | 31.161 | 248.48 | 0 | 7500 | 762.161 | 248.48 | 0 | 513.681
|  | 882.307 | 248.48 | 633.827 | 0 | 0 | 0 | 10000 | 100% | 0 | 882.307 | 328.704 | 77.143 | 377.408 | 0 | 99.053 | 248.48 | 0 | 7500 | 882.307 | 248.48 | 0 | 633.827
|  | 850.263 | 248.48 | 601.783 | 0 | 0 | 0 | 10000 | 100% | 0 | 850.263 | 245.733 | 79.106 | 430.646 | 0 | 94.778 | 248.48 | 0 | 7500 | 850.263 | 248.48 | 0 | 601.783
|  | 619.102 | 248.48 | 370.622 | 0 | 0 | 0 | 10000 | 100% | 0 | 619.102 | 177.779 | 60.386 | 356.02 | 0 | 24.917 | 248.48 | 0 | 7500 | 619.102 | 248.48 | 0 | 370.622
|  | 699.229 | 248.48 | 450.749 | 0 | 0 | 0 | 10000 | 100% | 0 | 699.229 | 171.757 | 60.364 | 435.467 | 0 | 31.642 | 248.48 | 0 | 7500 | 699.229 | 248.48 | 0 | 450.749
|  | 621.924 | 248.48 | 0 | 0 | 0 | 373.444 | 10000 | 100% | 0 | 621.924 | 165.759 | 83.847 | 361.818 | 0 | 10.5 | 248.48 | 0 | 0 | 621.924 | 248.48 | 373.444 | 0
|  | 673.364 | 268.517 | 0 | 0 | 0 | 404.847 | 9626.556 | 96.27% | 0 | 673.364 | 167.979 | 81.223 | 413.006 | 0 | 11.156 | 248.48 | 20.037 | 0 | 673.364 | 268.517 | 404.847 | 0
|  | 810.116 | 331.835 | 0 | 0 | 0 | 478.281 | 9221.709 | 92.22% | 0 | 810.116 | 176.475 | 65.016 | 395.804 | 94.424 | 78.397 | 248.48 | 83.355 | 0 | 810.116 | 331.835 | 478.281 | 0
|  | 870.478 | 438.097 | 0 | 0 | 0 | 432.381 | 8743.428 | 87.43% | 0 | 870.478 | 215.744 | 38.402 | 352.7 | 249.834 | 13.798 | 248.48 | 189.617 | 0 | 870.478 | 438.097 | 432.381 | 0
|  | 1058.339 | 564.499 | 0 | 0 | 0 | 493.84 | 8311.047 | 83.11% | 0 | 1058.339 | 297.828 | 19.059 | 352.989 | 154.272 | 234.19 | 248.48 | 316.019 | 0 | 1058.339 | 564.499 | 493.84 | 0
|  | 1045.097 | 988.767 | 0 | 0 | 0 | 56.33 | 7817.207 | 78.17% | 0 | 1045.097 | 362.658 | 15.658 | 417.159 | 0 | 249.623 | 248.48 | 740.287 | 0 | 1045.097 | 988.767 | 56.33 | 0
|  | 1201.316 | 1201.316 | 0 | 137.756 | 137.756 | 0 | 7760.877 | 77.61% | 0 | 1201.316 | 520.396 | 19.867 | 383.006 | 0 | 278.047 | 248.48 | 1090.592 | 0 | 1201.316 | 1201.316 | 0 | 0
|  | 1033.477 | 1033.477 | 0 | 399.57 | 399.57 | 0 | 7898.633 | 78.99% | 0 | 1033.477 | 513.938 | 64.466 | 394.867 | 0 | 60.205 | 248.48 | 1184.567 | 0 | 1033.477 | 1033.477 | 0 | 0
|  | 1030.169 | 1030.169 | 0 | 191.235 | 191.235 | 0 | 8298.203 | 82.98% | 0 | 1030.169 | 570.658 | 114.245 | 343.556 | 0 | 1.711 | 248.48 | 972.924 | 0 | 1030.169 | 1030.169 | 0 | 0
|  | 1044.505 | 1044.505 | 0 | 1213.189 | 1213.189 | 0 | 8489.438 | 84.89% | 0 | 1044.505 | 600.224 | 106.128 | 300.632 | 0 | 37.52 | 248.48 | 2009.214 | 0 | 1044.505 | 1044.505 | 0 | 0
|  | 865.199 | 865.199 | 0 | 745.439 | 297.373 | 0 | 9702.627 | 97.03% | 0 | 865.199 | 422.565 | 87.799 | 280.161 | 0 | 74.674 | 248.48 | 1362.158 | 0 | 865.199 | 865.199 | 0 | 0
|  | 895.276 | 895.276 | 0 | 286.871 | 0 | 0 | 10000 | 100% | 0 | 895.276 | 420.148 | 73.33 | 306.158 | 92.357 | 3.283 | 248.48 | 933.667 | 0 | 895.276 | 895.276 | 0 | 0
|  | 1233.905 | 672.615 | 0 | 0 | 0 | 561.29 | 10000 | 100% | 0 | 1233.905 | 384.126 | 82.214 | 520.494 | 247.071 | 0 | 248.48 | 424.135 | 0 | 1233.905 | 672.615 | 561.29 | 0
|  | 1555.97 | 809.3 | 0 | 0 | 0 | 746.67 | 9438.71 | 94.39% | 0 | 1555.97 | 539.482 | 74.273 | 646.976 | 295.239 | 0 | 248.48 | 560.82 | 0 | 1555.97 | 809.3 | 746.67 | 0
|  | 1044.922 | 526.677 | 0 | 0 | 0 | 518.245 | 8692.04 | 86.92% | 0 | 1044.922 | 476.352 | 51.454 | 400.476 | 102.989 | 13.65 | 248.48 | 278.197 | 0 | 1044.922 | 526.677 | 518.245 | 0
|  | 823.322 | 507.237 | 0 | 0 | 0 | 316.085 | 8173.795 | 81.74% | 0 | 823.322 | 489.888 | 39.322 | 242.593 | 24.22 | 27.3 | 248.48 | 258.757 | 0 | 823.322 | 507.237 | 316.085 | 0
|  | 806.66 | 659.056 | 0 | 0 | 0 | 147.604 | 7857.71 | 78.58% | 0 | 806.66 | 433.986 | 20.772 | 225.528 | 99.074 | 27.3 | 248.48 | 410.576 | 0 | 806.66 | 659.056 | 147.604 | 0
|  | 878.397 | 275.047 | 603.35 | 0 | 2289.894 | 0 | 7710.106 | 77.1% | 0 | 878.397 | 492.205 | 16.92 | 220.959 | 121.013 | 27.3 | 248.48 | 26.567 | 7500 | 878.397 | 275.047 | 0 | 603.35
|  | 910.276 | 248.48 | 0 | 0 | 0 | 661.796 | 10000 | 100% | 0 | 910.276 | 534.003 | 19.483 | 276.575 | 52.916 | 27.3 | 248.48 | 0 | 0 | 910.276 | 248.48 | 661.796 | 0
|  | 800.883 | 248.48 | 552.403 | 0 | 661.796 | 0 | 9338.204 | 93.38% | 0 | 800.883 | 450.731 | 64.826 | 258.026 | 0 | 27.3 | 248.48 | 0 | 7500 | 800.883 | 248.48 | 0 | 552.403
|  | 910.721 | 248.48 | 662.241 | 0 | 0 | 0 | 10000 | 100% | 0 | 910.721 | 322.213 | 79.512 | 483.217 | 0 | 25.779 | 248.48 | 0 | 7500 | 910.721 | 248.48 | 0 | 662.241
|  | 770.292 | 248.48 | 521.812 | 0 | 0 | 0 | 10000 | 100% | 0 | 770.292 | 214.93 | 75.266 | 457.548 | 0 | 22.548 | 248.48 | 0 | 7500 | 770.292 | 248.48 | 0 | 521.812
|  | 771.823 | 248.48 | 523.343 | 0 | 0 | 0 | 10000 | 100% | 0 | 771.823 | 199.775 | 58.601 | 490.137 | 0 | 23.31 | 248.48 | 0 | 7500 | 771.823 | 248.48 | 0 | 523.343
|  | 819.307 | 248.48 | 570.827 | 0 | 0 | 0 | 10000 | 100% | 0 | 819.307 | 163.651 | 75.163 | 524.328 | 0 | 56.165 | 248.48 | 0 | 7500 | 819.307 | 248.48 | 0 | 570.827
|  | 667.455 | 248.48 | 0 | 0 | 0 | 418.975 | 10000 | 100% | 0 | 667.455 | 168.428 | 88.789 | 316.334 | 0 | 93.905 | 248.48 | 0 | 0 | 667.455 | 248.48 | 418.975 | 0
|  | 638.958 | 256.5 | 0 | 0 | 0 | 382.458 | 9581.025 | 95.81% | 0 | 638.958 | 165.634 | 69.261 | 378.277 | 0 | 25.785 | 248.48 | 8.02 | 0 | 638.958 | 256.5 | 382.458 | 0
|  | 934.306 | 285.604 | 0 | 0 | 0 | 648.702 | 9198.567 | 91.99% | 0 | 934.306 | 162.732 | 57.808 | 471.958 | 101.868 | 139.94 | 248.48 | 37.124 | 0 | 934.306 | 285.604 | 648.702 | 0
|  | 1088.312 | 402.366 | 0 | 0 | 0 | 685.946 | 8549.865 | 85.5% | 0 | 1088.312 | 230.307 | 29.126 | 343.108 | 279.907 | 205.863 | 248.48 | 153.886 | 0 | 1088.312 | 402.366 | 685.946 | 0
|  | 1214.663 | 491.927 | 0 | 0 | 0 | 722.736 | 7863.919 | 78.64% | 0 | 1214.663 | 294.954 | 20.306 | 347.443 | 170.559 | 381.401 | 248.48 | 243.447 | 0 | 1214.663 | 491.927 | 722.736 | 0
|  | 1213.16 | 643.183 | 0 | 0 | 0 | 569.977 | 7141.183 | 71.41% | 0 | 1213.16 | 386.474 | 17.649 | 412.644 | 0 | 396.393 | 248.48 | 394.703 | 0 | 1213.16 | 643.183 | 569.977 | 0
|  | 1110.996 | 594.895 | 516.101 | 0 | 2500 | 0 | 6571.206 | 65.71% | 0 | 1110.996 | 490.565 | 34.067 | 325.258 | 0 | 261.106 | 248.48 | 346.415 | 7500 | 1110.996 | 594.895 | 0 | 516.101
|  | 909.465 | 480.083 | 429.382 | 0 | 928.794 | 0 | 9071.206 | 90.71% | 0 | 909.465 | 483.742 | 95.309 | 278.386 | 0 | 52.028 | 248.48 | 231.603 | 7500 | 909.465 | 480.083 | 0 | 429.382
|  | 1129.621 | 484.385 | 645.236 | 0 | 0 | 0 | 10000 | 100% | 0 | 1129.621 | 577.816 | 103.88 | 289.21 | 0 | 158.715 | 248.48 | 235.905 | 7500 | 1129.621 | 484.385 | 0 | 645.236
|  | 1000.705 | 552.982 | 447.723 | 0 | 0 | 0 | 10000 | 100% | 0 | 1000.705 | 511.631 | 106.401 | 257.25 | 0 | 125.423 | 248.48 | 304.502 | 7500 | 1000.705 | 552.982 | 0 | 447.723
|  | 830.232 | 435.729 | 394.503 | 0 | 0 | 0 | 10000 | 100% | 0 | 830.232 | 417.362 | 71.117 | 268.76 | 0 | 72.993 | 248.48 | 187.249 | 7500 | 830.232 | 435.729 | 0 | 394.503
|  | 930.27 | 508.371 | 421.899 | 0 | 0 | 0 | 10000 | 100% | 0 | 930.27 | 497.657 | 78.108 | 273.322 | 81.183 | 0 | 248.48 | 259.891 | 7500 | 930.27 | 508.371 | 0 | 421.899
|  | 1442.319 | 525.662 | 0 | 0 | 0 | 916.657 | 10000 | 100% | 0 | 1442.319 | 458.471 | 89.377 | 632.034 | 262.438 | 0 | 248.48 | 277.182 | 0 | 1442.319 | 525.662 | 916.657 | 0
|  | 1415.529 | 383.659 | 0 | 0 | 0 | 1031.87 | 9083.343 | 90.83% | 0 | 1415.529 | 521.222 | 65.897 | 569.966 | 258.444 | 0 | 248.48 | 135.179 | 0 | 1415.529 | 383.659 | 1031.87 | 0
|  | 1018.331 | 422.198 | 0 | 0 | 0 | 596.133 | 8051.473 | 80.51% | 0 | 1018.331 | 510.241 | 54.376 | 355.498 | 85.541 | 12.675 | 248.48 | 173.718 | 0 | 1018.331 | 422.198 | 596.133 | 0
|  | 792.32 | 276.579 | 0 | 0 | 0 | 515.741 | 7455.34 | 74.55% | 1.1369e-13 | 792.32 | 412.837 | 30.42 | 302.189 | 21.524 | 25.35 | 248.48 | 28.099 | 0 | 792.32 | 276.579 | 515.741 | 0
|  | 774.833 | 251.568 | 0 | 0 | 0 | 523.265 | 6939.599 | 69.4% | 0 | 774.833 | 426.54 | 20.373 | 218.083 | 84.303 | 25.534 | 248.48 | 3.088 | 0 | 774.833 | 251.568 | 523.265 | 0
|  | 955.019 | 248.485 | 706.534 | 0 | 2500 | 0 | 6416.334 | 64.16% | 0 | 955.019 | 524.906 | 17.491 | 259.075 | 127.952 | 25.595 | 248.48 | 0.005 | 7500 | 955.019 | 248.485 | 0 | 706.534
|  | 859.129 | 248.48 | 0 | 0 | 0 | 610.649 | 8916.334 | 89.16% | 0 | 859.129 | 524.216 | 32.999 | 230.763 | 45.743 | 25.408 | 248.48 | 0 | 0 | 859.129 | 248.48 | 610.649 | 0
|  | 780.293 | 248.48 | 531.813 | 0 | 1694.315 | 0 | 8305.685 | 83.06% | 0 | 780.293 | 413.814 | 98.995 | 242.135 | 0 | 25.35 | 248.48 | 0 | 7500 | 780.293 | 248.48 | 0 | 531.813
|  | 771.167 | 248.48 | 522.687 | 0 | 0 | 0 | 10000 | 100% | 0 | 771.167 | 275.8 | 81.884 | 391.927 | 0 | 21.556 | 248.48 | 0 | 7500 | 771.167 | 248.48 | 0 | 522.687
|  | 861.834 | 248.48 | 613.354 | 0 | 0 | 0 | 10000 | 100% | 0 | 861.834 | 234.261 | 60.956 | 546.146 | 0 | 20.471 | 248.48 | 0 | 7500 | 861.834 | 248.48 | 0 | 613.354
|  | 608.449 | 248.48 | 359.969 | 0 | 0 | 0 | 10000 | 100% | 0 | 608.449 | 162.127 | 63.793 | 366.279 | 0 | 16.25 | 248.48 | 0 | 7500 | 608.449 | 248.48 | 0 | 359.969
|  | 693.234 | 248.48 | 444.754 | 0 | 0 | 0 | 10000 | 100% | 0 | 693.234 | 151.117 | 85.082 | 437.528 | 0 | 19.507 | 248.48 | 0 | 7500 | 693.234 | 248.48 | 0 | 444.754
|  | 767.233 | 248.48 | 0 | 0 | 0 | 518.753 | 10000 | 100% | 0 | 767.233 | 172.735 | 79.525 | 437.176 | 0 | 77.798 | 248.48 | 0 | 0 | 767.233 | 248.48 | 518.753 | 0
|  | 613.334 | 248.48 | 0 | 0 | 0 | 364.854 | 9481.247 | 94.81% | 0 | 613.334 | 142.827 | 71.408 | 385.77 | 0 | 13.329 | 248.48 | 0 | 0 | 613.334 | 248.48 | 364.854 | 0
|  | 909.275 | 249.2 | 0 | 0 | 0 | 660.075 | 9116.393 | 91.16% | -1.1369e-13 | 909.275 | 192.114 | 36.837 | 528.813 | 105.095 | 46.417 | 248.48 | 0.72 | 0 | 909.275 | 249.2 | 660.075 | 0
|  | 1153.009 | 255.493 | 0 | 0 | 0 | 897.516 | 8456.318 | 84.56% | 0 | 1153.009 | 305.45 | 21.928 | 326.202 | 264.937 | 234.493 | 248.48 | 7.013 | 0 | 1153.009 | 255.493 | 897.516 | 0
|  | 1500.503 | 271.821 | 0 | 0 | 0 | 1228.682 | 7558.802 | 75.59% | 0 | 1500.503 | 397.073 | 15.244 | 561.104 | 267.145 | 259.937 | 248.48 | 23.341 | 0 | 1500.503 | 271.821 | 1228.682 | 0
|  | 1892.041 | 384.144 | 0 | 0 | 0 | 1507.897 | 6330.12 | 63.3% | 0 | 1892.041 | 421.304 | 20.366 | 652.937 | 108.995 | 688.44 | 248.48 | 135.664 | 0 | 1892.041 | 384.144 | 1507.897 | 0
|  | 1185.024 | 610.917 | 574.107 | 0 | 2500 | 0 | 4822.223 | 48.22% | 0 | 1185.024 | 343.101 | 55.705 | 506.936 | 58.02 | 221.262 | 248.48 | 362.437 | 7500 | 1185.024 | 610.917 | 0 | 574.107
|  | 1039.683 | 488.508 | 551.175 | 0 | 2500 | 0 | 7322.223 | 73.22% | 0 | 1039.683 | 299.063 | 120.353 | 365.427 | 176.158 | 78.682 | 248.48 | 240.028 | 7500 | 1039.683 | 488.508 | 0 | 551.175
|  | 1160.051 | 411.401 | 748.65 | 0 | 177.777 | 0 | 9822.223 | 98.22% | 0 | 1160.051 | 394.941 | 115.285 | 377.028 | 214.441 | 58.356 | 248.48 | 162.921 | 7500 | 1160.051 | 411.401 | 0 | 748.65
|  | 859.995 | 389.008 | 470.987 | 0 | 0 | 0 | 10000 | 100% | 0 | 859.995 | 315.893 | 94.894 | 372.516 | 73.373 | 3.32 | 248.48 | 140.528 | 7500 | 859.995 | 389.008 | 0 | 470.987
|  | 750.939 | 351.984 | 398.955 | 0 | 0 | 0 | 10000 | 100% | 0 | 750.939 | 334.171 | 76.143 | 288.069 | 52.556 | 0 | 248.48 | 103.504 | 7500 | 750.939 | 351.984 | 0 | 398.955
|  | 946.66 | 332.517 | 614.143 | 0 | 0 | 0 | 10000 | 100% | 0 | 946.66 | 328.623 | 85.372 | 345.453 | 187.212 | 0 | 248.48 | 84.037 | 7500 | 946.66 | 332.517 | 0 | 614.143
|  | 1310.896 | 441.618 | 0 | 0 | 0 | 869.278 | 10000 | 100% | 0 | 1310.896 | 398.589 | 78.189 | 643.572 | 190.546 | 0 | 248.48 | 193.138 | 0 | 1310.896 | 441.618 | 869.278 | 0
|  | 1167.068 | 419.294 | 0 | 0 | 0 | 747.774 | 9130.722 | 91.31% | 0 | 1167.068 | 519.96 | 56.745 | 526.446 | 63.918 | 0 | 248.48 | 170.814 | 0 | 1167.068 | 419.294 | 747.774 | 0
|  | 1093.668 | 367.555 | 0 | 0 | 0 | 726.113 | 8382.948 | 83.83% | 0 | 1093.668 | 531.685 | 35.897 | 459.47 | 56.054 | 10.563 | 248.48 | 119.075 | 0 | 1093.668 | 367.555 | 726.113 | 0
|  | 1008.537 | 302.424 | 0 | 0 | 0 | 706.113 | 7656.835 | 76.57% | 0 | 1008.537 | 479.673 | 19.157 | 333.465 | 155.117 | 21.125 | 248.48 | 53.944 | 0 | 1008.537 | 302.424 | 706.113 | 0
|  | 795.769 | 14.578 | 0 | 0 | 0 | 781.191 | 6950.722 | 69.51% | 0 | 795.769 | 431.259 | 15.809 | 238.712 | 88.802 | 21.187 | 0 | 14.578 | 0 | 795.769 | 14.578 | 781.191 | 0
|  | 768.326 | 0.146 | 768.18 | 0 | 2500 | 0 | 6169.531 | 61.7% | 0 | 768.326 | 483.95 | 17.852 | 236.701 | 8.636 | 21.187 | 0 | 0.146 | 7500 | 768.326 | 0.146 | 0 | 768.18
|  | 739.718 | 0 | 0 | 0 | 0 | 739.718 | 8669.531 | 86.7% | 0 | 739.718 | 453.972 | 61.415 | 203.207 | 0 | 21.125 | 0 | 0 | 0 | 739.718 | 0 | 739.718 | 0
|  | 772.948 | 0 | 772.948 | 0 | 2070.187 | 0 | 7929.813 | 79.3% | 0 | 772.948 | 407.474 | 118.902 | 225.447 | 0 | 21.125 | 0 | 0 | 7500 | 772.948 | 0 | 0 | 772.948
|  | 818.547 | 0 | 818.547 | 0 | 0 | 0 | 10000 | 100% | 0 | 818.547 | 317.539 | 66.264 | 413.619 | 0 | 21.125 | 0 | 0 | 7500 | 818.547 | 0 | 0 | 818.547
|  | 691.257 | 0 | 691.257 | 0 | 0 | 0 | 10000 | 100% | 0 | 691.257 | 193.154 | 55.928 | 421.45 | 0 | 20.726 | 0 | 0 | 7500 | 691.257 | 0 | 0 | 691.257
|  | 588.967 | 0 | 588.967 | 0 | 0 | 0 | 10000 | 100% | 0 | 588.967 | 160.423 | 72.21 | 310.852 | 0 | 45.483 | 0 | 0 | 7500 | 588.967 | 0 | 0 | 588.967
|  | 774.753 | 0 | 774.753 | 0 | 0 | 0 | 10000 | 100% | 0 | 774.753 | 169.743 | 94.62 | 350.558 | 0 | 159.833 | 0 | 0 | 7500 | 774.753 | 0 | 0 | 774.753
|  | 765.413 | 0 | 0 | 0 | 0 | 765.413 | 10000 | 100% | 0 | 765.413 | 155.773 | 77.52 | 436.075 | 0 | 96.046 | 0 | 0 | 0 | 765.413 | 0 | 765.413 | 0
|  | 801.017 | 0.194 | 0 | 0 | 0 | 800.823 | 9234.587 | 92.35% | 0 | 801.017 | 159.787 | 56.473 | 474.094 | 0 | 110.663 | 0 | 0.194 | 0 | 801.017 | 0.194 | 800.823 | 0
|  | 956.879 | 4.947 | 0 | 0 | 0 | 951.932 | 8433.764 | 84.34% | 0 | 956.879 | 172.418 | 25.189 | 515.806 | 95.121 | 148.345 | 0 | 4.947 | 0 | 956.879 | 4.947 | 951.932 | 0
|  | 1303.654 | 60.199 | 0 | 0 | 0 | 1243.455 | 7481.832 | 74.82% | 0 | 1303.654 | 289.633 | 19.429 | 455.917 | 257.261 | 281.414 | 0 | 60.199 | 0 | 1303.654 | 60.199 | 1243.455 | 0
|  | 1753.263 | 179.834 | 0 | 0 | 0 | 1573.429 | 6238.377 | 62.38% | 0 | 1753.263 | 383.521 | 18.325 | 719.505 | 262.931 | 368.982 | 0 | 179.834 | 0 | 1753.263 | 179.834 | 1573.429 | 0
|  | 1515.891 | 326.342 | 0 | 0 | 0 | 1189.549 | 4664.948 | 46.65% | 0 | 1515.891 | 378.905 | 36.891 | 729.424 | 96.925 | 273.746 | 0 | 326.342 | 0 | 1515.891 | 326.342 | 1189.549 | 0
|  | 1261.974 | 520.965 | 741.009 | 0 | 2500 | 0 | 3475.399 | 34.75% | 0 | 1261.974 | 333.529 | 94.038 | 524.834 | 54.045 | 255.528 | 0 | 520.965 | 7500 | 1261.974 | 520.965 | 0 | 741.009
|  | 1221.115 | 831.947 | 389.168 | 0 | 2500 | 0 | 5975.399 | 59.75% | 0 | 1221.115 | 309.339 | 117.294 | 473.792 | 179.475 | 141.215 | 0 | 831.947 | 7500 | 1221.115 | 831.947 | 0 | 389.168
|  | 1212.797 | 793.504 | 419.293 | 0 | 1524.601 | 0 | 8475.399 | 84.75% | 0 | 1212.797 | 389.351 | 106.688 | 499.178 | 197.803 | 19.778 | 0 | 793.504 | 7500 | 1212.797 | 793.504 | 0 | 419.293
|  | 915.223 | 915.223 | 0 | 321.3 | 0 | 0 | 10000 | 100% | 0 | 915.223 | 380.175 | 77.27 | 402.694 | 55.084 | 0 | 0 | 1236.523 | 0 | 915.223 | 915.223 | 0 | 0
|  | 819.454 | 819.454 | 0 | 791.757 | 0 | 0 | 10000 | 100% | 0 | 819.454 | 322.095 | 78.011 | 369.078 | 50.27 | 0 | 0 | 1611.211 | 0 | 819.454 | 819.454 | 0 | 0
|  | 994.709 | 994.709 | 0 | 348.748 | 0 | 0 | 10000 | 100% | 0 | 994.709 | 333.768 | 86.09 | 421.802 | 153.049 | 0 | 0 | 1343.457 | 0 | 994.709 | 994.709 | 0 | 0
|  | 1347.865 | 1128.664 | 0 | 0 | 0 | 219.201 | 10000 | 100% | 0 | 1347.865 | 388.861 | 64.587 | 760.526 | 133.892 | 0 | 0 | 1128.664 | 0 | 1347.865 | 1128.664 | 219.201 | 0
|  | 1276.73 | 729.849 | 0 | 0 | 0 | 546.881 | 9780.799 | 97.81% | 0 | 1276.73 | 511.119 | 47.336 | 667.146 | 51.13 | 0 | 0 | 729.849 | 0 | 1276.73 | 729.849 | 546.881 | 0
|  | 1019.121 | 372.506 | 0 | 0 | 0 | 646.615 | 9233.918 | 92.34% | 0 | 1019.121 | 507.777 | 26.797 | 413.348 | 60.636 | 10.563 | 0 | 372.506 | 0 | 1019.121 | 372.506 | 646.615 | 0
|  | 978.989 | 152.624 | 0 | 0 | 0 | 826.365 | 8587.303 | 85.87% | 0 | 978.989 | 491.783 | 19.509 | 321.576 | 124.996 | 21.125 | 0 | 152.624 | 0 | 978.989 | 152.624 | 826.365 | 0
|  | 870.012 | 41.245 | 0 | 0 | 0 | 828.767 | 7760.938 | 77.61% | 0 | 870.012 | 472.049 | 18.657 | 296.538 | 61.642 | 21.125 | 0 | 41.245 | 0 | 870.012 | 41.245 | 828.767 | 0
|  | 825.86 | 7.364 | 818.496 | 0 | 2500 | 0 | 6932.171 | 69.32% | 0 | 825.86 | 464.096 | 34.978 | 305.662 | 0 | 21.125 | 0 | 7.364 | 7500 | 825.86 | 7.364 | 0 | 818.496
|  | 878.111 | 0 | 0 | 0 | 0 | 878.111 | 9432.171 | 94.32% | 0 | 878.111 | 463.423 | 107.139 | 286.424 | 0 | 21.125 | 0 | 0 | 0 | 878.111 | 0 | 878.111 | 0
|  | 804.904 | 0 | 804.904 | 0 | 1445.94 | 0 | 8554.06 | 85.54% | 0 | 804.904 | 434.833 | 108.465 | 240.481 | 0 | 21.125 | 0 | 0 | 7500 | 804.904 | 0 | 0 | 804.904
|  | 791.848 | 0 | 791.848 | 0 | 0 | 0 | 10000 | 100% | 0 | 791.848 | 267.36 | 69.529 | 392.554 | 0 | 62.406 | 0 | 0 | 7500 | 791.848 | 0 | 0 | 791.848
|  | 937.144 | 0 | 937.144 | 0 | 0 | 0 | 10000 | 100% | 0 | 937.144 | 239.108 | 58.774 | 578.088 | 0 | 61.174 | 0 | 0 | 7500 | 937.144 | 0 | 0 | 937.144
|  | 752.918 | 0 | 752.918 | 0 | 0 | 0 | 10000 | 100% | 0 | 752.918 | 162.549 | 78.69 | 489.179 | 0 | 22.5 | 0 | 0 | 7500 | 752.918 | 0 | 0 | 752.918
|  | 706.971 | 0 | 706.971 | 0 | 0 | 0 | 10000 | 100% | 0 | 706.971 | 163.151 | 88.423 | 431.958 | 0 | 23.44 | 0 | 0 | 7500 | 706.971 | 0 | 0 | 706.971
|  | 708.458 | 0 | 0 | 0 | 0 | 708.458 | 10000 | 100% | 0 | 708.458 | 146.401 | 62.634 | 416.235 | 0 | 83.188 | 0 | 0 | 0 | 708.458 | 0 | 708.458 | 0
|  | 878.81 | 0 | 0 | 0 | 0 | 878.81 | 9291.542 | 92.92% | 0 | 878.81 | 162.5 | 36.752 | 534.266 | 0 | 145.292 | 0 | 0 | 0 | 878.81 | 0 | 878.81 | 0
|  | 926.663 | 0 | 0 | 0 | 0 | 926.663 | 8412.732 | 84.13% | 0 | 926.663 | 200.37 | 19.561 | 528.248 | 91.211 | 87.273 | 0 | 0 | 0 | 926.663 | 0 | 926.663 | 0
|  | 1331.992 | 6.739 | 0 | 0 | 0 | 1325.253 | 7486.069 | 74.86% | 0 | 1331.992 | 326.346 | 15.117 | 490.654 | 253.229 | 246.647 | 0 | 6.739 | 0 | 1331.992 | 6.739 | 1325.253 | 0
|  | 1697.65 | 71.063 | 0 | 0 | 0 | 1626.587 | 6160.816 | 61.61% | 0 | 1697.65 | 415.674 | 19.161 | 550.432 | 151.112 | 561.271 | 0 | 71.063 | 0 | 1697.65 | 71.063 | 1626.587 | 0
|  | 1330.892 | 307.942 | 0 | 0 | 0 | 1022.95 | 4534.229 | 45.34% | 0 | 1330.892 | 347.817 | 58.507 | 473.398 | 0 | 451.171 | 0 | 307.942 | 0 | 1330.892 | 307.942 | 1022.95 | 0
|  | 1133.442 | 610.525 | 522.917 | 0 | 2500 | 0 | 3511.279 | 35.11% | 0 | 1133.442 | 325.304 | 108.354 | 475.111 | 0 | 224.674 | 0 | 610.525 | 7500 | 1133.442 | 610.525 | 0 | 522.917
|  | 1045.064 | 871.572 | 173.492 | 0 | 2500 | 0 | 6011.279 | 60.11% | 0 | 1045.064 | 339.445 | 105.636 | 478.905 | 0 | 121.079 | 0 | 871.572 | 7500 | 1045.064 | 871.572 | 0 | 173.492
|  | 994.894 | 526.189 | 468.705 | 0 | 1488.721 | 0 | 8511.279 | 85.11% | 0 | 994.894 | 420.802 | 91.914 | 410.149 | 0 | 72.029 | 0 | 526.189 | 7500 | 994.894 | 526.189 | 0 | 468.705
|  | 898.739 | 898.739 | 0 | 50.026 | 0 | 0 | 10000 | 100% | 0 | 898.739 | 356.938 | 72.891 | 427.341 | 0 | 41.57 | 0 | 948.765 | 0 | 898.739 | 898.739 | 0 | 0
|  | 786.642 | 423.903 | 362.739 | 0 | 0 | 0 | 10000 | 100% | 0 | 786.642 | 317.539 | 91.462 | 377.641 | 0 | 0 | 0 | 423.903 | 7500 | 786.642 | 423.903 | 0 | 362.739
|  | 779.282 | 164.088 | 615.194 | 0 | 0 | 0 | 10000 | 100% | 0 | 779.282 | 287.883 | 79.713 | 355.555 | 56.131 | 0 | 0 | 164.088 | 7500 | 779.282 | 164.088 | 0 | 615.194
|  | 1187.216 | 190.289 | 0 | 0 | 0 | 996.927 | 10000 | 100% | 0 | 1187.216 | 369.609 | 57.104 | 583.863 | 176.641 | 0 | 0 | 190.289 | 0 | 1187.216 | 190.289 | 996.927 | 0
|  | 1288.52 | 184.872 | 0 | 0 | 0 | 1103.648 | 9003.073 | 90.03% | 0 | 1288.52 | 449.134 | 35.259 | 610.087 | 194.041 | 0 | 0 | 184.872 | 0 | 1288.52 | 184.872 | 1103.648 | 0
|  | 1028.031 | 130.233 | 0 | 0 | 0 | 897.798 | 7899.425 | 78.99% | 0 | 1028.031 | 493.387 | 21.693 | 426.028 | 72.298 | 14.625 | 0 | 130.233 | 0 | 1028.031 | 130.233 | 897.798 | 0
|  | 877.477 | 57.55 | 0 | 0 | 0 | 819.927 | 7001.627 | 70.02% | 0 | 877.477 | 472.521 | 17.073 | 347.436 | 11.197 | 29.25 | 0 | 57.55 | 0 | 877.477 | 57.55 | 819.927 | 0
|  | 847.451 | 54.317 | 0 | 0 | 0 | 793.134 | 6181.7 | 61.82% | 0 | 847.451 | 448.849 | 16.748 | 291.47 | 60.949 | 29.435 | 0 | 54.317 | 0 | 847.451 | 54.317 | 793.134 | 0
|  | 872.518 | 4.393 | 868.125 | 0 | 2500 | 0 | 5388.566 | 53.89% | 0 | 872.518 | 443.452 | 63.939 | 245.468 | 90.102 | 29.558 | 0 | 4.393 | 7500 | 872.518 | 4.393 | 0 | 868.125
|  | 825.095 | 0 | 0 | 0 | 0 | 825.095 | 7888.566 | 78.89% | 0 | 825.095 | 432.303 | 109.747 | 214.801 | 38.44 | 29.805 | 0 | 0 | 0 | 825.095 | 0 | 825.095 | 0
|  | 782.103 | 0 | 782.103 | 0 | 2500 | 0 | 7063.471 | 70.63% | 0 | 782.103 | 434.355 | 103.078 | 214.803 | 0 | 29.867 | 0 | 0 | 7500 | 782.103 | 0 | 0 | 782.103
|  | 886.667 | 0 | 886.667 | 0 | 436.529 | 0 | 9563.471 | 95.63% | 0 | 886.667 | 315.863 | 55.755 | 490.891 | 0 | 24.158 | 0 | 0 | 7500 | 886.667 | 0 | 0 | 886.667
|  | 895.196 | 0 | 895.196 | 0 | 0 | 0 | 10000 | 100% | 0 | 895.196 | 198.067 | 70.912 | 481.548 | 0 | 144.669 | 0 | 0 | 7500 | 895.196 | 0 | 0 | 895.196
|  | 828.17 | 0 | 828.17 | 0 | 0 | 0 | 10000 | 100% | 0 | 828.17 | 164.189 | 86.766 | 375.828 | 0 | 201.387 | 0 | 0 | 7500 | 828.17 | 0 | 0 | 828.17
|  | 690.07 | 0 | 690.07 | 0 | 0 | 0 | 10000 | 100% | 0 | 690.07 | 165.44 | 65.645 | 355.94 | 0 | 103.045 | 0 | 0 | 7500 | 690.07 | 0 | 0 | 690.07
|  | 714.587 | 0 | 0 | 0 | 0 | 714.587 | 10000 | 100% | 0 | 714.587 | 169.536 | 59.921 | 416.107 | 0 | 69.023 | 0 | 0 | 0 | 714.587 | 0 | 714.587 | 0
|  | 693.563 | 248.744 | 0 | 0 | 0 | 444.819 | 9285.413 | 92.85% | 0 | 693.563 | 170.223 | 28.418 | 492.555 | 0 | 2.367 | 248.48 | 0.264 | 0 | 693.563 | 248.744 | 444.819 | 0
|  | 816.353 | 257.524 | 0 | 0 | 0 | 558.829 | 8840.594 | 88.41% | 0 | 816.353 | 178.543 | 19.061 | 492.25 | 86.703 | 39.796 | 248.48 | 9.044 | 0 | 816.353 | 257.524 | 558.829 | 0
|  | 1477.261 | 273.357 | 0 | 0 | 0 | 1203.904 | 8281.765 | 82.82% | 0 | 1477.261 | 350.937 | 18.539 | 463.597 | 259.508 | 384.681 | 248.48 | 24.877 | 0 | 1477.261 | 273.357 | 1203.904 | 0
|  | 1556.069 | 294.547 | 0 | 0 | 0 | 1261.522 | 7077.861 | 70.78% | 0 | 1556.069 | 432.57 | 35.22 | 519.011 | 148.42 | 420.848 | 248.48 | 46.067 | 0 | 1556.069 | 294.547 | 1261.522 | 0
|  | 1411.256 | 379.643 | 0 | 0 | 0 | 1031.613 | 5816.339 | 58.16% | 0 | 1411.256 | 352.852 | 109.36 | 677.618 | 0 | 271.427 | 248.48 | 131.163 | 0 | 1411.256 | 379.643 | 1031.613 | 0
|  | 991.267 | 315.554 | 675.713 | 0 | 2500 | 0 | 4784.726 | 47.85% | 0 | 991.267 | 322.098 | 110.3 | 485.558 | 0 | 73.312 | 248.48 | 67.074 | 7500 | 991.267 | 315.554 | 0 | 675.713
|  | 929.932 | 299.087 | 630.845 | 0 | 2500 | 0 | 7284.726 | 72.85% | 0 | 929.932 | 326.808 | 105.157 | 451.449 | 0 | 46.518 | 248.48 | 50.607 | 7500 | 929.932 | 299.087 | 0 | 630.845
|  | 931.236 | 281.618 | 649.618 | 0 | 215.274 | 0 | 9784.726 | 97.85% | 0 | 931.236 | 408.596 | 79.913 | 438.959 | 0 | 3.768 | 248.48 | 33.138 | 7500 | 931.236 | 281.618 | 0 | 649.618
|  | 758.681 | 262.416 | 496.265 | 0 | 0 | 0 | 10000 | 100% | 0 | 758.681 | 355.729 | 68.27 | 328.053 | 0 | 6.629 | 248.48 | 13.936 | 7500 | 758.681 | 262.416 | 0 | 496.265
|  | 734.244 | 311.923 | 422.321 | 0 | 0 | 0 | 10000 | 100% | 0 | 734.244 | 328.224 | 101 | 301.838 | 0 | 3.182 | 248.48 | 63.443 | 7500 | 734.244 | 311.923 | 0 | 422.321
|  | 695.248 | 302.09 | 393.158 | 0 | 0 | 0 | 10000 | 100% | 0 | 695.248 | 286.721 | 61.321 | 303.25 | 43.956 | 0 | 248.48 | 53.61 | 7500 | 695.248 | 302.09 | 0 | 393.158
|  | 1400.711 | 265.705 | 0 | 0 | 0 | 1135.006 | 10000 | 100% | 0 | 1400.711 | 402.111 | 50.155 | 782.81 | 165.635 | 0 | 248.48 | 17.225 | 0 | 1400.711 | 265.705 | 1135.006 | 0
|  | 1403.664 | 253.457 | 0 | 0 | 0 | 1150.207 | 8864.994 | 88.65% | 2.2737e-13 | 1403.664 | 498.857 | 29.219 | 706.408 | 169.181 | 0 | 248.48 | 4.977 | 0 | 1403.664 | 253.457 | 1150.207 | 0
|  | 1126.036 | 254.102 | 0 | 0 | 0 | 871.934 | 7714.787 | 77.15% | 0 | 1126.036 | 528.229 | 18.329 | 491.208 | 76.406 | 11.863 | 248.48 | 5.622 | 0 | 1126.036 | 254.102 | 871.934 | 0
|  | 852.634 | 254.51 | 0 | 0 | 0 | 598.124 | 6842.853 | 68.43% | 0 | 852.634 | 469.21 | 16.633 | 330.292 | 12.774 | 23.725 | 248.48 | 6.03 | 0 | 852.634 | 254.51 | 598.124 | 0
|  | 860.156 | 250.137 | 0 | 0 | 0 | 610.019 | 6244.729 | 62.45% | 0 | 860.156 | 439.595 | 36.16 | 316.49 | 44.124 | 23.787 | 248.48 | 1.657 | 0 | 860.156 | 250.137 | 610.019 | 0
|  | 995.31 | 248.483 | 746.827 | 0 | 2500 | 0 | 5634.71 | 56.35% | 0 | 995.31 | 487.214 | 104.416 | 295.354 | 84.417 | 23.91 | 248.48 | 0.003 | 7500 | 995.31 | 248.483 | 0 | 746.827
|  | 895.112 | 248.48 | 0 | 0 | 0 | 646.632 | 8134.71 | 81.35% | 0 | 895.112 | 470.567 | 113.788 | 248.248 | 38.229 | 24.281 | 248.48 | 0 | 0 | 895.112 | 248.48 | 646.632 | 0
|  | 813.729 | 248.48 | 565.249 | 0 | 2500 | 0 | 7488.078 | 74.88% | 0 | 813.729 | 428.168 | 106.639 | 254.579 | 0 | 24.343 | 248.48 | 0 | 7500 | 813.729 | 248.48 | 0 | 565.249
|  | 758.659 | 248.48 | 510.179 | 0 | 11.922 | 0 | 9988.078 | 99.88% | 0 | 758.659 | 286.134 | 56.571 | 384.972 | 0 | 30.983 | 248.48 | 0 | 7500 | 758.659 | 248.48 | 0 | 510.179
|  | 846.689 | 248.48 | 598.209 | 0 | 0 | 0 | 10000 | 100% | 0 | 846.689 | 213.883 | 86.608 | 519.05 | 0 | 27.149 | 248.48 | 0 | 7500 | 846.689 | 248.48 | 0 | 598.209
|  | 786.6 | 248.48 | 538.12 | 0 | 0 | 0 | 10000 | 100% | 0 | 786.6 | 162.368 | 76.451 | 524.281 | 0 | 23.5 | 248.48 | 0 | 7500 | 786.6 | 248.48 | 0 | 538.12
|  | 741.164 | 248.48 | 492.684 | 0 | 0 | 0 | 10000 | 100% | 0 | 741.164 | 156.588 | 70.196 | 489.939 | 0 | 24.442 | 248.48 | 0 | 7500 | 741.164 | 248.48 | 0 | 492.684
|  | 680.862 | 248.48 | 0 | 0 | 0 | 432.382 | 10000 | 100% | 0 | 680.862 | 143.892 | 38.211 | 361.23 | 0 | 137.529 | 248.48 | 0 | 0 | 680.862 | 248.48 | 432.382 | 0
|  | 777.002 | 248.742 | 0 | 0 | 0 | 528.26 | 9567.618 | 95.68% | 0 | 777.002 | 160.795 | 21.955 | 515.539 | 0 | 78.713 | 248.48 | 0.262 | 0 | 777.002 | 248.742 | 528.26 | 0
|  | 894.223 | 267.914 | 0 | 0 | 0 | 626.309 | 9039.358 | 90.39% | 0 | 894.223 | 190.526 | 15.55 | 571.496 | 80.932 | 35.719 | 248.48 | 19.434 | 0 | 894.223 | 267.914 | 626.309 | 0
|  | 1474.542 | 340.318 | 0 | 0 | 0 | 1134.224 | 8413.049 | 84.13% | 0 | 1474.542 | 316.48 | 19.665 | 526.746 | 223.263 | 388.388 | 248.48 | 91.838 | 0 | 1474.542 | 340.318 | 1134.224 | 0
|  | 1701.652 | 397.027 | 0 | 0 | 0 | 1304.625 | 7278.825 | 72.79% | 0 | 1701.652 | 416.441 | 62.542 | 751.895 | 137.647 | 333.128 | 248.48 | 148.547 | 0 | 1701.652 | 397.027 | 1304.625 | 0
|  | 1242.072 | 590.865 | 0 | 0 | 0 | 651.207 | 5974.2 | 59.74% | 0 | 1242.072 | 368.192 | 121.335 | 598.009 | 0 | 154.536 | 248.48 | 342.385 | 0 | 1242.072 | 590.865 | 651.207 | 0
|  | 990.975 | 713.893 | 277.082 | 0 | 2500 | 0 | 5322.993 | 53.23% | 0 | 990.975 | 302.846 | 105.485 | 448.282 | 0 | 134.362 | 248.48 | 465.413 | 7500 | 990.975 | 713.893 | 0 | 277.082
|  | 1080.523 | 788.449 | 292.074 | 0 | 2177.007 | 0 | 7822.993 | 78.23% | 0 | 1080.523 | 342.728 | 88.554 | 526.689 | 0 | 122.552 | 248.48 | 539.969 | 7500 | 1080.523 | 788.449 | 0 | 292.074
|  | 1002.151 | 794.951 | 207.2 | 0 | 0 | 0 | 10000 | 100% | 0 | 1002.151 | 362.608 | 67.049 | 392.215 | 0 | 180.28 | 248.48 | 546.471 | 7500 | 1002.151 | 794.951 | 0 | 207.2
|  | 906.973 | 750.408 | 156.565 | 0 | 0 | 0 | 10000 | 100% | 0 | 906.973 | 341.024 | 93.698 | 390.229 | 0 | 82.022 | 248.48 | 501.928 | 7500 | 906.973 | 750.408 | 0 | 156.565
|  | 664.187 | 635.733 | 28.454 | 0 | 0 | 0 | 10000 | 100% | 0 | 664.187 | 310.946 | 72.682 | 278.69 | 0 | 1.869 | 248.48 | 387.253 | 7500 | 664.187 | 635.733 | 0 | 28.454
|  | 679.222 | 632.832 | 46.39 | 0 | 0 | 0 | 10000 | 100% | 0 | 679.222 | 314.207 | 53.453 | 272.609 | 38.953 | 0 | 248.48 | 384.352 | 7500 | 679.222 | 632.832 | 0 | 46.39
|  | 1141.987 | 648.876 | 0 | 0 | 0 | 493.111 | 10000 | 100% | 0 | 1141.987 | 370.011 | 38.716 | 602.248 | 131.013 | 0 | 248.48 | 400.396 | 0 | 1141.987 | 648.876 | 493.111 | 0
|  | 1256.478 | 447.587 | 0 | 0 | 0 | 808.891 | 9506.889 | 95.07% | 0 | 1256.478 | 494.009 | 19.45 | 603.432 | 139.588 | 0 | 248.48 | 199.107 | 0 | 1256.478 | 447.587 | 808.891 | 0
|  | 1052.045 | 331.666 | 0 | 0 | 0 | 720.379 | 8697.998 | 86.98% | 0 | 1052.045 | 522.043 | 16.127 | 436.057 | 62.544 | 15.275 | 248.48 | 83.186 | 0 | 1052.045 | 331.666 | 720.379 | 0
|  | 844.414 | 426.165 | 0 | 0 | 0 | 418.249 | 7977.619 | 79.78% | 0 | 844.414 | 486.052 | 20.062 | 298.536 | 9.214 | 30.55 | 248.48 | 177.685 | 0 | 844.414 | 426.165 | 418.249 | 0
|  | 916.397 | 290.239 | 0 | 0 | 0 | 626.158 | 7559.37 | 75.59% | -1.1369e-13 | 916.397 | 511.304 | 62.742 | 286.678 | 25.123 | 30.55 | 248.48 | 41.759 | 0 | 916.397 | 290.239 | 626.158 | 0
|  | 917.266 | 250.531 | 666.735 | 0 | 2500 | 0 | 6933.212 | 69.33% | 0 | 917.266 | 446.437 | 122.893 | 264.545 | 52.779 | 30.612 | 248.48 | 2.051 | 7500 | 917.266 | 250.531 | 0 | 666.735
|  | 893.906 | 248.48 | 0 | 0 | 0 | 645.426 | 9433.212 | 94.33% | 0 | 893.906 | 477.8 | 108.602 | 245.144 | 31.315 | 31.046 | 248.48 | 0 | 0 | 893.906 | 248.48 | 645.426 | 0
|  | 764.724 | 248.48 | 516.244 | 0 | 1212.214 | 0 | 8787.786 | 87.88% | 0 | 764.724 | 437.032 | 92.237 | 204.286 | 0 | 31.169 | 248.48 | 0 | 7500 | 764.724 | 248.48 | 0 | 516.244
|  | 804.323 | 248.48 | 555.843 | 0 | 0 | 0 | 10000 | 100% | 0 | 804.323 | 296.321 | 69.699 | 375.824 | 0 | 62.48 | 248.48 | 0 | 7500 | 804.323 | 248.48 | 0 | 555.843
|  | 805.138 | 248.48 | 556.658 | 0 | 0 | 0 | 10000 | 100% | 0 | 805.138 | 216.001 | 93.523 | 419.676 | 0 | 75.938 | 248.48 | 0 | 7500 | 805.138 | 248.48 | 0 | 556.658
|  | 820.349 | 248.48 | 571.869 | 0 | 0 | 0 | 10000 | 100% | 0 | 820.349 | 207.64 | 71.576 | 515.654 | 0 | 25.479 | 248.48 | 0 | 7500 | 820.349 | 248.48 | 0 | 571.869
|  | 664.776 | 248.48 | 416.296 | 0 | 0 | 0 | 10000 | 100% | 0 | 664.776 | 142.43 | 60.159 | 369.305 | 0 | 92.882 | 248.48 | 0 | 7500 | 664.776 | 248.48 | 0 | 416.296
|  | 677.142 | 248.48 | 0 | 0 | 0 | 428.662 | 10000 | 100% | 0 | 677.142 | 155.425 | 29.574 | 375.969 | 0 | 116.174 | 248.48 | 0 | 0 | 677.142 | 248.48 | 428.662 | 0
|  | 636.359 | 248.987 | 0 | 0 | 0 | 387.372 | 9571.338 | 95.71% | 0 | 636.359 | 161.609 | 21.188 | 452.831 | 0 | 0.731 | 248.48 | 0.507 | 0 | 636.359 | 248.987 | 387.372 | 0
|  | 984.984 | 251.762 | 0 | 0 | 0 | 733.222 | 9183.966 | 91.84% | 1.1369e-13 | 984.984 | 159.675 | 17.323 | 553.876 | 72.241 | 181.869 | 248.48 | 3.282 | 0 | 984.984 | 251.762 | 733.222 | 0
|  | 1273.047 | 280.839 | 0 | 0 | 0 | 992.208 | 8450.744 | 84.51% | 0 | 1273.047 | 219.498 | 33.784 | 477.335 | 196.137 | 346.294 | 248.48 | 32.359 | 0 | 1273.047 | 280.839 | 992.208 | 0
|  | 1368.335 | 364.002 | 0 | 0 | 0 | 1004.333 | 7458.536 | 74.59% | 0 | 1368.335 | 315.308 | 104.998 | 388.138 | 117.19 | 442.701 | 248.48 | 115.522 | 0 | 1368.335 | 364.002 | 1004.333 | 0
|  | 1083.977 | 372.66 | 0 | 0 | 0 | 711.317 | 6454.203 | 64.54% | 0 | 1083.977 | 370.232 | 109.31 | 385.6 | 0 | 218.835 | 248.48 | 124.18 | 0 | 1083.977 | 372.66 | 711.317 | 0
|  | 1077.565 | 331.558 | 746.007 | 0 | 2500 | 0 | 5742.886 | 57.43% | 0 | 1077.565 | 444.016 | 112.185 | 351.409 | 0 | 169.956 | 248.48 | 83.078 | 7500 | 1077.565 | 331.558 | 0 | 746.007
|  | 1090.958 | 292.297 | 798.661 | 0 | 1757.114 | 0 | 8242.886 | 82.43% | 0 | 1090.958 | 499.245 | 82.662 | 360.378 | 0 | 148.673 | 248.48 | 43.817 | 7500 | 1090.958 | 292.297 | 0 | 798.661
|  | 1124.621 | 293.742 | 830.879 | 0 | 0 | 0 | 10000 | 100% | 0 | 1124.621 | 619.523 | 76.232 | 402.866 | 0 | 26 | 248.48 | 45.262 | 7500 | 1124.621 | 293.742 | 0 | 830.879
|  | 986.304 | 356.521 | 629.783 | 0 | 0 | 0 | 10000 | 100% | 0 | 986.304 | 592.723 | 93.334 | 300.248 | 0 | 0 | 248.48 | 108.041 | 7500 | 986.304 | 356.521 | 0 | 629.783
|  | 802.4 | 373.391 | 429.009 | 0 | 0 | 0 | 10000 | 100% | 0 | 802.4 | 409.332 | 64.58 | 328.488 | 0 | 0 | 248.48 | 124.911 | 7500 | 802.4 | 373.391 | 0 | 429.009
|  | 932.933 | 292.448 | 640.485 | 0 | 0 | 0 | 10000 | 100% | 0 | 932.933 | 435.479 | 46.666 | 410.632 | 40.156 | 0 | 248.48 | 43.968 | 7500 | 932.933 | 292.448 | 0 | 640.485
|  | 1045.288 | 253.528 | 0 | 0 | 0 | 791.76 | 10000 | 100% | 0 | 1045.288 | 360.915 | 28.485 | 555.341 | 100.547 | 0 | 248.48 | 5.048 | 0 | 1045.288 | 253.528 | 791.76 | 0
|  | 1113.261 | 249.999 | 0 | 0 | 0 | 863.262 | 9208.24 | 92.08% | 0 | 1113.261 | 424.655 | 19.891 | 557.378 | 111.338 | 0 | 248.48 | 1.519 | 0 | 1113.261 | 249.999 | 863.262 | 0
|  | 964.864 | 249.175 | 0 | 0 | 0 | 715.689 | 8344.978 | 83.45% | 0 | 964.864 | 457.764 | 16.601 | 417.041 | 58.02 | 15.438 | 248.48 | 0.695 | 0 | 964.864 | 249.175 | 715.689 | 0
|  | 816.286 | 248.628 | 0 | 0 | 0 | 567.658 | 7629.289 | 76.29% | 1.1369e-13 | 816.286 | 460.945 | 34.367 | 280.781 | 9.318 | 30.875 | 248.48 | 0.148 | 0 | 816.286 | 248.628 | 567.658 | 0
|  | 793.234 | 248.48 | 0 | 0 | 0 | 544.754 | 7061.631 | 70.62% | 0 | 793.234 | 412.056 | 92.603 | 244.554 | 13.146 | 30.875 | 248.48 | 0 | 0 | 793.234 | 248.48 | 544.754 | 0
|  | 869.878 | 248.48 | 621.398 | 0 | 2500 | 0 | 6516.877 | 65.17% | 0 | 869.878 | 444.7 | 114.425 | 243.387 | 36.491 | 30.875 | 248.48 | 0 | 7500 | 869.878 | 248.48 | 0 | 621.398
|  | 806.477 | 248.48 | 0 | 0 | 0 | 557.997 | 9016.877 | 90.17% | 0 | 806.477 | 453.944 | 110.951 | 190.459 | 20.248 | 30.875 | 248.48 | 0 | 0 | 806.477 | 248.48 | 557.997 | 0
|  | 819.191 | 248.48 | 570.711 | 0 | 1541.12 | 0 | 8458.88 | 84.59% | 0 | 819.191 | 478.323 | 80.941 | 229.053 | 0 | 30.875 | 248.48 | 0 | 7500 | 819.191 | 248.48 | 0 | 570.711
|  | 993.166 | 248.48 | 744.686 | 0 | 0 | 0 | 10000 | 100% | 0 | 993.166 | 306.039 | 87.055 | 479.137 | 0 | 120.935 | 248.48 | 0 | 7500 | 993.166 | 248.48 | 0 | 744.686
|  | 1042.289 | 248.48 | 793.809 | 0 | 0 | 0 | 10000 | 100% | 0 | 1042.289 | 225.405 | 84.868 | 499.273 | 0 | 232.744 | 248.48 | 0 | 7500 | 1042.289 | 248.48 | 0 | 793.809
|  | 887.682 | 248.48 | 639.202 | 0 | 0 | 0 | 10000 | 100% | 0 | 887.682 | 192.594 | 71.825 | 383.36 | 0 | 239.903 | 248.48 | 0 | 7500 | 887.682 | 248.48 | 0 | 639.202
|  | 704.037 | 248.48 | 455.557 | 0 | 0 | 0 | 10000 | 100% | 0 | 704.037 | 151.009 | 33.569 | 371.318 | 0 | 148.141 | 248.48 | 0 | 7500 | 704.037 | 248.48 | 0 | 455.557
|  | 622.664 | 248.48 | 0 | 0 | 0 | 374.184 | 10000 | 100% | 0 | 622.664 | 144.652 | 19.587 | 331.978 | 0 | 126.447 | 248.48 | 0 | 0 | 622.664 | 248.48 | 374.184 | 0
|  | 731.972 | 248.48 | 0 | 0 | 0 | 483.492 | 9625.816 | 96.26% | 0 | 731.972 | 184.492 | 16.887 | 452.429 | 0 | 78.164 | 248.48 | 0 | 0 | 731.972 | 248.48 | 483.492 | 0
|  | 815.131 | 248.48 | 0 | 0 | 0 | 566.651 | 9142.324 | 91.42% | 0 | 815.131 | 151.758 | 17.693 | 446.924 | 60.564 | 138.192 | 248.48 | 0 | 0 | 815.131 | 248.48 | 566.651 | 0
|  | 1159.426 | 248.946 | 0 | 0 | 0 | 910.48 | 8575.673 | 85.76% | 0 | 1159.426 | 232.658 | 67.768 | 442.231 | 172.601 | 244.168 | 248.48 | 0.466 | 0 | 1159.426 | 248.946 | 910.48 | 0
|  | 1286.798 | 252.677 | 0 | 0 | 0 | 1034.121 | 7665.193 | 76.65% | 0 | 1286.798 | 277.95 | 115.714 | 420.576 | 110.671 | 361.888 | 248.48 | 4.197 | 0 | 1286.798 | 252.677 | 1034.121 | 0
|  | 1019.026 | 266.35 | 0 | 0 | 0 | 752.676 | 6631.072 | 66.31% | 1.1369e-13 | 1019.026 | 367.08 | 111.762 | 415.941 | 0 | 124.243 | 248.48 | 17.87 | 0 | 1019.026 | 266.35 | 752.676 | 0
|  | 1088.152 | 293.964 | 794.188 | 0 | 2500 | 0 | 5878.396 | 58.78% | 0 | 1088.152 | 457.84 | 89.194 | 334.381 | 0 | 206.737 | 248.48 | 45.484 | 7500 | 1088.152 | 293.964 | 0 | 794.188
|  | 1024.332 | 376.271 | 648.061 | 0 | 1621.604 | 0 | 8378.396 | 83.78% | 0 | 1024.332 | 453.137 | 77.755 | 328.372 | 0 | 165.069 | 248.48 | 127.791 | 7500 | 1024.332 | 376.271 | 0 | 648.061
|  | 1004.978 | 389.154 | 615.824 | 0 | 0 | 0 | 10000 | 100% | 0 | 1004.978 | 555.487 | 98.234 | 313.585 | 0 | 37.672 | 248.48 | 140.674 | 7500 | 1004.978 | 389.154 | 0 | 615.824
|  | 907.154 | 410.771 | 496.383 | 0 | 0 | 0 | 10000 | 100% | 0 | 907.154 | 528.875 | 78.239 | 297.91 | 0 | 2.13 | 248.48 | 162.291 | 7500 | 907.154 | 410.771 | 0 | 496.383
|  | 713.484 | 323.693 | 389.791 | 0 | 0 | 0 | 10000 | 100% | 0 | 713.484 | 369.285 | 57.231 | 286.968 | 0 | 0 | 248.48 | 75.213 | 7500 | 713.484 | 323.693 | 0 | 389.791
|  | 832.412 | 395.595 | 436.817 | 0 | 0 | 0 | 10000 | 100% | 0 | 832.412 | 424.463 | 35.83 | 338.515 | 33.604 | 0 | 248.48 | 147.115 | 7500 | 832.412 | 395.595 | 0 | 436.817
|  | 1255.128 | 421.032 | 0 | 0 | 0 | 834.096 | 10000 | 100% | 0 | 1255.128 | 430.587 | 20.799 | 700.09 | 103.652 | 0 | 248.48 | 172.552 | 0 | 1255.128 | 421.032 | 834.096 | 0
|  | 1244.182 | 639.587 | 0 | 0 | 0 | 604.595 | 9165.904 | 91.66% | 0 | 1244.182 | 476.487 | 16.501 | 637.272 | 113.922 | 0 | 248.48 | 391.107 | 0 | 1244.182 | 639.587 | 604.595 | 0
|  | 1041.218 | 377.532 | 0 | 0 | 0 | 663.686 | 8561.309 | 85.61% | 0 | 1041.218 | 486.401 | 17.541 | 475.167 | 50.083 | 12.025 | 248.48 | 129.052 | 0 | 1041.218 | 377.532 | 663.686 | 0
|  | 797.512 | 312.542 | 0 | 0 | 0 | 484.97 | 7897.623 | 78.98% | 0 | 797.512 | 424.617 | 63.016 | 277.005 | 8.824 | 24.05 | 248.48 | 64.062 | 0 | 797.512 | 312.542 | 484.97 | 0
|  | 888.625 | 405.717 | 0 | 0 | 0 | 482.908 | 7412.653 | 74.13% | 0 | 888.625 | 441.516 | 121.228 | 296.023 | 5.622 | 24.236 | 248.48 | 157.237 | 0 | 888.625 | 405.717 | 482.908 | 0
|  | 799.994 | 252.976 | 547.018 | 0 | 2500 | 0 | 6929.745 | 69.3% | 0 | 799.994 | 428.481 | 111.052 | 215.744 | 20.419 | 24.298 | 248.48 | 4.496 | 7500 | 799.994 | 252.976 | 0 | 547.018
|  | 829.869 | 248.48 | 0 | 0 | 0 | 581.389 | 9429.745 | 94.3% | 0 | 829.869 | 464.842 | 83.4 | 241.362 | 16.156 | 24.109 | 248.48 | 0 | 0 | 829.869 | 248.48 | 581.389 | 0
|  | 765.297 | 248.48 | 516.817 | 0 | 1151.644 | 0 | 8848.356 | 88.48% | 0 | 765.297 | 452.141 | 70.387 | 218.719 | 0 | 24.05 | 248.48 | 0 | 7500 | 765.297 | 248.48 | 0 | 516.817
|  | 892.306 | 248.48 | 643.826 | 0 | 0 | 0 | 10000 | 100% | 0 | 892.306 | 303.616 | 84.052 | 461.143 | 0 | 43.495 | 248.48 | 0 | 7500 | 892.306 | 248.48 | 0 | 643.826
|  | 940.708 | 248.48 | 692.228 | 0 | 0 | 0 | 10000 | 100% | 0 | 940.708 | 227.847 | 72.606 | 555.461 | 0 | 84.794 | 248.48 | 0 | 7500 | 940.708 | 248.48 | 0 | 692.228
|  | 833.55 | 248.48 | 585.07 | 0 | 0 | 0 | 10000 | 100% | 0 | 833.55 | 187.691 | 57.398 | 498.278 | 0 | 90.183 | 248.48 | 0 | 7500 | 833.55 | 248.48 | 0 | 585.07
|  | 697.607 | 248.48 | 449.127 | 0 | 0 | 0 | 10000 | 100% | 0 | 697.607 | 163.213 | 26.779 | 392.985 | 0 | 114.63 | 248.48 | 0 | 7500 | 697.607 | 248.48 | 0 | 449.127
|  | 639.246 | 248.48 | 0 | 0 | 0 | 390.766 | 10000 | 100% | 0 | 639.246 | 164.537 | 17.293 | 371.478 | 0 | 85.938 | 248.48 | 0 | 0 | 639.246 | 248.48 | 390.766 | 0
|  | 728.622 | 248.679 | 0 | 0 | 0 | 479.943 | 9609.234 | 96.09% | 0 | 728.622 | 149.186 | 18.812 | 444.892 | 0 | 115.732 | 248.48 | 0.199 | 0 | 728.622 | 248.679 | 479.943 | 0
|  | 930.864 | 312.278 | 0 | 0 | 0 | 618.586 | 9129.291 | 91.29% | 0 | 930.864 | 173.568 | 35.009 | 552.588 | 64.414 | 105.285 | 248.48 | 63.798 | 0 | 930.864 | 312.278 | 618.586 | 0
|  | 1229.004 | 623.377 | 0 | 0 | 0 | 605.627 | 8510.705 | 85.11% | 0 | 1229.004 | 321.073 | 95.788 | 448.648 | 182.526 | 180.969 | 248.48 | 374.897 | 0 | 1229.004 | 623.377 | 605.627 | 0
|  | 1640.743 | 678.082 | 0 | 0 | 0 | 962.661 | 7905.078 | 79.05% | 0 | 1640.743 | 403.908 | 108.843 | 644.117 | 178.018 | 305.857 | 248.48 | 429.602 | 0 | 1640.743 | 678.082 | 962.661 | 0
|  | 1348.617 | 623.762 | 0 | 0 | 0 | 724.855 | 6942.417 | 69.42% | 0 | 1348.617 | 361.887 | 117.823 | 629.295 | 55.933 | 183.68 | 248.48 | 375.282 | 0 | 1348.617 | 623.762 | 724.855 | 0
|  | 1357.451 | 895.291 | 462.16 | 0 | 2500 | 0 | 6217.562 | 62.18% | 0 | 1357.451 | 327.965 | 78.433 | 606.204 | 46.287 | 298.562 | 248.48 | 646.811 | 7500 | 1357.451 | 895.291 | 0 | 462.16
|  | 1077.62 | 1077.62 | 0 | 239.341 | 239.341 | 0 | 8717.562 | 87.18% | 0 | 1077.62 | 291.998 | 69.023 | 383.572 | 123.688 | 209.339 | 248.48 | 1068.481 | 0 | 1077.62 | 1077.62 | 0 | 0
|  | 1159.879 | 1159.879 | 0 | 673.094 | 673.094 | 0 | 8956.903 | 89.57% | 0 | 1159.879 | 371.933 | 101.482 | 481.375 | 124.632 | 80.458 | 248.48 | 1584.493 | 0 | 1159.879 | 1159.879 | 0 | 0
|  | 916.109 | 916.109 | 0 | 667.468 | 370.003 | 0 | 9629.997 | 96.3% | 0 | 916.109 | 353.271 | 60.829 | 458.44 | 42.015 | 1.554 | 248.48 | 1335.097 | 0 | 916.109 | 916.109 | 0 | 0
|  | 766.167 | 766.167 | 0 | 1187.852 | 0 | 0 | 10000 | 100% | 0 | 766.167 | 287.633 | 54.773 | 382.643 | 41.118 | 0 | 248.48 | 1705.539 | 0 | 766.167 | 766.167 | 0 | 0
|  | 1080.652 | 1080.652 | 0 | 426.445 | 0 | 0 | 10000 | 100% | 0 | 1080.652 | 300.269 | 28.054 | 631.992 | 120.338 | 0 | 248.48 | 1258.617 | 0 | 1080.652 | 1080.652 | 0 | 0
|  | 1033.109 | 1033.109 | 0 | 624.192 | 0 | 0 | 10000 | 100% | 0 | 1033.109 | 386.658 | 21.083 | 521.015 | 104.353 | 0 | 248.48 | 1408.821 | 0 | 1033.109 | 1033.109 | 0 | 0
|  | 1025.027 | 1025.027 | 0 | 520.479 | 0 | 0 | 10000 | 100% | 0 | 1025.027 | 504.825 | 16.989 | 467.61 | 35.604 | 0 | 248.48 | 1297.026 | 0 | 1025.027 | 1025.027 | 0 | 0
|  | 1015.521 | 1015.521 | 0 | 313.651 | 0 | 0 | 10000 | 100% | 0 | 1015.521 | 534.353 | 34.33 | 387.274 | 47.702 | 11.863 | 248.48 | 1080.692 | 0 | 1015.521 | 1015.521 | 0 | 0
|  | 977.783 | 977.783 | 0 | 54.487 | 0 | 0 | 10000 | 100% | 0 | 977.783 | 468.677 | 117.206 | 271.359 | 96.816 | 23.725 | 248.48 | 783.79 | 0 | 977.783 | 977.783 | 0 | 0
|  | 886.509 | 607.147 | 0 | 0 | 0 | 279.362 | 10000 | 100% | 0 | 886.509 | 416.352 | 116.319 | 279.703 | 50.347 | 23.787 | 248.48 | 358.667 | 0 | 886.509 | 607.147 | 279.362 | 0
|  | 908.282 | 261.39 | 646.892 | 0 | 279.362 | 0 | 9720.638 | 97.21% | 0 | 908.282 | 456.629 | 103.558 | 324.308 | 0 | 23.787 | 248.48 | 12.91 | 7500 | 908.282 | 261.39 | 0 | 646.892
|  | 844.064 | 248.48 | 0 | 0 | 0 | 595.584 | 10000 | 100% | 0 | 844.064 | 476.492 | 77.986 | 265.86 | 0 | 23.725 | 248.48 | 0 | 0 | 844.064 | 248.48 | 595.584 | 0
|  | 967.949 | 248.48 | 719.469 | 0 | 595.584 | 0 | 9404.416 | 94.04% | 0 | 967.949 | 435.439 | 73.747 | 435.038 | 0 | 23.725 | 248.48 | 0 | 7500 | 967.949 | 248.48 | 0 | 719.469
|  | 909.123 | 248.48 | 660.643 | 0 | 0 | 0 | 10000 | 100% | 0 | 909.123 | 269.607 | 80.568 | 504.228 | 0 | 54.721 | 248.48 | 0 | 7500 | 909.123 | 248.48 | 0 | 660.643
|  | 699.708 | 248.48 | 451.228 | 0 | 0 | 0 | 10000 | 100% | 0 | 699.708 | 201.331 | 62.772 | 397.246 | 0 | 38.359 | 248.48 | 0 | 7500 | 699.708 | 248.48 | 0 | 451.228
|  | 680.086 | 248.48 | 431.606 | 0 | 0 | 0 | 10000 | 100% | 0 | 680.086 | 160.662 | 32.931 | 414.507 | 0 | 71.986 | 248.48 | 0 | 7500 | 680.086 | 248.48 | 0 | 431.606
|  | 593.135 | 248.48 | 344.655 | 0 | 0 | 0 | 10000 | 100% | 0 | 593.135 | 145.361 | 21.515 | 331.281 | 0 | 94.978 | 248.48 | 0 | 7500 | 593.135 | 248.48 | 0 | 344.655
|  | 705.359 | 248.48 | 0 | 0 | 0 | 456.879 | 10000 | 100% | 0 | 705.359 | 152.791 | 15.712 | 340.868 | 0 | 195.988 | 248.48 | 0 | 0 | 705.359 | 248.48 | 456.879 | 0
|  | 653.061 | 303.769 | 0 | 0 | 0 | 349.292 | 9543.121 | 95.43% | 0 | 653.061 | 162.349 | 18.873 | 390.006 | 0 | 81.833 | 248.48 | 55.289 | 0 | 653.061 | 303.769 | 349.292 | 0
|  | 940.913 | 296.86 | 0 | 0 | 0 | 644.053 | 9193.829 | 91.94% | 0 | 940.913 | 164.559 | 62.696 | 459.19 | 72.751 | 181.717 | 248.48 | 48.38 | 0 | 940.913 | 296.86 | 644.053 | 0
|  | 1279.723 | 290.566 | 0 | 0 | 0 | 989.157 | 8549.776 | 85.5% | 0 | 1279.723 | 323.146 | 114.778 | 460.693 | 196.209 | 184.897 | 248.48 | 42.086 | 0 | 1279.723 | 290.566 | 989.157 | 0
|  | 1453.829 | 371.89 | 0 | 0 | 0 | 1081.939 | 7560.619 | 75.61% | 2.2737e-13 | 1453.829 | 382.424 | 116.604 | 436.924 | 174.199 | 343.679 | 248.48 | 123.41 | 0 | 1453.829 | 371.89 | 1081.939 | 0
|  | 1054.708 | 572.657 | 0 | 0 | 0 | 482.051 | 6478.68 | 64.79% | 0 | 1054.708 | 352.183 | 93.718 | 310.955 | 59.366 | 238.487 | 248.48 | 324.177 | 0 | 1054.708 | 572.657 | 482.051 | 0
|  | 932.924 | 759.641 | 173.283 | 0 | 2500 | 0 | 5996.629 | 59.97% | 0 | 932.924 | 363.31 | 66.14 | 367.001 | 45.672 | 90.801 | 248.48 | 511.161 | 7500 | 932.924 | 759.641 | 0 | 173.283
|  | 952.003 | 865.447 | 86.556 | 0 | 1503.371 | 0 | 8496.629 | 84.97% | 0 | 952.003 | 346.757 | 94.718 | 336.049 | 131.541 | 42.939 | 248.48 | 616.967 | 7500 | 952.003 | 865.447 | 0 | 86.556
|  | 962.66 | 873.256 | 89.404 | 0 | 0 | 0 | 10000 | 100% | 0 | 962.66 | 362.428 | 75.163 | 399.773 | 114.335 | 10.962 | 248.48 | 624.776 | 7500 | 962.66 | 873.256 | 0 | 89.404
|  | 741.572 | 654.551 | 87.021 | 0 | 0 | 0 | 10000 | 100% | 0 | 741.572 | 363.834 | 54.956 | 296.115 | 26.613 | 0.054 | 248.48 | 406.071 | 7500 | 741.572 | 654.551 | 0 | 87.021
|  | 917.235 | 508.779 | 408.456 | 0 | 0 | 0 | 10000 | 100% | 0 | 917.235 | 339.443 | 39.232 | 500.974 | 37.587 | 0 | 248.48 | 260.299 | 7500 | 917.235 | 508.779 | 0 | 408.456
|  | 984.504 | 362.097 | 622.407 | 0 | 0 | 0 | 10000 | 100% | 0 | 984.504 | 285.29 | 21.631 | 599.165 | 78.419 | 0 | 248.48 | 113.617 | 7500 | 984.504 | 362.097 | 0 | 622.407
|  | 1070.262 | 355.131 | 0 | 0 | 0 | 715.131 | 10000 | 100% | 0 | 1070.262 | 381.771 | 16.319 | 608.858 | 63.314 | 0 | 248.48 | 106.651 | 0 | 1070.262 | 355.131 | 715.131 | 0
|  | 1012.639 | 276.186 | 0 | 0 | 0 | 736.453 | 9284.869 | 92.85% | 1.1369e-13 | 1012.639 | 464.142 | 19.256 | 498.479 | 30.763 | 0 | 248.48 | 27.706 | 0 | 1012.639 | 276.186 | 736.453 | 0
|  | 1082.158 | 266.92 | 0 | 0 | 0 | 815.238 | 8548.416 | 85.48% | 0 | 1082.158 | 541.748 | 67.395 | 398.732 | 62.259 | 12.025 | 248.48 | 18.44 | 0 | 1082.158 | 266.92 | 815.238 | 0
|  | 1017.473 | 250.394 | 0 | 0 | 0 | 767.079 | 7733.178 | 77.33% | 0 | 1017.473 | 476.362 | 118.902 | 317.868 | 80.29 | 24.05 | 248.48 | 1.914 | 0 | 1017.473 | 250.394 | 767.079 | 0
|  | 806.309 | 255.52 | 0 | 0 | 0 | 550.789 | 6966.099 | 69.66% | 0 | 806.309 | 394.182 | 106.949 | 255.316 | 25.812 | 24.05 | 248.48 | 7.04 | 0 | 806.309 | 255.52 | 550.789 | 0
|  | 854.247 | 248.48 | 605.767 | 0 | 2500 | 0 | 6415.31 | 64.15% | 0 | 854.247 | 472.444 | 94.665 | 251.243 | 11.846 | 24.05 | 248.48 | 0 | 7500 | 854.247 | 248.48 | 0 | 605.767
|  | 929.111 | 248.48 | 0 | 0 | 0 | 680.631 | 8915.31 | 89.15% | 0 | 929.111 | 503.735 | 79.826 | 309.789 | 11.712 | 24.05 | 248.48 | 0 | 0 | 929.111 | 248.48 | 680.631 | 0
|  | 1118.511 | 248.48 | 870.031 | 0 | 1765.321 | 0 | 8234.679 | 82.35% | 0 | 1118.511 | 456.035 | 99.048 | 539.379 | 0 | 24.05 | 248.48 | 0 | 7500 | 1118.511 | 248.48 | 0 | 870.031
|  | 978.475 | 248.48 | 729.995 | 0 | 0 | 0 | 10000 | 100% | 0 | 978.475 | 308.288 | 70.976 | 562.96 | 0 | 36.252 | 248.48 | 0 | 7500 | 978.475 | 248.48 | 0 | 729.995
|  | 781.579 | 248.48 | 533.099 | 0 | 0 | 0 | 10000 | 100% | 0 | 781.579 | 191.457 | 58.224 | 472.945 | 0 | 58.954 | 248.48 | 0 | 7500 | 781.579 | 248.48 | 0 | 533.099
|  | 769.908 | 248.48 | 521.428 | 0 | 0 | 0 | 10000 | 100% | 0 | 769.908 | 163.341 | 25.524 | 485.108 | 0 | 95.935 | 248.48 | 0 | 7500 | 769.908 | 248.48 | 0 | 521.428
|  | 903.12 | 248.48 | 654.64 | 0 | 0 | 0 | 10000 | 100% | 0 | 903.12 | 175.746 | 19.986 | 482.363 | 0 | 225.025 | 248.48 | 0 | 7500 | 903.12 | 248.48 | 0 | 654.64
|  | 800.173 | 248.48 | 0 | 0 | 0 | 551.693 | 10000 | 100% | 0 | 800.173 | 158.862 | 18.67 | 482.731 | 0 | 139.91 | 248.48 | 0 | 0 | 800.173 | 248.48 | 551.693 | 0
|  | 872.524 | 248.544 | 0 | 0 | 0 | 623.98 | 9448.307 | 94.48% | 0 | 872.524 | 166.819 | 35.725 | 529.136 | 0 | 140.845 | 248.48 | 0.064 | 0 | 872.524 | 248.544 | 623.98 | 0
|  | 970.574 | 250.684 | 0 | 0 | 0 | 719.89 | 8824.327 | 88.24% | 0 | 970.574 | 166.557 | 96.05 | 548.895 | 69.066 | 90.007 | 248.48 | 2.204 | 0 | 970.574 | 250.684 | 719.89 | 0
|  | 1566.225 | 258.234 | 0 | 0 | 0 | 1307.991 | 8104.437 | 81.04% | 0 | 1566.225 | 337.36 | 116.192 | 599.679 | 202.71 | 310.285 | 248.48 | 9.754 | 0 | 1566.225 | 258.234 | 1307.991 | 0
|  | 1329.914 | 267.099 | 0 | 0 | 0 | 1062.815 | 6796.446 | 67.96% | 0 | 1329.914 | 421.961 | 116.482 | 506.755 | 110.976 | 173.741 | 248.48 | 18.619 | 0 | 1329.914 | 267.099 | 1062.815 | 0
|  | 974.835 | 361.187 | 0 | 0 | 0 | 613.648 | 5733.631 | 57.34% | 0 | 974.835 | 367.211 | 71.907 | 355.753 | 0 | 179.964 | 248.48 | 112.707 | 0 | 974.835 | 361.187 | 613.648 | 0
|  | 1009.826 | 499.811 | 510.015 | 0 | 2500 | 0 | 5119.983 | 51.2% | 0 | 1009.826 | 363.435 | 81.252 | 331.464 | 0 | 233.676 | 248.48 | 251.331 | 7500 | 1009.826 | 499.811 | 0 | 510.015
|  | 910.787 | 730.614 | 180.173 | 0 | 2380.017 | 0 | 7619.983 | 76.2% | 0 | 910.787 | 356.549 | 88.325 | 323.211 | 0 | 142.702 | 248.48 | 482.134 | 7500 | 910.787 | 730.614 | 0 | 180.173
|  | 829.769 | 829.769 | 0 | 556.849 | 0 | 0 | 10000 | 100% | 0 | 829.769 | 397.065 | 60.833 | 322.257 | 0 | 49.614 | 248.48 | 1138.138 | 0 | 829.769 | 829.769 | 0 | 0
|  | 767.286 | 767.286 | 0 | 776.328 | 0 | 0 | 10000 | 100% | 0 | 767.286 | 352.39 | 55.703 | 352.221 | 0 | 6.972 | 248.48 | 1295.134 | 0 | 767.286 | 767.286 | 0 | 0
|  | 874.34 | 874.34 | 0 | 577.806 | 0 | 0 | 10000 | 100% | 0 | 874.34 | 315.702 | 29.115 | 527.224 | 0 | 2.3 | 248.48 | 1203.666 | 0 | 874.34 | 874.34 | 0 | 0
|  | 1095.355 | 1095.355 | 0 | 775.175 | 0 | 0 | 10000 | 100% | 0 | 1095.355 | 339.168 | 17.67 | 677.626 | 60.892 | 0 | 248.48 | 1622.05 | 0 | 1095.355 | 1095.355 | 0 | 0
|  | 1100.323 | 1100.323 | 0 | 379.043 | 0 | 0 | 10000 | 100% | 0 | 1100.323 | 375.448 | 17.735 | 555.807 | 151.333 | 0 | 248.48 | 1230.886 | 0 | 1100.323 | 1100.323 | 0 | 0
|  | 1005.846 | 1005.846 | 0 | 438.331 | 0 | 0 | 10000 | 100% | 0 | 1005.846 | 450.792 | 34.014 | 379.766 | 141.274 | 0 | 248.48 | 1195.697 | 0 | 1005.846 | 1005.846 | 0 | 0
|  | 1093.41 | 1093.41 | 0 | 37.13 | 0 | 0 | 10000 | 100% | 0 | 1093.41 | 560.379 | 104.887 | 357.498 | 55.695 | 14.95 | 248.48 | 882.06 | 0 | 1093.41 | 1093.41 | 0 | 0
|  | 851.881 | 843.557 | 0 | 0 | 0 | 8.324 | 10000 | 100% | 0 | 851.881 | 404.13 | 115.977 | 281.903 | 19.971 | 29.9 | 248.48 | 595.077 | 0 | 851.881 | 843.557 | 8.324 | 0
|  | 942.353 | 420.473 | 0 | 0 | 0 | 521.88 | 9991.676 | 99.92% | 0 | 942.353 | 434.756 | 118.462 | 294.147 | 64.492 | 30.497 | 248.48 | 171.993 | 0 | 942.353 | 420.473 | 521.88 | 0
|  | 934.572 | 265.464 | 669.108 | 0 | 530.204 | 0 | 9469.796 | 94.7% | 0 | 934.572 | 471.507 | 77.981 | 286.657 | 67.533 | 30.894 | 248.48 | 16.984 | 7500 | 934.572 | 265.464 | 0 | 669.108
|  | 968.909 | 248.48 | 0 | 0 | 0 | 720.429 | 10000 | 100% | 0 | 968.909 | 535.422 | 80.191 | 296.229 | 25.377 | 31.69 | 248.48 | 0 | 0 | 968.909 | 248.48 | 720.429 | 0
|  | 1147.783 | 248.48 | 899.303 | 0 | 720.429 | 0 | 9279.571 | 92.8% | 0 | 1147.783 | 458.689 | 96.683 | 560.523 | 0 | 31.889 | 248.48 | 0 | 7500 | 1147.783 | 248.48 | 0 | 899.303
|  | 913.069 | 248.48 | 664.589 | 0 | 0 | 0 | 10000 | 100% | 0 | 913.069 | 288.648 | 71.092 | 526.513 | 0 | 26.817 | 248.48 | 0 | 7500 | 913.069 | 248.48 | 0 | 664.589
|  | 665.48 | 248.48 | 417 | 0 | 0 | 0 | 10000 | 100% | 0 | 665.48 | 209.441 | 38.986 | 362.106 | 0 | 54.946 | 248.48 | 0 | 7500 | 665.48 | 248.48 | 0 | 417
|  | 672.784 | 248.48 | 424.304 | 0 | 0 | 0 | 10000 | 100% | 0 | 672.784 | 166.641 | 21.239 | 399.975 | 0 | 84.929 | 248.48 | 0 | 7500 | 672.784 | 248.48 | 0 | 424.304
|  | 775.969 | 248.48 | 527.489 | 0 | 0 | 0 | 10000 | 100% | 0 | 775.969 | 176.528 | 16.649 | 539.989 | 0 | 42.803 | 248.48 | 0 | 7500 | 775.969 | 248.48 | 0 | 527.489
|  | 648.958 | 248.48 | 0 | 0 | 0 | 400.478 | 10000 | 100% | 0 | 648.958 | 143.049 | 19.296 | 411.785 | 0 | 74.828 | 248.48 | 0 | 0 | 648.958 | 248.48 | 400.478 | 0
|  | 842.156 | 248.48 | 0 | 0 | 0 | 593.676 | 9599.522 | 96% | 0 | 842.156 | 149.675 | 59.868 | 542.252 | 0 | 90.361 | 248.48 | 0 | 0 | 842.156 | 248.48 | 593.676 | 0
|  | 1228.895 | 248.482 | 0 | 0 | 0 | 980.413 | 9005.846 | 90.06% | 0 | 1228.895 | 184.212 | 124.262 | 583.32 | 73.512 | 263.589 | 248.48 | 0.002 | 0 | 1228.895 | 248.482 | 980.413 | 0
|  | 1274.207 | 262.12 | 0 | 0 | 0 | 1012.087 | 8025.433 | 80.25% | 0 | 1274.207 | 292.912 | 116.329 | 400.762 | 186.777 | 277.428 | 248.48 | 13.64 | 0 | 1274.207 | 262.12 | 1012.087 | 0
|  | 1408.069 | 379.335 | 0 | 0 | 0 | 1028.734 | 7013.346 | 70.13% | 0 | 1408.069 | 341.536 | 82.908 | 629.105 | 115.816 | 238.704 | 248.48 | 130.855 | 0 | 1408.069 | 379.335 | 1028.734 | 0
|  | 1216.575 | 401.71 | 0 | 0 | 0 | 814.865 | 5984.612 | 59.85% | 0 | 1216.575 | 403.723 | 68.099 | 483.035 | 0 | 261.719 | 248.48 | 153.23 | 0 | 1216.575 | 401.71 | 814.865 | 0
|  | 1272.541 | 528.207 | 744.334 | 0 | 2500 | 0 | 5169.747 | 51.7% | 0 | 1272.541 | 358.16 | 78.678 | 440.797 | 0 | 394.906 | 248.48 | 279.727 | 7500 | 1272.541 | 528.207 | 0 | 744.334
|  | 1163.958 | 572.042 | 591.916 | 0 | 2330.253 | 0 | 7669.747 | 76.7% | 0 | 1163.958 | 315.373 | 77.164 | 509.912 | 0 | 261.509 | 248.48 | 323.562 | 7500 | 1163.958 | 572.042 | 0 | 591.916
|  | 995.05 | 691.328 | 303.722 | 0 | 0 | 0 | 10000 | 100% | 0 | 995.05 | 425.24 | 52.336 | 437.564 | 0 | 79.911 | 248.48 | 442.848 | 7500 | 995.05 | 691.328 | 0 | 303.722
|  | 831.804 | 831.804 | 0 | 105.491 | 0 | 0 | 10000 | 100% | 0 | 831.804 | 364.597 | 38.658 | 365.486 | 0 | 63.064 | 248.48 | 688.815 | 0 | 831.804 | 831.804 | 0 | 0
|  | 830.078 | 591.137 | 238.941 | 0 | 0 | 0 | 10000 | 100% | 0 | 830.078 | 298.915 | 19.898 | 511.266 | 0 | 0 | 248.48 | 342.657 | 7500 | 830.078 | 591.137 | 0 | 238.941
|  | 1104.461 | 501.619 | 602.842 | 0 | 0 | 0 | 10000 | 100% | 0 | 1104.461 | 317.901 | 16.514 | 691.878 | 78.169 | 0 | 248.48 | 253.139 | 7500 | 1104.461 | 501.619 | 0 | 602.842
|  | 1290.577 | 340.499 | 0 | 0 | 0 | 950.078 | 10000 | 100% | 0 | 1290.577 | 386.788 | 20.475 | 673.282 | 210.033 | 0 | 248.48 | 92.019 | 0 | 1290.577 | 340.499 | 950.078 | 0
|  | 1216.837 | 266.709 | 0 | 0 | 0 | 950.128 | 9049.922 | 90.5% | 0 | 1216.837 | 500.026 | 56.164 | 458.395 | 202.252 | 0 | 248.48 | 18.229 | 0 | 1216.837 | 266.709 | 950.128 | 0
|  | 1023.991 | 303.503 | 0 | 0 | 0 | 720.488 | 8099.794 | 81% | 0 | 1023.991 | 506.979 | 128.163 | 312.842 | 63.333 | 12.675 | 248.48 | 55.023 | 0 | 1023.991 | 303.503 | 720.488 | 0
|  | 891.335 | 292.273 | 0 | 0 | 0 | 599.062 | 7379.306 | 73.79% | 0 | 891.335 | 441.131 | 102.653 | 297.29 | 24.911 | 25.35 | 248.48 | 43.793 | 0 | 891.335 | 292.273 | 599.062 | 0
|  | 818.628 | 252.516 | 0 | 0 | 0 | 566.112 | 6780.244 | 67.8% | 0 | 818.628 | 381.319 | 84.619 | 253.935 | 73.196 | 25.559 | 248.48 | 4.036 | 0 | 818.628 | 252.516 | 566.112 | 0
|  | 832.583 | 248.928 | 583.655 | 0 | 2500 | 0 | 6214.132 | 62.14% | 0 | 832.583 | 403.543 | 67.33 | 263.346 | 72.386 | 25.978 | 248.48 | 0.448 | 7500 | 832.583 | 248.928 | 0 | 583.655
|  | 981.423 | 248.48 | 0 | 0 | 0 | 732.943 | 8714.132 | 87.14% | 0 | 981.423 | 518.284 | 87.337 | 324.95 | 23.618 | 27.235 | 248.48 | 0 | 0 | 981.423 | 248.48 | 732.943 | 0
|  | 1252.962 | 248.48 | 1004.482 | 0 | 2018.811 | 0 | 7981.189 | 79.81% | 0 | 1252.962 | 447.396 | 76.389 | 701.734 | 0 | 27.444 | 248.48 | 0 | 7500 | 1252.962 | 248.48 | 0 | 1004.482
|  | 960.266 | 248.48 | 711.786 | 0 | 0 | 0 | 10000 | 100% | 0 | 960.266 | 332.782 | 51.448 | 547.269 | 0 | 28.767 | 248.48 | 0 | 7500 | 960.266 | 248.48 | 0 | 711.786
|  | 769.48 | 248.48 | 521 | 0 | 0 | 0 | 10000 | 100% | 0 | 769.48 | 209.619 | 28.488 | 475.812 | 0 | 55.561 | 248.48 | 0 | 7500 | 769.48 | 248.48 | 0 | 521
|  | 726.339 | 248.48 | 477.859 | 0 | 0 | 0 | 10000 | 100% | 0 | 726.339 | 167.392 | 20.676 | 462.117 | 0 | 76.155 | 248.48 | 0 | 7500 | 726.339 | 248.48 | 0 | 477.859
|  | 767.003 | 248.48 | 518.523 | 0 | 0 | 0 | 10000 | 100% | 0 | 767.003 | 168.694 | 15.999 | 449.18 | 0 | 133.131 | 248.48 | 0 | 7500 | 767.003 | 248.48 | 0 | 518.523
|  | 702.359 | 248.48 | 0 | 0 | 0 | 453.879 | 10000 | 100% | 0 | 702.359 | 146.091 | 37.91 | 466.38 | 0 | 51.979 | 248.48 | 0 | 0 | 702.359 | 248.48 | 453.879 | 0
|  | 803.753 | 248.48 | 0 | 0 | 0 | 555.273 | 9546.121 | 95.46% | 0 | 803.753 | 162.198 | 98.77 | 460.889 | 0 | 81.896 | 248.48 | 0 | 0 | 803.753 | 248.48 | 555.273 | 0
|  | 1112.686 | 248.552 | 0 | 0 | 0 | 864.134 | 8990.848 | 89.91% | 0 | 1112.686 | 187.029 | 112.635 | 699.779 | 83.55 | 29.694 | 248.48 | 0.072 | 0 | 1112.686 | 248.552 | 864.134 | 0
|  | 1362.329 | 297.291 | 0 | 0 | 0 | 1065.038 | 8126.714 | 81.27% | 0 | 1362.329 | 326.817 | 116.866 | 568.398 | 211.597 | 138.652 | 248.48 | 48.811 | 0 | 1362.329 | 297.291 | 1065.038 | 0
|  | 1826.24 | 342.379 | 0 | 0 | 0 | 1483.861 | 7061.676 | 70.62% | 2.2737e-13 | 1826.24 | 405.998 | 79.63 | 741.128 | 142.526 | 456.959 | 248.48 | 93.899 | 0 | 1826.24 | 342.379 | 1483.861 | 0
|  | 1338.428 | 422.468 | 0 | 0 | 0 | 915.96 | 5577.815 | 55.78% | 0 | 1338.428 | 364.418 | 79.784 | 532.961 | 0 | 361.266 | 248.48 | 173.988 | 0 | 1338.428 | 422.468 | 915.96 | 0
|  | 1149.046 | 448.513 | 700.533 | 0 | 2500 | 0 | 4661.855 | 46.62% | 0 | 1149.046 | 353.521 | 99.803 | 463.014 | 0 | 232.709 | 248.48 | 200.033 | 7500 | 1149.046 | 448.513 | 0 | 700.533
|  | 1084.51 | 907.762 | 176.748 | 0 | 2500 | 0 | 7161.855 | 71.62% | 0 | 1084.51 | 304.2 | 65.817 | 422.42 | 0 | 292.073 | 248.48 | 659.282 | 7500 | 1084.51 | 907.762 | 0 | 176.748
|  | 887.693 | 887.693 | 0 | 551.64 | 338.145 | 0 | 9661.855 | 96.62% | 0 | 887.693 | 367.379 | 51.227 | 405.242 | 0 | 63.845 | 248.48 | 1190.853 | 0 | 887.693 | 887.693 | 0 | 0
|  | 775.175 | 775.175 | 0 | 512.539 | 0 | 0 | 10000 | 100% | 0 | 775.175 | 338.843 | 26.564 | 409.768 | 0 | 0 | 248.48 | 1039.234 | 0 | 775.175 | 775.175 | 0 | 0
|  | 1019.991 | 1019.991 | 0 | 1033.107 | 0 | 0 | 10000 | 100% | 0 | 1019.991 | 331.227 | 18.697 | 670.067 | 0 | 0 | 248.48 | 1804.618 | 0 | 1019.991 | 1019.991 | 0 | 0
|  | 986.762 | 986.762 | 0 | 544.728 | 0 | 0 | 10000 | 100% | 0 | 986.762 | 299.556 | 15.748 | 589.21 | 82.248 | 0 | 248.48 | 1283.01 | 0 | 986.762 | 986.762 | 0 | 0
|  | 1332.061 | 933.191 | 0 | 0 | 0 | 398.87 | 10000 | 100% | 0 | 1332.061 | 407.263 | 32.657 | 649.014 | 243.128 | 0 | 248.48 | 684.711 | 0 | 1332.061 | 933.191 | 398.87 | 0
|  | 1235.693 | 623.407 | 0 | 0 | 0 | 612.286 | 9601.13 | 96.01% | 0 | 1235.693 | 484.289 | 101.079 | 427.081 | 223.245 | 0 | 248.48 | 374.927 | 0 | 1235.693 | 623.407 | 612.286 | 0
|  | 1021.907 | 317.346 | 0 | 0 | 0 | 704.561 | 8988.844 | 89.89% | 0 | 1021.907 | 500.991 | 117.857 | 318.794 | 70.614 | 13.65 | 248.48 | 68.866 | 0 | 1021.907 | 317.346 | 704.561 | 0
|  | 897.698 | 275.771 | 0 | 0 | 0 | 621.927 | 8284.283 | 82.84% | 1.1369e-13 | 897.698 | 444.536 | 100.346 | 288.848 | 36.668 | 27.3 | 248.48 | 27.291 | 0 | 897.698 | 275.771 | 621.927 | 0
|  | 897.12 | 252.519 | 0 | 0 | 0 | 644.601 | 7662.356 | 76.62% | 0 | 897.12 | 419.663 | 71.3 | 277.39 | 101.468 | 27.3 | 248.48 | 4.039 | 0 | 897.12 | 252.519 | 644.601 | 0
|  | 1002.32 | 249.01 | 753.31 | 0 | 2500 | 0 | 7017.755 | 70.18% | 0 | 1002.32 | 504.463 | 78.603 | 289.646 | 102.1 | 27.509 | 248.48 | 0.53 | 7500 | 1002.32 | 249.01 | 0 | 753.31
|  | 922.73 | 248.48 | 0 | 0 | 0 | 674.25 | 9517.755 | 95.18% | 0 | 922.73 | 502.886 | 96.586 | 267.85 | 26.432 | 28.976 | 248.48 | 0 | 0 | 922.73 | 248.48 | 674.25 | 0
|  | 1009.303 | 248.48 | 760.823 | 0 | 1156.495 | 0 | 8843.505 | 88.44% | 0 | 1009.303 | 443.26 | 64.422 | 472.227 | 0 | 29.395 | 248.48 | 0 | 7500 | 1009.303 | 248.48 | 0 | 760.823
|  | 937.067 | 248.48 | 688.587 | 0 | 0 | 0 | 10000 | 100% | 0 | 937.067 | 311.295 | 36.474 | 561.699 | 0 | 27.599 | 248.48 | 0 | 7500 | 937.067 | 248.48 | 0 | 688.587
|  | 700.876 | 248.48 | 452.396 | 0 | 0 | 0 | 10000 | 100% | 0 | 700.876 | 197.599 | 19.929 | 452.217 | 0 | 31.131 | 248.48 | 0 | 7500 | 700.876 | 248.48 | 0 | 452.396
|  | 654.273 | 248.48 | 405.793 | 0 | 0 | 0 | 10000 | 100% | 0 | 654.273 | 178.704 | 16.613 | 367.354 | 0 | 91.603 | 248.48 | 0 | 7500 | 654.273 | 248.48 | 0 | 405.793
|  | 749.314 | 248.48 | 500.834 | 0 | 0 | 0 | 10000 | 100% | 0 | 749.314 | 156.693 | 19.498 | 450.843 | 0 | 122.28 | 248.48 | 0 | 7500 | 749.314 | 248.48 | 0 | 500.834
|  | 722.287 | 248.48 | 0 | 0 | 0 | 473.807 | 10000 | 100% | 0 | 722.287 | 161.798 | 68.851 | 408.719 | 0 | 82.92 | 248.48 | 0 | 0 | 722.287 | 248.48 | 473.807 | 0
|  | 784.452 | 248.48 | 0 | 0 | 0 | 535.972 | 9526.193 | 95.26% | 0 | 784.452 | 147.845 | 119.46 | 447.758 | 0 | 69.39 | 248.48 | 0 | 0 | 784.452 | 248.48 | 535.972 | 0
|  | 1075.55 | 248.48 | 0 | 0 | 0 | 827.07 | 8990.221 | 89.9% | 0 | 1075.55 | 168.488 | 100.37 | 600.927 | 94.824 | 110.941 | 248.48 | 0 | 0 | 1075.55 | 248.48 | 827.07 | 0
|  | 1278.735 | 252.083 | 0 | 0 | 0 | 1026.652 | 8163.151 | 81.63% | 0 | 1278.735 | 227.842 | 94.086 | 461.137 | 255.879 | 239.791 | 248.48 | 3.603 | 0 | 1278.735 | 252.083 | 1026.652 | 0
|  | 1143.191 | 301.378 | 0 | 0 | 0 | 841.813 | 7136.499 | 71.36% | 0 | 1143.191 | 281.982 | 69.821 | 351.207 | 141.307 | 298.874 | 248.48 | 52.898 | 0 | 1143.191 | 301.378 | 841.813 | 0
|  | 1028.893 | 362.353 | 0 | 0 | 0 | 666.54 | 6294.686 | 62.95% | 0 | 1028.893 | 407.566 | 88.741 | 272.739 | 0 | 259.847 | 248.48 | 113.873 | 0 | 1028.893 | 362.353 | 666.54 | 0
|  | 1095.994 | 340.57 | 755.424 | 0 | 2500 | 0 | 5628.146 | 56.28% | 0 | 1095.994 | 469.769 | 66.796 | 314.941 | 0 | 244.488 | 248.48 | 92.09 | 7500 | 1095.994 | 340.57 | 0 | 755.424
|  | 1066.732 | 319.798 | 746.934 | 0 | 1871.854 | 0 | 8128.146 | 81.28% | 0 | 1066.732 | 471.391 | 58.315 | 349.445 | 0 | 187.581 | 248.48 | 71.318 | 7500 | 1066.732 | 319.798 | 0 | 746.934
|  | 1028.649 | 348.73 | 679.919 | 0 | 0 | 0 | 10000 | 100% | 0 | 1028.649 | 622.931 | 35.66 | 285.202 | 0 | 84.856 | 248.48 | 100.25 | 7500 | 1028.649 | 348.73 | 0 | 679.919
|  | 912.194 | 362.134 | 550.06 | 0 | 0 | 0 | 10000 | 100% | 0 | 912.194 | 562.307 | 21.219 | 292.26 | 0 | 36.408 | 248.48 | 113.654 | 7500 | 912.194 | 362.134 | 0 | 550.06
|  | 919.695 | 462.073 | 457.622 | 0 | 0 | 0 | 10000 | 100% | 0 | 919.695 | 382.795 | 15.86 | 521.041 | 0 | 0 | 248.48 | 213.593 | 7500 | 919.695 | 462.073 | 0 | 457.622
|  | 1185.347 | 356.832 | 828.515 | 0 | 0 | 0 | 10000 | 100% | 0 | 1185.347 | 463.278 | 16.9 | 617.755 | 87.414 | 0 | 248.48 | 108.352 | 7500 | 1185.347 | 356.832 | 0 | 828.515
|  | 1267.361 | 551.511 | 0 | 0 | 0 | 715.85 | 10000 | 100% | 0 | 1267.361 | 376.378 | 65.976 | 575.657 | 249.35 | 0 | 248.48 | 303.031 | 0 | 1267.361 | 551.511 | 715.85 | 0
|  | 1292.761 | 332.404 | 0 | 0 | 0 | 960.357 | 9284.15 | 92.84% | 0 | 1292.761 | 496.125 | 115.077 | 408.372 | 273.187 | 0 | 248.48 | 83.924 | 0 | 1292.761 | 332.404 | 960.357 | 0
|  | 1001.93 | 298.585 | 0 | 0 | 0 | 703.345 | 8323.793 | 83.24% | -1.1369e-13 | 1001.93 | 504.92 | 103.588 | 288.476 | 91.296 | 13.65 | 248.48 | 50.105 | 0 | 1001.93 | 298.585 | 703.345 | 0
|  | 733.716 | 249.881 | 0 | 0 | 0 | 483.835 | 7620.448 | 76.2% | 0 | 733.716 | 376.1 | 87.666 | 211.387 | 31.262 | 27.3 | 248.48 | 1.401 | 0 | 733.716 | 249.881 | 483.835 | 0
|  | 905.577 | 249.567 | 0 | 0 | 0 | 656.01 | 7136.613 | 71.37% | 0 | 905.577 | 442.43 | 77.419 | 245.122 | 113.306 | 27.3 | 248.48 | 1.087 | 0 | 905.577 | 249.567 | 656.01 | 0
|  | 996.47 | 248.48 | 747.99 | 0 | 2500 | 0 | 6480.603 | 64.81% | 0 | 996.47 | 492.778 | 95.762 | 262.062 | 118.568 | 27.3 | 248.48 | 0 | 7500 | 996.47 | 248.48 | 0 | 747.99
|  | 860.643 | 248.48 | 0 | 0 | 0 | 612.163 | 8980.603 | 89.81% | 0 | 860.643 | 445.6 | 76.375 | 275.651 | 35.718 | 27.3 | 248.48 | 0 | 0 | 860.643 | 248.48 | 612.163 | 0
|  | 1151.128 | 248.48 | 902.648 | 0 | 1631.56 | 0 | 8368.44 | 83.68% | 0 | 1151.128 | 479.732 | 55.131 | 588.965 | 0 | 27.3 | 248.48 | 0 | 7500 | 1151.128 | 248.48 | 0 | 902.648
|  | 1030.953 | 248.48 | 782.473 | 0 | 0 | 0 | 10000 | 100% | 0 | 1030.953 | 346.795 | 28.397 | 590.953 | 0 | 64.808 | 248.48 | 0 | 7500 | 1030.953 | 248.48 | 0 | 782.473
|  | 768.197 | 248.48 | 519.717 | 0 | 0 | 0 | 10000 | 100% | 0 | 768.197 | 216.726 | 19.005 | 463.224 | 0 | 69.242 | 248.48 | 0 | 7500 | 768.197 | 248.48 | 0 | 519.717
|  | 700.728 | 248.48 | 452.248 | 0 | 0 | 0 | 10000 | 100% | 0 | 700.728 | 184.781 | 16.972 | 461.225 | 0 | 37.749 | 248.48 | 0 | 7500 | 700.728 | 248.48 | 0 | 452.248
|  | 711.58 | 248.48 | 463.1 | 0 | 0 | 0 | 10000 | 100% | 0 | 711.58 | 163.411 | 33.129 | 494.791 | 0 | 20.25 | 248.48 | 0 | 7500 | 711.58 | 248.48 | 0 | 463.1
|  | 861.227 | 248.48 | 0 | 0 | 0 | 612.747 | 10000 | 100% | 0 | 861.227 | 179.58 | 95.147 | 536.221 | 0 | 50.279 | 248.48 | 0 | 0 | 861.227 | 248.48 | 612.747 | 0
|  | 879.989 | 248.544 | 0 | 0 | 0 | 631.445 | 9387.253 | 93.87% | 0 | 879.989 | 161.004 | 104.347 | 467.52 | 0 | 147.118 | 248.48 | 0.064 | 0 | 879.989 | 248.544 | 631.445 | 0
|  | 1164.219 | 252.659 | 0 | 0 | 0 | 911.56 | 8755.808 | 87.56% | 0 | 1164.219 | 171.834 | 114.374 | 505.828 | 90.729 | 281.454 | 248.48 | 4.179 | 0 | 1164.219 | 252.659 | 911.56 | 0
|  | 1171.267 | 264.854 | 0 | 0 | 0 | 906.413 | 7844.248 | 78.44% | 0 | 1171.267 | 227.945 | 75.429 | 425.684 | 246.95 | 195.26 | 248.48 | 16.374 | 0 | 1171.267 | 264.854 | 906.413 | 0
|  | 1103.058 | 260.274 | 0 | 0 | 0 | 842.784 | 6937.835 | 69.38% | 0 | 1103.058 | 290.784 | 79.888 | 336.983 | 153.158 | 242.245 | 248.48 | 11.794 | 0 | 1103.058 | 260.274 | 842.784 | 0
|  | 1062.149 | 265.789 | 0 | 0 | 0 | 796.36 | 6095.051 | 60.95% | 0 | 1062.149 | 329.14 | 99.122 | 257.21 | 0 | 376.677 | 248.48 | 17.309 | 0 | 1062.149 | 265.789 | 796.36 | 0
|  | 1178.652 | 449.005 | 729.647 | 0 | 2500 | 0 | 5298.691 | 52.99% | 0 | 1178.652 | 506.957 | 58.229 | 312.375 | 0 | 301.091 | 248.48 | 200.525 | 7500 | 1178.652 | 449.005 | 0 | 729.647
|  | 907.733 | 656.243 | 251.49 | 0 | 2201.309 | 0 | 7798.691 | 77.99% | 0 | 907.733 | 502.644 | 50.016 | 284.281 | 0 | 70.792 | 248.48 | 407.763 | 7500 | 907.733 | 656.243 | 0 | 251.49
|  | 1118.668 | 981.318 | 137.35 | 0 | 0 | 0 | 10000 | 100% | 0 | 1118.668 | 629.989 | 29.406 | 287.824 | 0 | 171.45 | 248.48 | 732.838 | 7500 | 1118.668 | 981.318 | 0 | 137.35
|  | 1047.8 | 1047.8 | 0 | 467.029 | 0 | 0 | 10000 | 100% | 0 | 1047.8 | 624.979 | 19.17 | 296.057 | 0 | 107.593 | 248.48 | 1266.349 | 0 | 1047.8 | 1047.8 | 0 | 0
|  | 976.381 | 976.381 | 0 | 717.64 | 0 | 0 | 10000 | 100% | 0 | 976.381 | 428.97 | 17.647 | 487.113 | 0 | 42.651 | 248.48 | 1445.541 | 0 | 976.381 | 976.381 | 0 | 0
|  | 1246.102 | 1246.102 | 0 | 673.04 | 0 | 0 | 10000 | 100% | 0 | 1246.102 | 442.715 | 36.798 | 690.512 | 76.077 | 0 | 248.48 | 1670.662 | 0 | 1246.102 | 1246.102 | 0 | 0
|  | 1418.662 | 1418.662 | 0 | 196.198 | 0 | 0 | 10000 | 100% | 0 | 1418.662 | 418.729 | 98.722 | 652.149 | 249.063 | 0 | 248.48 | 1366.38 | 0 | 1418.662 | 1418.662 | 0 | 0
|  | 1279.315 | 1169.097 | 0 | 0 | 0 | 110.218 | 10000 | 100% | 0 | 1279.315 | 474.381 | 108.866 | 433.559 | 262.51 | 0 | 248.48 | 920.617 | 0 | 1279.315 | 1169.097 | 110.218 | 0
|  | 894.235 | 894.235 | 0 | 327.343 | 110.218 | 0 | 9889.782 | 98.9% | 0 | 894.235 | 422.441 | 116.394 | 261.789 | 80.448 | 13.163 | 248.48 | 973.098 | 0 | 894.235 | 894.235 | 0 | 0
|  | 889.069 | 812.345 | 0 | 0 | 0 | 76.724 | 10000 | 100% | 0 | 889.069 | 452.676 | 77.703 | 309.16 | 23.206 | 26.325 | 248.48 | 563.865 | 0 | 889.069 | 812.345 | 76.724 | 0
|  | 875.353 | 543.682 | 0 | 0 | 0 | 331.671 | 9923.276 | 99.23% | 0 | 875.353 | 402.191 | 73.939 | 275.316 | 97.11 | 26.797 | 248.48 | 295.202 | 0 | 875.353 | 543.682 | 331.671 | 0
|  | 947.526 | 248.629 | 698.897 | 0 | 408.395 | 0 | 9591.605 | 95.92% | 0 | 947.526 | 458.078 | 91.668 | 248.646 | 122.18 | 26.954 | 248.48 | 0.149 | 7500 | 947.526 | 248.629 | 0 | 698.897
|  | 926.114 | 248.48 | 0 | 0 | 0 | 677.634 | 10000 | 100% | 0 | 926.114 | 479.13 | 64.147 | 310.553 | 45.81 | 26.475 | 248.48 | 0 | 0 | 926.114 | 248.48 | 677.634 | 0
|  | 1040.646 | 248.48 | 792.166 | 0 | 677.634 | 0 | 9322.366 | 93.22% | 0 | 1040.646 | 445.901 | 54.263 | 514.158 | 0 | 26.325 | 248.48 | 0 | 7500 | 1040.646 | 248.48 | 0 | 792.166
|  | 945.83 | 248.48 | 697.35 | 0 | 0 | 0 | 10000 | 100% | 0 | 945.83 | 289.4 | 21.309 | 601.036 | 0 | 34.086 | 248.48 | 0 | 7500 | 945.83 | 248.48 | 0 | 697.35
|  | 590.132 | 248.48 | 341.652 | 0 | 0 | 0 | 10000 | 100% | 0 | 590.132 | 176.564 | 14.655 | 375.13 | 0 | 23.784 | 248.48 | 0 | 7500 | 590.132 | 248.48 | 0 | 341.652
|  | 703.603 | 248.48 | 455.123 | 0 | 0 | 0 | 10000 | 100% | 0 | 703.603 | 161.644 | 17.668 | 394.823 | 0 | 129.468 | 248.48 | 0 | 7500 | 703.603 | 248.48 | 0 | 455.123
|  | 901.716 | 248.48 | 653.236 | 0 | 0 | 0 | 10000 | 100% | 0 | 901.716 | 173.03 | 61.752 | 512.484 | 0 | 154.451 | 248.48 | 0 | 7500 | 901.716 | 248.48 | 0 | 653.236
|  | 798.433 | 248.48 | 0 | 0 | 0 | 549.953 | 10000 | 100% | 0 | 798.433 | 156.403 | 106.4 | 489.884 | 0 | 45.747 | 248.48 | 0 | 0 | 798.433 | 248.48 | 549.953 | 0
|  | 845.086 | 248.544 | 0 | 0 | 0 | 596.542 | 9450.047 | 94.5% | 0 | 845.086 | 165.685 | 102.928 | 576.473 | 0 | 0 | 248.48 | 0.064 | 0 | 845.086 | 248.544 | 596.542 | 0
|  | 1042.981 | 249.963 | 0 | 0 | 0 | 793.018 | 8853.505 | 88.54% | 0 | 1042.981 | 194.106 | 88.429 | 635.963 | 95.977 | 28.506 | 248.48 | 1.483 | 0 | 1042.981 | 249.963 | 793.018 | 0
|  | 1291.773 | 292.649 | 0 | 0 | 0 | 999.124 | 8060.487 | 80.6% | 0 | 1291.773 | 310.506 | 74.658 | 448.107 | 241.1 | 217.403 | 248.48 | 44.169 | 0 | 1291.773 | 292.649 | 999.124 | 0
|  | 1660.43 | 352.826 | 0 | 0 | 0 | 1307.604 | 7061.363 | 70.61% | 0 | 1660.43 | 403.802 | 91.035 | 598.646 | 257.505 | 309.444 | 248.48 | 104.346 | 0 | 1660.43 | 352.826 | 1307.604 | 0
|  | 1457.543 | 457.742 | 0 | 0 | 0 | 999.801 | 5753.759 | 57.54% | 0 | 1457.543 | 377.118 | 73.145 | 585.259 | 98.219 | 323.803 | 248.48 | 209.262 | 0 | 1457.543 | 457.742 | 999.801 | 0
|  | 1175.583 | 628.625 | 546.958 | 0 | 2500 | 0 | 4753.958 | 47.54% | 0 | 1175.583 | 348.425 | 55.441 | 502.555 | 48.599 | 220.563 | 248.48 | 380.145 | 7500 | 1175.583 | 628.625 | 0 | 546.958
|  | 1295.192 | 1008.186 | 287.006 | 0 | 2500 | 0 | 7253.958 | 72.54% | 0 | 1295.192 | 348.664 | 34.991 | 586.791 | 180.192 | 144.554 | 248.48 | 759.706 | 7500 | 1295.192 | 1008.186 | 0 | 287.006
|  | 1117.476 | 1117.476 | 0 | 161.203 | 161.203 | 0 | 9753.958 | 97.54% | 0 | 1117.476 | 356.285 | 20.518 | 412.411 | 177.791 | 150.471 | 248.48 | 1030.199 | 0 | 1117.476 | 1117.476 | 0 | 0
|  | 921.246 | 921.246 | 0 | 858.368 | 84.839 | 0 | 9915.161 | 99.15% | 0 | 921.246 | 351.239 | 16.635 | 408.08 | 58.477 | 86.815 | 248.48 | 1531.134 | 0 | 921.246 | 921.246 | 0 | 0
|  | 954.048 | 954.048 | 0 | 1048.419 | 0 | 0 | 10000 | 100% | 0 | 954.048 | 298.587 | 18.643 | 589.823 | 46.996 | 0 | 248.48 | 1753.987 | 0 | 954.048 | 954.048 | 0 | 0
|  | 1300.666 | 1300.666 | 0 | 552.445 | 0 | 0 | 10000 | 100% | 0 | 1300.666 | 314.788 | 55.711 | 796.947 | 133.219 | 0 | 248.48 | 1604.631 | 0 | 1300.666 | 1300.666 | 0 | 0
|  | 1304.394 | 1304.394 | 0 | 162.991 | 0 | 0 | 10000 | 100% | 0 | 1304.394 | 372.411 | 109.771 | 695.76 | 126.452 | 0 | 248.48 | 1218.905 | 0 | 1304.394 | 1304.394 | 0 | 0
|  | 1029.72 | 1029.72 | 0 | 309.88 | 0 | 0 | 10000 | 100% | 0 | 1029.72 | 470.352 | 115.234 | 402.018 | 42.116 | 0 | 248.48 | 1091.12 | 0 | 1029.72 | 1029.72 | 0 | 0
|  | 958.59 | 958.59 | 0 | 167.827 | 0 | 0 | 10000 | 100% | 0 | 958.59 | 447.576 | 95.94 | 352.235 | 49.839 | 13 | 248.48 | 877.937 | 0 | 958.59 | 958.59 | 0 | 0
|  | 940.881 | 641.515 | 0 | 0 | 0 | 299.366 | 10000 | 100% | 0 | 940.881 | 477.082 | 73.957 | 251.184 | 112.659 | 26 | 248.48 | 393.035 | 0 | 940.881 | 641.515 | 299.366 | 0
|  | 854.035 | 496.015 | 0 | 0 | 0 | 358.02 | 9700.634 | 97.01% | 0 | 854.035 | 429.212 | 89.907 | 242.905 | 65.854 | 26.157 | 248.48 | 247.535 | 0 | 854.035 | 496.015 | 358.02 | 0
|  | 816.507 | 404.009 | 412.498 | 0 | 657.386 | 0 | 9342.614 | 93.43% | 0 | 816.507 | 464.15 | 73.178 | 253.022 | 0 | 26.157 | 248.48 | 155.529 | 7500 | 816.507 | 404.009 | 0 | 412.498
|  | 871.494 | 248.48 | 0 | 0 | 0 | 623.014 | 10000 | 100% | 0 | 871.494 | 502.442 | 59.627 | 283.425 | 0 | 26 | 248.48 | 0 | 0 | 871.494 | 248.48 | 623.014 | 0
|  | 1164.128 | 248.48 | 915.648 | 0 | 623.014 | 0 | 9376.986 | 93.77% | 0 | 1164.128 | 405.066 | 42.325 | 690.738 | 0 | 26 | 248.48 | 0 | 7500 | 1164.128 | 248.48 | 0 | 915.648
|  | 921.468 | 248.48 | 672.988 | 0 | 0 | 0 | 10000 | 100% | 0 | 921.468 | 330.84 | 21.023 | 517.038 | 0 | 52.567 | 248.48 | 0 | 7500 | 921.468 | 248.48 | 0 | 672.988
|  | 754.49 | 248.48 | 506.01 | 0 | 0 | 0 | 10000 | 100% | 0 | 754.49 | 204.888 | 16.867 | 501.265 | 0 | 31.47 | 248.48 | 0 | 7500 | 754.49 | 248.48 | 0 | 506.01
|  | 737.631 | 248.48 | 489.151 | 0 | 0 | 0 | 10000 | 100% | 0 | 737.631 | 166.569 | 35.13 | 452.295 | 0 | 83.637 | 248.48 | 0 | 7500 | 737.631 | 248.48 | 0 | 489.151
|  | 841.958 | 248.48 | 593.478 | 0 | 0 | 0 | 10000 | 100% | 0 | 841.958 | 163.604 | 105.976 | 493.649 | 0 | 78.729 | 248.48 | 0 | 7500 | 841.958 | 248.48 | 0 | 593.478
|  | 815.025 | 248.48 | 0 | 0 | 0 | 566.545 | 10000 | 100% | 0 | 815.025 | 163.021 | 115.854 | 482.654 | 0 | 53.496 | 248.48 | 0 | 0 | 815.025 | 248.48 | 566.545 | 0
|  | 782.79 | 248.676 | 0 | 0 | 0 | 534.114 | 9433.455 | 94.33% | 0 | 782.79 | 153.07 | 100.343 | 452.252 | 0 | 77.125 | 248.48 | 0.196 | 0 | 782.79 | 248.676 | 534.114 | 0
|  | 1172.223 | 287.411 | 0 | 0 | 0 | 884.812 | 8899.341 | 88.99% | 0 | 1172.223 | 185.254 | 76.398 | 693.538 | 89.239 | 127.794 | 248.48 | 38.931 | 0 | 1172.223 | 287.411 | 884.812 | 0
|  | 1257.266 | 455.77 | 0 | 0 | 0 | 801.496 | 8014.529 | 80.15% | 0 | 1257.266 | 312.055 | 73.895 | 519.013 | 226.857 | 125.446 | 248.48 | 207.29 | 0 | 1257.266 | 455.77 | 801.496 | 0
|  | 1803.933 | 979.066 | 0 | 0 | 0 | 824.867 | 7213.033 | 72.13% | 0 | 1803.933 | 397.602 | 98.334 | 785.448 | 235.745 | 286.804 | 248.48 | 730.586 | 0 | 1803.933 | 979.066 | 824.867 | 0
|  | 1281.154 | 1235.588 | 0 | 0 | 0 | 45.566 | 6388.166 | 63.88% | 0 | 1281.154 | 378.124 | 60.544 | 503.731 | 81.54 | 257.215 | 248.48 | 987.108 | 0 | 1281.154 | 1235.588 | 45.566 | 0
|  | 1179.663 | 1179.663 | 0 | 398.105 | 398.105 | 0 | 6342.6 | 63.43% | 0 | 1179.663 | 322.478 | 52.844 | 540.508 | 46.436 | 217.397 | 248.48 | 1329.288 | 0 | 1179.663 | 1179.663 | 0 | 0
|  | 1536.13 | 1536.13 | 0 | 238.253 | 238.253 | 0 | 6740.705 | 67.41% | 0 | 1536.13 | 350.139 | 28.475 | 650.907 | 173.993 | 332.616 | 248.48 | 1525.903 | 0 | 1536.13 | 1536.13 | 0 | 0
|  | 1130.279 | 1130.279 | 0 | 551.485 | 551.485 | 0 | 6978.958 | 69.79% | 0 | 1130.279 | 386.422 | 19.822 | 472.043 | 174.234 | 77.758 | 248.48 | 1433.284 | 0 | 1130.279 | 1130.279 | 0 | 0
|  | 876.53 | 876.53 | 0 | 1147.093 | 1147.093 | 0 | 7530.443 | 75.3% | 0 | 876.53 | 319.201 | 17.469 | 475.505 | 53.294 | 11.062 | 248.48 | 1775.143 | 0 | 876.53 | 876.53 | 0 | 0
|  | 992.195 | 992.195 | 0 | 1041.432 | 1041.432 | 0 | 8677.536 | 86.78% | 0 | 992.195 | 296.022 | 32.766 | 618.177 | 45.229 | 0 | 248.48 | 1785.147 | 0 | 992.195 | 992.195 | 0 | 0
|  | 1397.786 | 1397.786 | 0 | 154.248 | 154.248 | 0 | 9718.968 | 97.19% | 0 | 1397.786 | 301.65 | 101.763 | 856.814 | 137.559 | 0 | 248.48 | 1303.554 | 0 | 1397.786 | 1397.786 | 0 | 0
|  | 1192.259 | 1192.259 | 0 | 465.911 | 126.784 | 0 | 9873.216 | 98.73% | 0 | 1192.259 | 369.13 | 104.206 | 592.859 | 126.064 | 0 | 248.48 | 1409.69 | 0 | 1192.259 | 1192.259 | 0 | 0
|  | 1199.267 | 1199.267 | 0 | 155.647 | 0 | 0 | 10000 | 100% | 0 | 1199.267 | 557.297 | 105.249 | 483.225 | 53.496 | 0 | 248.48 | 1106.434 | 0 | 1199.267 | 1199.267 | 0 | 0
|  | 1028.949 | 1028.949 | 0 | 102.17 | 0 | 0 | 10000 | 100% | 0 | 1028.949 | 528.394 | 74.797 | 360.658 | 53.238 | 11.863 | 248.48 | 882.639 | 0 | 1028.949 | 1028.949 | 0 | 0
|  | 1017.196 | 840.828 | 0 | 0 | 0 | 176.368 | 10000 | 100% | 0 | 1017.196 | 443.055 | 84.082 | 347.959 | 118.375 | 23.725 | 248.48 | 592.348 | 0 | 1017.196 | 840.828 | 176.368 | 0
|  | 1001.353 | 410.573 | 0 | 0 | 0 | 590.78 | 9823.632 | 98.24% | 0 | 1001.353 | 466.666 | 90.778 | 342.76 | 77.424 | 23.725 | 248.48 | 162.093 | 0 | 1001.353 | 410.573 | 590.78 | 0
|  | 853.861 | 250.105 | 603.756 | 0 | 767.148 | 0 | 9232.852 | 92.33% | 0 | 853.861 | 471.602 | 58.82 | 297.865 | 1.849 | 23.725 | 248.48 | 1.625 | 7500 | 853.861 | 250.105 | 0 | 603.756
|  | 874.173 | 248.48 | 0 | 0 | 0 | 625.693 | 10000 | 100% | 0 | 874.173 | 464.51 | 50.206 | 335.732 | 0 | 23.725 | 248.48 | 0 | 0 | 874.173 | 248.48 | 625.693 | 0
|  | 1180.091 | 248.48 | 931.611 | 0 | 625.693 | 0 | 9374.307 | 93.74% | 0 | 1180.091 | 458.716 | 24.698 | 672.953 | 0 | 23.725 | 248.48 | 0 | 7500 | 1180.091 | 248.48 | 0 | 931.611
|  | 767.295 | 0 | 767.295 | 0 | 0 | 0 | 10000 | 100% | 0 | 767.295 | 272.813 | 16.41 | 451.8 | 0 | 26.273 | 0 | 0 | 7500 | 767.295 | 0 | 0 | 767.295
|  | 710.316 | 0 | 710.316 | 0 | 0 | 0 | 10000 | 100% | 0 | 710.316 | 195.52 | 19.602 | 472.7 | 0 | 22.494 | 0 | 0 | 7500 | 710.316 | 0 | 0 | 710.316
|  | 689.775 | 0 | 689.775 | 0 | 0 | 0 | 10000 | 100% | 0 | 689.775 | 154.154 | 59.908 | 415.09 | 0 | 60.623 | 0 | 0 | 7500 | 689.775 | 0 | 0 | 689.775
|  | 796.906 | 0 | 796.906 | 0 | 0 | 0 | 10000 | 100% | 0 | 796.906 | 152.609 | 111.969 | 469.822 | 0 | 62.506 | 0 | 0 | 7500 | 796.906 | 0 | 0 | 796.906
|  | 676.596 | 0 | 0 | 0 | 0 | 676.596 | 10000 | 100% | 0 | 676.596 | 144.91 | 107.762 | 409.619 | 0 | 14.305 | 0 | 0 | 0 | 676.596 | 0 | 676.596 | 0
|  | 792.93 | 248.544 | 0 | 0 | 0 | 544.386 | 9323.404 | 93.23% | 0 | 792.93 | 178.402 | 83.58 | 495.494 | 0 | 35.455 | 248.48 | 0.064 | 0 | 792.93 | 248.544 | 544.386 | 0
|  | 979.428 | 252.716 | 0 | 0 | 0 | 726.712 | 8779.018 | 87.79% | 0 | 979.428 | 195.319 | 74.022 | 574.839 | 87.319 | 47.929 | 248.48 | 4.236 | 0 | 979.428 | 252.716 | 726.712 | 0
|  | 1515.634 | 281.061 | 0 | 0 | 0 | 1234.573 | 8052.306 | 80.52% | 0 | 1515.634 | 313.667 | 86.716 | 537.555 | 246.819 | 330.878 | 248.48 | 32.581 | 0 | 1515.634 | 281.061 | 1234.573 | 0
|  | 1700.567 | 347.794 | 0 | 0 | 0 | 1352.773 | 6817.733 | 68.18% | 0 | 1700.567 | 385.029 | 74.267 | 689.679 | 142.333 | 409.26 | 248.48 | 99.314 | 0 | 1700.567 | 347.794 | 1352.773 | 0
|  | 1287.225 | 619.32 | 0 | 0 | 0 | 667.905 | 5464.96 | 54.65% | 0 | 1287.225 | 332.725 | 53.712 | 442.894 | 0 | 457.894 | 248.48 | 370.84 | 0 | 1287.225 | 619.32 | 667.905 | 0
|  | 1202.878 | 489.122 | 713.756 | 0 | 2500 | 0 | 4797.055 | 47.97% | 0 | 1202.878 | 318.995 | 37.941 | 572.758 | 0 | 273.184 | 248.48 | 240.642 | 7500 | 1202.878 | 489.122 | 0 | 713.756
|  | 1114.641 | 507.015 | 607.626 | 0 | 2500 | 0 | 7297.055 | 72.97% | 0 | 1114.641 | 313.949 | 20.16 | 565.197 | 0 | 215.335 | 248.48 | 258.535 | 7500 | 1114.641 | 507.015 | 0 | 607.626
|  | 875.608 | 421.055 | 454.553 | 0 | 202.945 | 0 | 9797.055 | 97.97% | 0 | 875.608 | 338.784 | 16.205 | 452.038 | 0 | 68.581 | 248.48 | 172.575 | 7500 | 875.608 | 421.055 | 0 | 454.553
|  | 794.604 | 363.525 | 431.079 | 0 | 0 | 0 | 10000 | 100% | 0 | 794.604 | 343.149 | 18.407 | 403.3 | 0 | 29.748 | 248.48 | 115.045 | 7500 | 794.604 | 363.525 | 0 | 431.079
|  | 975.531 | 484.544 | 490.987 | 0 | 0 | 0 | 10000 | 100% | 0 | 975.531 | 312.526 | 64.398 | 598.607 | 0 | 0 | 248.48 | 236.064 | 7500 | 975.531 | 484.544 | 0 | 490.987
|  | 1362.139 | 436.604 | 925.535 | 0 | 0 | 0 | 10000 | 100% | 0 | 1362.139 | 320.195 | 117.469 | 848.548 | 75.927 | 0 | 248.48 | 188.124 | 7500 | 1362.139 | 436.604 | 0 | 925.535
|  | 1286.672 | 604.909 | 0 | 0 | 0 | 681.763 | 10000 | 100% | 0 | 1286.672 | 355.214 | 110.534 | 610.283 | 205.662 | 4.98 | 248.48 | 356.429 | 0 | 1286.672 | 604.909 | 681.763 | 0
|  | 1165.874 | 756.79 | 0 | 0 | 0 | 409.084 | 9318.237 | 93.18% | 0 | 1165.874 | 458.974 | 94.953 | 417.67 | 194.276 | 0 | 248.48 | 508.31 | 0 | 1165.874 | 756.79 | 409.084 | 0
|  | 1095.802 | 946.899 | 0 | 0 | 0 | 148.903 | 8909.153 | 89.09% | 0 | 1095.802 | 522.589 | 74.044 | 409.686 | 76.97 | 12.512 | 248.48 | 698.419 | 0 | 1095.802 | 946.899 | 148.903 | 0
|  | 910.544 | 858.956 | 0 | 0 | 0 | 51.588 | 8760.25 | 87.6% | 0 | 910.544 | 420.679 | 87.935 | 356.161 | 20.743 | 25.025 | 248.48 | 610.476 | 0 | 910.544 | 858.956 | 51.588 | 0
|  | 838.455 | 468.34 | 0 | 0 | 0 | 370.115 | 8708.662 | 87.09% | 0 | 838.455 | 402.428 | 81.254 | 265.484 | 63.73 | 25.56 | 248.48 | 219.86 | 0 | 838.455 | 468.34 | 370.115 | 0
|  | 936.082 | 285.899 | 650.183 | 0 | 1661.453 | 0 | 8338.547 | 83.39% | 0 | 936.082 | 446.868 | 55.44 | 323.52 | 84.339 | 25.916 | 248.48 | 37.419 | 7500 | 936.082 | 285.899 | 0 | 650.183
|  | 943.777 | 248.48 | 0 | 0 | 0 | 695.297 | 10000 | 100% | 0 | 943.777 | 492.463 | 36.631 | 356.496 | 31.557 | 26.63 | 248.48 | 0 | 0 | 943.777 | 248.48 | 695.297 | 0
|  | 1212.019 | 248.48 | 963.539 | 0 | 695.297 | 0 | 9304.703 | 93.05% | 0 | 1212.019 | 401.116 | 22.252 | 761.843 | 0 | 26.808 | 248.48 | 0 | 7500 | 1212.019 | 248.48 | 0 | 963.539
|  | 932.729 | 248.48 | 684.249 | 0 | 0 | 0 | 10000 | 100% | 0 | 932.729 | 299.736 | 16.282 | 553.229 | 0 | 63.483 | 248.48 | 0 | 7500 | 932.729 | 248.48 | 0 | 684.249
|  | 773.09 | 248.48 | 524.61 | 0 | 0 | 0 | 10000 | 100% | 0 | 773.09 | 191.205 | 34.185 | 441.932 | 0 | 105.768 | 248.48 | 0 | 7500 | 773.09 | 248.48 | 0 | 524.61
|  | 770.557 | 248.48 | 522.077 | 0 | 0 | 0 | 10000 | 100% | 0 | 770.557 | 155.97 | 101.134 | 459.284 | 0 | 54.169 | 248.48 | 0 | 7500 | 770.557 | 248.48 | 0 | 522.077
|  | 863.63 | 248.48 | 615.15 | 0 | 0 | 0 | 10000 | 100% | 0 | 863.63 | 175.027 | 100.068 | 517.187 | 0 | 71.349 | 248.48 | 0 | 7500 | 863.63 | 248.48 | 0 | 615.15
|  | 806.564 | 248.48 | 0 | 0 | 0 | 558.084 | 10000 | 100% | 0 | 806.564 | 146.437 | 111.735 | 506.028 | 0 | 42.364 | 248.48 | 0 | 0 | 806.564 | 248.48 | 558.084 | 0
|  | 701.04 | 249.721 | 0 | 0 | 0 | 451.319 | 9441.916 | 94.42% | 0 | 701.04 | 154.706 | 80.998 | 450.931 | 0 | 14.405 | 248.48 | 1.241 | 0 | 701.04 | 249.721 | 451.319 | 0
|  | 1009.72 | 262.655 | 0 | 0 | 0 | 747.065 | 8990.597 | 89.91% | 0 | 1009.72 | 171.067 | 75.358 | 586.078 | 86.316 | 90.902 | 248.48 | 14.175 | 0 | 1009.72 | 262.655 | 747.065 | 0
|  | 1595.487 | 365.313 | 0 | 0 | 0 | 1230.174 | 8243.532 | 82.44% | 0 | 1595.487 | 348.501 | 100.823 | 614.887 | 259.99 | 271.287 | 248.48 | 116.833 | 0 | 1595.487 | 365.313 | 1230.174 | 0
|  | 1568.97 | 1110.28 | 0 | 0 | 0 | 458.69 | 7013.358 | 70.13% | 0 | 1568.97 | 414.256 | 61.344 | 532.039 | 149.343 | 411.989 | 248.48 | 861.8 | 0 | 1568.97 | 1110.28 | 458.69 | 0
|  | 1205.13 | 1088.617 | 0 | 0 | 0 | 116.513 | 6554.668 | 65.55% | 0 | 1205.13 | 359.029 | 52.211 | 403.618 | 0 | 390.272 | 248.48 | 840.137 | 0 | 1205.13 | 1088.617 | 116.513 | 0
|  | 1064.944 | 1064.944 | 0 | 249.577 | 249.577 | 0 | 6438.155 | 64.38% | 0 | 1064.944 | 341.499 | 28.33 | 347.106 | 0 | 348.008 | 248.48 | 1066.041 | 0 | 1064.944 | 1064.944 | 0 | 0
|  | 874.086 | 874.086 | 0 | 253.04 | 253.04 | 0 | 6687.732 | 66.88% | 0 | 874.086 | 318.376 | 18.669 | 385.919 | 0 | 151.121 | 248.48 | 878.646 | 0 | 874.086 | 874.086 | 0 | 0
|  | 730.292 | 730.292 | 0 | 277.724 | 277.724 | 0 | 6940.772 | 69.41% | 0 | 730.292 | 391.647 | 16.996 | 313.711 | 0 | 7.939 | 248.48 | 759.536 | 0 | 730.292 | 730.292 | 0 | 0
|  | 648.832 | 648.832 | 0 | 872.913 | 872.913 | 0 | 7218.496 | 72.18% | 0 | 648.832 | 304.286 | 36.534 | 307.902 | 0 | 0.11 | 248.48 | 1273.265 | 0 | 648.832 | 648.832 | 0 | 0
|  | 932.124 | 932.124 | 0 | 767.822 | 767.822 | 0 | 8091.409 | 80.91% | 0 | 932.124 | 302.506 | 104.669 | 524.949 | 0 | 0 | 248.48 | 1451.466 | 0 | 932.124 | 932.124 | 0 | 0
|  | 1081.621 | 1081.621 | 0 | 847.265 | 847.265 | 0 | 8859.231 | 88.59% | 0 | 1081.621 | 287.942 | 108.744 | 634.31 | 50.625 | 0 | 248.48 | 1680.406 | 0 | 1081.621 | 1081.621 | 0 | 0
|  | 1442.367 | 1442.367 | 0 | 175.794 | 175.794 | 0 | 9706.496 | 97.06% | 0 | 1442.367 | 365.192 | 109.959 | 807.843 | 159.372 | 0 | 248.48 | 1369.681 | 0 | 1442.367 | 1442.367 | 0 | 0
|  | 1279.371 | 1170.006 | 0 | 0 | 0 | 109.365 | 9882.29 | 98.82% | 0 | 1279.371 | 517.557 | 81.856 | 509.21 | 170.748 | 0 | 248.48 | 921.526 | 0 | 1279.371 | 1170.006 | 109.365 | 0
|  | 993.709 | 993.709 | 0 | 227.525 | 227.075 | 0 | 9772.925 | 97.73% | 0 | 993.709 | 497.285 | 70.796 | 346.507 | 63.034 | 16.087 | 248.48 | 972.754 | 0 | 993.709 | 993.709 | 0 | 0
|  | 830.322 | 808.326 | 0 | 0 | 0 | 21.996 | 10000 | 100% | 0 | 830.322 | 419.081 | 95.823 | 271.349 | 11.895 | 32.175 | 248.48 | 559.846 | 0 | 830.322 | 808.326 | 21.996 | 0
|  | 839.918 | 541.784 | 0 | 0 | 0 | 298.134 | 9978.004 | 99.78% | 0 | 839.918 | 404.253 | 64.215 | 291.253 | 47.811 | 32.385 | 248.48 | 293.304 | 0 | 839.918 | 541.784 | 298.134 | 0
|  | 896.654 | 248.928 | 647.726 | 0 | 320.13 | 0 | 9679.87 | 96.8% | 0 | 896.654 | 444.973 | 49.986 | 294.325 | 74.566 | 32.804 | 248.48 | 0.448 | 7500 | 896.654 | 248.928 | 0 | 647.726
|  | 1010.278 | 248.48 | 0 | 0 | 0 | 761.798 | 10000 | 100% | 0 | 1010.278 | 542.637 | 28.533 | 366.048 | 38.997 | 34.063 | 248.48 | 0 | 0 | 1010.278 | 248.48 | 761.798 | 0
|  | 1230.445 | 248.48 | 981.965 | 0 | 761.798 | 0 | 9238.202 | 92.38% | 0 | 1230.445 | 463.384 | 22.068 | 710.719 | 0 | 34.273 | 248.48 | 0 | 7500 | 1230.445 | 248.48 | 0 | 981.965
|  | 897.323 | 248.48 | 648.843 | 0 | 0 | 0 | 10000 | 100% | 0 | 897.323 | 278.423 | 18.044 | 513.644 | 0 | 87.212 | 248.48 | 0 | 7500 | 897.323 | 248.48 | 0 | 648.843
|  | 787.239 | 248.48 | 538.759 | 0 | 0 | 0 | 10000 | 100% | 0 | 787.239 | 203.552 | 63.436 | 451.167 | 0 | 69.084 | 248.48 | 0 | 7500 | 787.239 | 248.48 | 0 | 538.759
|  | 809.037 | 248.48 | 560.557 | 0 | 0 | 0 | 10000 | 100% | 0 | 809.037 | 173.828 | 119.719 | 497.24 | 0 | 18.25 | 248.48 | 0 | 7500 | 809.037 | 248.48 | 0 | 560.557
|  | 789.987 | 248.48 | 541.507 | 0 | 0 | 0 | 10000 | 100% | 0 | 789.987 | 158.118 | 101.518 | 511.681 | 0 | 18.67 | 248.48 | 0 | 7500 | 789.987 | 248.48 | 0 | 541.507
|  | 883.983 | 248.48 | 0 | 0 | 0 | 635.503 | 10000 | 100% | 0 | 883.983 | 159.639 | 90.721 | 538.978 | 0 | 94.645 | 248.48 | 0 | 0 | 883.983 | 248.48 | 635.503 | 0
|  | 810.455 | 260.414 | 0 | 0 | 0 | 550.041 | 9364.497 | 93.64% | 0 | 810.455 | 150.917 | 72.695 | 540.411 | 0 | 46.432 | 248.48 | 11.934 | 0 | 810.455 | 260.414 | 550.041 | 0
|  | 991.372 | 309.814 | 0 | 0 | 0 | 681.558 | 8814.456 | 88.14% | 0 | 991.372 | 190.689 | 84.422 | 602.583 | 82.163 | 31.516 | 248.48 | 61.334 | 0 | 991.372 | 309.814 | 681.558 | 0
|  | 1357.909 | 451.397 | 0 | 0 | 0 | 906.512 | 8132.898 | 81.33% | 0 | 1357.909 | 336.847 | 74.673 | 463.402 | 222.813 | 260.175 | 248.48 | 202.917 | 0 | 1357.909 | 451.397 | 906.512 | 0
|  | 1621.95 | 567.303 | 0 | 0 | 0 | 1054.647 | 7226.386 | 72.26% | 2.2737e-13 | 1621.95 | 412.303 | 61.036 | 695.816 | 137.373 | 315.422 | 248.48 | 318.823 | 0 | 1621.95 | 567.303 | 1054.647 | 0
|  | 1236.898 | 736.87 | 0 | 0 | 0 | 500.028 | 6171.739 | 61.72% | 0 | 1236.898 | 379.615 | 35.732 | 433.664 | 0 | 387.886 | 248.48 | 488.39 | 0 | 1236.898 | 736.87 | 500.028 | 0
|  | 1150.681 | 898.863 | 251.818 | 0 | 2500 | 0 | 5671.711 | 56.72% | 0 | 1150.681 | 346.691 | 20.112 | 514.825 | 0 | 269.054 | 248.48 | 650.383 | 7500 | 1150.681 | 898.863 | 0 | 251.818
|  | 998.048 | 733.718 | 264.33 | 0 | 1828.289 | 0 | 8171.711 | 81.72% | 0 | 998.048 | 339.68 | 15.623 | 493.176 | 0 | 149.569 | 248.48 | 485.238 | 7500 | 998.048 | 733.718 | 0 | 264.33
|  | 1000.213 | 835.712 | 164.501 | 0 | 0 | 0 | 10000 | 100% | 0 | 1000.213 | 379.719 | 19.203 | 474.228 | 0 | 127.062 | 248.48 | 587.232 | 7500 | 1000.213 | 835.712 | 0 | 164.501
|  | 922.721 | 922.721 | 0 | 135.841 | 0 | 0 | 10000 | 100% | 0 | 922.721 | 329.939 | 60.667 | 440.284 | 0 | 91.832 | 248.48 | 810.082 | 0 | 922.721 | 922.721 | 0 | 0
|  | 1077.268 | 1077.268 | 0 | 933.471 | 0 | 0 | 10000 | 100% | 0 | 1077.268 | 343.446 | 119.677 | 601.771 | 0 | 12.375 | 248.48 | 1762.259 | 0 | 1077.268 | 1077.268 | 0 | 0
|  | 1252.285 | 1252.285 | 0 | 630.852 | 0 | 0 | 10000 | 100% | 0 | 1252.285 | 305.225 | 105.112 | 763.439 | 77.21 | 1.299 | 248.48 | 1634.657 | 0 | 1252.285 | 1252.285 | 0 | 0
|  | 1485.219 | 1485.219 | 0 | 106.943 | 0 | 0 | 10000 | 100% | 0 | 1485.219 | 391.389 | 87.754 | 774.956 | 231.121 | 0 | 248.48 | 1343.682 | 0 | 1485.219 | 1485.219 | 0 | 0
|  | 1124.817 | 911.217 | 0 | 0 | 0 | 213.6 | 10000 | 100% | 0 | 1124.817 | 476.056 | 66.232 | 385.503 | 197.025 | 0 | 248.48 | 662.737 | 0 | 1124.817 | 911.217 | 213.6 | 0
|  | 1097.028 | 374.347 | 0 | 0 | 0 | 722.681 | 9786.4 | 97.86% | 0 | 1097.028 | 537.409 | 89.452 | 383.792 | 74.512 | 11.863 | 248.48 | 125.867 | 0 | 1097.028 | 374.347 | 722.681 | 0
|  | 797.244 | 275.054 | 0 | 0 | 0 | 522.19 | 9063.719 | 90.64% | 0 | 797.244 | 414.486 | 68.694 | 264.931 | 25.408 | 23.725 | 248.48 | 26.574 | 0 | 797.244 | 275.054 | 522.19 | 0
|  | 847.471 | 249.971 | 0 | 0 | 0 | 597.5 | 8541.529 | 85.42% | 0 | 847.471 | 432.187 | 54.054 | 255.36 | 82.145 | 23.725 | 248.48 | 1.491 | 0 | 847.471 | 249.971 | 597.5 | 0
|  | 834.012 | 248.48 | 585.532 | 0 | 2055.971 | 0 | 7944.029 | 79.44% | 0 | 834.012 | 440.474 | 42.047 | 244.297 | 83.26 | 23.935 | 248.48 | 0 | 7500 | 834.012 | 248.48 | 0 | 585.532
|  | 945.346 | 248.48 | 0 | 0 | 0 | 696.866 | 10000 | 100% | 0 | 945.346 | 538.701 | 24.465 | 325.924 | 30.852 | 25.404 | 248.48 | 0 | 0 | 945.346 | 248.48 | 696.866 | 0
|  | 1186.454 | 248.48 | 937.974 | 0 | 696.866 | 0 | 9303.134 | 93.03% | 0 | 1186.454 | 449.098 | 20.628 | 690.904 | 0 | 25.824 | 248.48 | 0 | 7500 | 1186.454 | 248.48 | 0 | 937.974
|  | 1038.363 | 248.48 | 789.883 | 0 | 0 | 0 | 10000 | 100% | 0 | 1038.363 | 342.426 | 38.953 | 588.976 | 0 | 68.009 | 248.48 | 0 | 7500 | 1038.363 | 248.48 | 0 | 789.883
|  | 984.034 | 248.48 | 735.554 | 0 | 0 | 0 | 10000 | 100% | 0 | 984.034 | 235.751 | 101.112 | 555.014 | 0 | 92.157 | 248.48 | 0 | 7500 | 984.034 | 248.48 | 0 | 735.554
|  | 744.21 | 248.48 | 495.73 | 0 | 0 | 0 | 10000 | 100% | 0 | 744.21 | 171.896 | 116.664 | 404.769 | 0 | 50.882 | 248.48 | 0 | 7500 | 744.21 | 248.48 | 0 | 495.73
|  | 844.646 | 248.48 | 596.166 | 0 | 0 | 0 | 10000 | 100% | 0 | 844.646 | 168.467 | 117.479 | 507.188 | 0 | 51.512 | 248.48 | 0 | 7500 | 844.646 | 248.48 | 0 | 596.166
|  | 664.203 | 248.48 | 0 | 0 | 0 | 415.723 | 10000 | 100% | 0 | 664.203 | 158.727 | 75.681 | 413.999 | 0 | 15.797 | 248.48 | 0 | 0 | 664.203 | 248.48 | 415.723 | 0
|  | 807.633 | 260.52 | 0 | 0 | 0 | 547.113 | 9584.277 | 95.84% | 0 | 807.633 | 187.461 | 77.929 | 520.579 | 0 | 21.664 | 248.48 | 12.04 | 0 | 807.633 | 260.52 | 547.113 | 0
|  | 969.829 | 311.444 | 0 | 0 | 0 | 658.385 | 9037.164 | 90.37% | 0 | 969.829 | 170.059 | 88.664 | 553.079 | 82.78 | 75.248 | 248.48 | 62.964 | 0 | 969.829 | 311.444 | 658.385 | 0
|  | 1158.344 | 449.783 | 0 | 0 | 0 | 708.561 | 8378.779 | 83.79% | 0 | 1158.344 | 214.289 | 58.845 | 539.808 | 214.656 | 130.745 | 248.48 | 201.303 | 0 | 1158.344 | 449.783 | 708.561 | 0
|  | 1385.849 | 568.21 | 0 | 0 | 0 | 817.639 | 7670.218 | 76.7% | 0 | 1385.849 | 320.566 | 52.181 | 441.197 | 148.782 | 423.123 | 248.48 | 319.73 | 0 | 1385.849 | 568.21 | 817.639 | 0
|  | 1043.302 | 734.826 | 0 | 0 | 0 | 308.476 | 6852.579 | 68.53% | 0 | 1043.302 | 400.43 | 30.058 | 331.667 | 0 | 281.147 | 248.48 | 486.346 | 0 | 1043.302 | 734.826 | 308.476 | 0
|  | 991.727 | 898.421 | 93.306 | 0 | 2500 | 0 | 6544.103 | 65.44% | 0 | 991.727 | 495.881 | 19.948 | 315.23 | 0 | 160.668 | 248.48 | 649.941 | 7500 | 991.727 | 898.421 | 0 | 93.306
|  | 906.666 | 734.19 | 172.476 | 0 | 955.897 | 0 | 9044.103 | 90.44% | 0 | 906.666 | 446.316 | 17.427 | 365.937 | 0 | 76.986 | 248.48 | 485.71 | 7500 | 906.666 | 734.19 | 0 | 172.476
|  | 1021.025 | 836.104 | 184.921 | 0 | 0 | 0 | 10000 | 100% | 0 | 1021.025 | 584.632 | 35.75 | 329.344 | 0 | 71.299 | 248.48 | 587.624 | 7500 | 1021.025 | 836.104 | 0 | 184.921
|  | 975.708 | 975.708 | 0 | 86.688 | 0 | 0 | 10000 | 100% | 0 | 975.708 | 551.506 | 106.07 | 314.524 | 0 | 3.608 | 248.48 | 813.916 | 0 | 975.708 | 975.708 | 0 | 0
|  | 1067.627 | 1067.627 | 0 | 949.061 | 0 | 0 | 10000 | 100% | 0 | 1067.627 | 423.728 | 112.097 | 531.803 | 0 | 0 | 248.48 | 1768.208 | 0 | 1067.627 | 1067.627 | 0 | 0
|  | 1146.773 | 1146.773 | 0 | 734.948 | 0 | 0 | 10000 | 100% | 0 | 1146.773 | 419.228 | 118.805 | 548.031 | 60.709 | 0 | 248.48 | 1633.241 | 0 | 1146.773 | 1146.773 | 0 | 0
|  | 1210.981 | 1210.981 | 0 | 354.535 | 0 | 0 | 10000 | 100% | 0 | 1210.981 | 404.865 | 74.291 | 549.217 | 182.609 | 0 | 248.48 | 1317.036 | 0 | 1210.981 | 1210.981 | 0 | 0
|  | 1054.672 | 902.87 | 0 | 0 | 0 | 151.802 | 10000 | 100% | 0 | 1054.672 | 483.903 | 74.719 | 315.282 | 180.768 | 0 | 248.48 | 654.39 | 0 | 1054.672 | 902.87 | 151.802 | 0
|  | 939.53 | 374.267 | 0 | 0 | 0 | 565.263 | 9848.198 | 98.48% | 0 | 939.53 | 452.841 | 100.028 | 299.957 | 72.404 | 14.3 | 248.48 | 125.787 | 0 | 939.53 | 374.267 | 565.263 | 0
|  | 794.156 | 275.164 | 0 | 0 | 0 | 518.992 | 9282.935 | 92.83% | 0 | 794.156 | 409.689 | 56.463 | 279.599 | 19.805 | 28.6 | 248.48 | 26.684 | 0 | 794.156 | 275.164 | 518.992 | 0
|  | 902.148 | 255.989 | 0 | 0 | 0 | 646.159 | 8763.943 | 87.64% | -1.1369e-13 | 902.148 | 473.638 | 53.756 | 263.645 | 82.509 | 28.6 | 248.48 | 7.509 | 0 | 902.148 | 255.989 | 646.159 | 0
|  | 880.966 | 248.482 | 632.484 | 0 | 1882.216 | 0 | 8117.784 | 81.18% | 0 | 880.966 | 491.373 | 25.977 | 242.477 | 92.539 | 28.6 | 248.48 | 0.002 | 7500 | 880.966 | 248.482 | 0 | 632.484
|  | 866.371 | 248.48 | 0 | 0 | 0 | 617.891 | 10000 | 100% | 0 | 866.371 | 501.363 | 20.326 | 280.366 | 35.717 | 28.6 | 248.48 | 0 | 0 | 866.371 | 248.48 | 617.891 | 0
|  | 1051.417 | 248.48 | 802.937 | 0 | 617.891 | 0 | 9382.109 | 93.82% | 0 | 1051.417 | 450.815 | 29.334 | 542.668 | 0 | 28.6 | 248.48 | 0 | 7500 | 1051.417 | 248.48 | 0 | 802.937
|  | 1024.622 | 248.48 | 776.142 | 0 | 0 | 0 | 10000 | 100% | 0 | 1024.622 | 351.997 | 56.135 | 588.089 | 0 | 28.402 | 248.48 | 0 | 7500 | 1024.622 | 248.48 | 0 | 776.142
|  | 753.908 | 248.48 | 505.428 | 0 | 0 | 0 | 10000 | 100% | 0 | 753.908 | 213.835 | 110.725 | 404.884 | 0 | 24.465 | 248.48 | 0 | 7500 | 753.908 | 248.48 | 0 | 505.428
|  | 735.424 | 248.48 | 486.944 | 0 | 0 | 0 | 10000 | 100% | 0 | 735.424 | 173.076 | 108.445 | 429.094 | 0 | 24.81 | 248.48 | 0 | 7500 | 735.424 | 248.48 | 0 | 486.944
|  | 664.633 | 248.48 | 416.153 | 0 | 0 | 0 | 10000 | 100% | 0 | 664.633 | 154.031 | 91.031 | 389.946 | 0 | 29.625 | 248.48 | 0 | 7500 | 664.633 | 248.48 | 0 | 416.153
|  | 819.417 | 248.48 | 0 | 0 | 0 | 570.937 | 10000 | 100% | 0 | 819.417 | 173.634 | 77.551 | 480.669 | 0 | 87.563 | 248.48 | 0 | 0 | 819.417 | 248.48 | 570.937 | 0
|  | 1038.888 | 283.498 | 0 | 0 | 0 | 755.39 | 9429.063 | 94.29% | 0 | 1038.888 | 174.25 | 83.491 | 623.261 | 0 | 157.886 | 248.48 | 35.018 | 0 | 1038.888 | 283.498 | 755.39 | 0
|  | 970.029 | 589.612 | 0 | 0 | 0 | 380.417 | 8673.673 | 86.74% | 0 | 970.029 | 157.919 | 76.536 | 411.216 | 75.236 | 249.122 | 248.48 | 341.132 | 0 | 970.029 | 589.612 | 380.417 | 0
|  | 1101.755 | 1022.117 | 0 | 0 | 0 | 79.638 | 8293.256 | 82.93% | 0 | 1101.755 | 198.909 | 53.404 | 395.758 | 208.179 | 245.505 | 248.48 | 773.637 | 0 | 1101.755 | 1022.117 | 79.638 | 0
|  | 1147.905 | 1147.905 | 0 | 177.483 | 177.483 | 0 | 8213.618 | 82.14% | 0 | 1147.905 | 321.606 | 35.842 | 406.541 | 148.186 | 235.731 | 248.48 | 1076.908 | 0 | 1147.905 | 1147.905 | 0 | 0
|  | 894.49 | 894.49 | 0 | 827.8 | 827.8 | 0 | 8391.101 | 83.91% | 0 | 894.49 | 379.732 | 19.876 | 268.299 | 0 | 226.583 | 248.48 | 1473.81 | 0 | 894.49 | 894.49 | 0 | 0
|  | 1105.644 | 1105.644 | 0 | 607.011 | 607.011 | 0 | 9218.901 | 92.19% | 0 | 1105.644 | 461.82 | 14.757 | 276.346 | 0 | 352.721 | 248.48 | 1464.175 | 0 | 1105.644 | 1105.644 | 0 | 0
|  | 995.066 | 995.066 | 0 | 37.019 | 37.019 | 0 | 9825.912 | 98.26% | 0 | 995.066 | 491.661 | 18.926 | 293.497 | 0 | 190.982 | 248.48 | 783.605 | 0 | 995.066 | 995.066 | 0 | 0
|  | 1031.845 | 1031.845 | 0 | 139.184 | 137.069 | 0 | 9862.931 | 98.63% | 0 | 1031.845 | 539.125 | 58.051 | 300.708 | 0 | 133.961 | 248.48 | 922.549 | 0 | 1031.845 | 1031.845 | 0 | 0
|  | 909.941 | 909.941 | 0 | 257.172 | 0 | 0 | 10000 | 100% | 0 | 909.941 | 504.128 | 121.383 | 252.872 | 0 | 31.558 | 248.48 | 918.633 | 0 | 909.941 | 909.941 | 0 | 0
|  | 907.327 | 907.327 | 0 | 126.199 | 0 | 0 | 10000 | 100% | 0 | 907.327 | 374.839 | 112.233 | 420.255 | 0 | 0 | 248.48 | 785.046 | 0 | 907.327 | 907.327 | 0 | 0
|  | 1160.493 | 1160.493 | 0 | 168.438 | 0 | 0 | 10000 | 100% | 0 | 1160.493 | 461.478 | 98.001 | 527.163 | 73.851 | 0 | 248.48 | 1080.451 | 0 | 1160.493 | 1160.493 | 0 | 0
|  | 1267.438 | 1267.438 | 0 | 335.67 | 0 | 0 | 10000 | 100% | 0 | 1267.438 | 418.09 | 67.227 | 563.534 | 218.587 | 0 | 248.48 | 1354.628 | 0 | 1267.438 | 1267.438 | 0 | 0
|  | 1206.912 | 1206.912 | 0 | 0.902 | 0 | 0 | 10000 | 100% | 0 | 1206.912 | 466.799 | 90.746 | 432.953 | 216.414 | 0 | 248.48 | 959.334 | 0 | 1206.912 | 1206.912 | 0 | 0
|  | 863.28 | 863.28 | 0 | 316.595 | 0 | 0 | 10000 | 100% | 0 | 863.28 | 438.657 | 74.953 | 271.284 | 64.736 | 13.65 | 248.48 | 931.395 | 0 | 863.28 | 863.28 | 0 | 0
|  | 822.115 | 755.126 | 0 | 0 | 0 | 66.989 | 10000 | 100% | 0 | 822.115 | 445.287 | 53.101 | 266.97 | 29.458 | 27.3 | 248.48 | 506.646 | 0 | 822.115 | 755.126 | 66.989 | 0
|  | 828.955 | 432.935 | 0 | 0 | 0 | 396.02 | 9933.011 | 99.33% | 0 | 828.955 | 428.071 | 41.777 | 248.919 | 82.416 | 27.772 | 248.48 | 184.455 | 0 | 828.955 | 432.935 | 396.02 | 0
|  | 830.588 | 267.322 | 563.266 | 0 | 463.009 | 0 | 9536.991 | 95.37% | 0 | 830.588 | 485.29 | 24.421 | 216.727 | 76.22 | 27.93 | 248.48 | 18.842 | 7500 | 830.588 | 267.322 | 0 | 563.266
|  | 900.496 | 248.48 | 0 | 0 | 0 | 652.016 | 10000 | 100% | 0 | 900.496 | 540.763 | 22.172 | 285.469 | 24.642 | 27.45 | 248.48 | 0 | 0 | 900.496 | 248.48 | 652.016 | 0
|  | 1129.464 | 248.48 | 880.984 | 0 | 652.016 | 0 | 9347.984 | 93.48% | 0 | 1129.464 | 448.904 | 64.468 | 588.793 | 0 | 27.3 | 248.48 | 0 | 7500 | 1129.464 | 248.48 | 0 | 880.984
|  | 877.016 | 248.48 | 628.536 | 0 | 0 | 0 | 10000 | 100% | 0 | 877.016 | 280.949 | 100.073 | 473.117 | 0 | 22.877 | 248.48 | 0 | 7500 | 877.016 | 248.48 | 0 | 628.536
|  | 797.75 | 248.48 | 549.27 | 0 | 0 | 0 | 10000 | 100% | 0 | 797.75 | 224.406 | 106.079 | 432.285 | 0 | 34.981 | 248.48 | 0 | 7500 | 797.75 | 248.48 | 0 | 549.27
|  | 721.386 | 248.48 | 472.906 | 0 | 0 | 0 | 10000 | 100% | 0 | 721.386 | 149.581 | 112.146 | 406.742 | 0 | 52.918 | 248.48 | 0 | 7500 | 721.386 | 248.48 | 0 | 472.906
|  | 792.343 | 248.48 | 543.863 | 0 | 0 | 0 | 10000 | 100% | 0 | 792.343 | 165.788 | 74.155 | 484.94 | 0 | 67.46 | 248.48 | 0 | 7500 | 792.343 | 248.48 | 0 | 543.863
|  | 732.293 | 248.48 | 0 | 0 | 0 | 483.813 | 10000 | 100% | 0 | 732.293 | 154.441 | 83.091 | 486.386 | 0 | 8.375 | 248.48 | 0 | 0 | 732.293 | 248.48 | 483.813 | 0
|  | 778.215 | 248.745 | 0 | 0 | 0 | 529.47 | 9516.187 | 95.16% | 0 | 778.215 | 166.638 | 96.362 | 515.215 | 0 | 0 | 248.48 | 0.265 | 0 | 778.215 | 248.745 | 529.47 | 0
|  | 883.735 | 275.819 | 0 | 0 | 0 | 607.916 | 8986.717 | 89.87% | 0 | 883.735 | 186.839 | 68.419 | 524.612 | 84.062 | 19.805 | 248.48 | 27.339 | 0 | 883.735 | 275.819 | 607.916 | 0
|  | 1219.465 | 535.357 | 0 | 0 | 0 | 684.108 | 8378.801 | 83.79% | 0 | 1219.465 | 290.495 | 47.973 | 404.474 | 202.204 | 274.319 | 248.48 | 286.877 | 0 | 1219.465 | 535.357 | 684.108 | 0
|  | 1699.097 | 592.513 | 0 | 0 | 0 | 1106.584 | 7694.693 | 76.95% | 2.2737e-13 | 1699.097 | 410.235 | 27.886 | 694.262 | 239.106 | 327.609 | 248.48 | 344.033 | 0 | 1699.097 | 592.513 | 1106.584 | 0
|  | 1252.682 | 742.001 | 0 | 0 | 0 | 510.681 | 6588.109 | 65.88% | 0 | 1252.682 | 351.272 | 19.536 | 445.44 | 70.008 | 366.427 | 248.48 | 493.521 | 0 | 1252.682 | 742.001 | 510.681 | 0
|  | 1064.444 | 1064.444 | 0 | 30.182 | 30.182 | 0 | 6077.428 | 60.77% | 0 | 1064.444 | 332.153 | 16.717 | 453.559 | 47.058 | 214.958 | 248.48 | 846.146 | 0 | 1064.444 | 1064.444 | 0 | 0
|  | 1256.25 | 1256.25 | 0 | 792.362 | 792.362 | 0 | 6107.61 | 61.08% | 0 | 1256.25 | 337.037 | 37.9 | 569.184 | 159.082 | 153.048 | 248.48 | 1800.132 | 0 | 1256.25 | 1256.25 | 0 | 0
|  | 1055.795 | 1055.795 | 0 | 1186.551 | 1186.551 | 0 | 6899.972 | 69% | 0 | 1055.795 | 382.813 | 96.175 | 357.013 | 144.529 | 75.266 | 248.48 | 1993.866 | 0 | 1055.795 | 1055.795 | 0 | 0
|  | 897.484 | 897.484 | 0 | 1352.492 | 1352.492 | 0 | 8086.523 | 80.87% | 0 | 897.484 | 317.432 | 109.968 | 406.923 | 54.252 | 8.909 | 248.48 | 2001.496 | 0 | 897.484 | 897.484 | 0 | 0
|  | 985.922 | 985.922 | 0 | 1178.494 | 560.985 | 0 | 9439.015 | 94.39% | 0 | 985.922 | 285.393 | 115.011 | 547.757 | 37.762 | 0 | 248.48 | 1915.936 | 0 | 985.922 | 985.922 | 0 | 0
|  | 1082.442 | 1082.442 | 0 | 927.602 | 0 | 0 | 10000 | 100% | 0 | 1082.442 | 291.63 | 77.037 | 593.638 | 120.137 | 0 | 248.48 | 1761.564 | 0 | 1082.442 | 1082.442 | 0 | 0
|  | 1153.781 | 1153.781 | 0 | 647.633 | 0 | 0 | 10000 | 100% | 0 | 1153.781 | 372.202 | 73.228 | 575.009 | 133.342 | 0 | 248.48 | 1552.934 | 0 | 1153.781 | 1153.781 | 0 | 0
|  | 981.983 | 981.983 | 0 | 487.73 | 0 | 0 | 10000 | 100% | 0 | 981.983 | 423.679 | 86.574 | 424.926 | 46.805 | 0 | 248.48 | 1221.233 | 0 | 981.983 | 981.983 | 0 | 0
|  | 976.875 | 976.875 | 0 | 201.775 | 0 | 0 | 10000 | 100% | 0 | 976.875 | 512.309 | 61.611 | 343.9 | 48.168 | 10.887 | 248.48 | 930.17 | 0 | 976.875 | 976.875 | 0 | 0
|  | 980.856 | 915.849 | 0 | 0 | 0 | 65.007 | 10000 | 100% | 0 | 980.856 | 508.976 | 50.895 | 286.57 | 112.64 | 21.775 | 248.48 | 667.369 | 0 | 980.856 | 915.849 | 65.007 | 0
|  | 953.552 | 606.185 | 0 | 0 | 0 | 347.367 | 9934.993 | 99.35% | 0 | 953.552 | 493.792 | 26.907 | 337.906 | 73.015 | 21.932 | 248.48 | 357.705 | 0 | 953.552 | 606.185 | 347.367 | 0
|  | 761.759 | 316.35 | 445.409 | 0 | 412.374 | 0 | 9587.626 | 95.88% | 0 | 761.759 | 452.035 | 20.243 | 267.55 | 0 | 21.932 | 248.48 | 67.87 | 7500 | 761.759 | 316.35 | 0 | 445.409
|  | 762.999 | 248.48 | 0 | 0 | 0 | 514.519 | 10000 | 100% | 0 | 762.999 | 445.493 | 28.096 | 267.635 | 0 | 21.775 | 248.48 | 0 | 0 | 762.999 | 248.48 | 514.519 | 0
|  | 1059.064 | 248.48 | 810.584 | 0 | 514.519 | 0 | 9485.481 | 94.85% | 0 | 1059.064 | 439.104 | 93.127 | 505.059 | 0 | 21.775 | 248.48 | 0 | 7500 | 1059.064 | 248.48 | 0 | 810.584
|  | 918.309 | 248.48 | 669.829 | 0 | 0 | 0 | 10000 | 100% | 0 | 918.309 | 285.067 | 109.675 | 499.842 | 0 | 23.725 | 248.48 | 0 | 7500 | 918.309 | 248.48 | 0 | 669.829
|  | 881.865 | 248.48 | 633.385 | 0 | 0 | 0 | 10000 | 100% | 0 | 881.865 | 193.283 | 104.103 | 495.68 | 0 | 88.799 | 248.48 | 0 | 7500 | 881.865 | 248.48 | 0 | 633.385
|  | 746.779 | 248.48 | 498.299 | 0 | 0 | 0 | 10000 | 100% | 0 | 746.779 | 162.559 | 83.931 | 410.789 | 0 | 89.501 | 248.48 | 0 | 7500 | 746.779 | 248.48 | 0 | 498.299
|  | 939.174 | 248.48 | 690.694 | 0 | 0 | 0 | 10000 | 100% | 0 | 939.174 | 160.945 | 68.355 | 500.349 | 0 | 209.526 | 248.48 | 0 | 7500 | 939.174 | 248.48 | 0 | 690.694
|  | 930.594 | 248.48 | 0 | 0 | 0 | 682.114 | 10000 | 100% | 0 | 930.594 | 151.909 | 94.76 | 518.766 | 0 | 165.159 | 248.48 | 0 | 0 | 930.594 | 248.48 | 682.114 | 0
|  | 769.45 | 248.61 | 0 | 0 | 0 | 520.84 | 9317.886 | 93.18% | 0 | 769.45 | 161.95 | 75.427 | 459.949 | 0 | 72.124 | 248.48 | 0.13 | 0 | 769.45 | 248.61 | 520.84 | 0
|  | 918.354 | 250.821 | 0 | 0 | 0 | 667.533 | 8797.046 | 87.97% | 0 | 918.354 | 188.831 | 51.585 | 555.758 | 83.485 | 38.695 | 248.48 | 2.341 | 0 | 918.354 | 250.821 | 667.533 | 0
|  | 1299.693 | 294.876 | 0 | 0 | 0 | 1004.817 | 8129.513 | 81.3% | 0 | 1299.693 | 342.023 | 33.941 | 530.839 | 225.405 | 167.485 | 248.48 | 46.396 | 0 | 1299.693 | 294.876 | 1004.817 | 0
|  | 1682.817 | 437.276 | 0 | 0 | 0 | 1245.541 | 7124.696 | 71.25% | 0 | 1682.817 | 362.748 | 18.887 | 756.359 | 218.111 | 326.71 | 248.48 | 188.796 | 0 | 1682.817 | 437.276 | 1245.541 | 0
|  | 1444.006 | 812.809 | 0 | 0 | 0 | 631.197 | 5879.155 | 58.79% | 0 | 1444.006 | 385.305 | 15.79 | 600.026 | 85.612 | 357.273 | 248.48 | 564.329 | 0 | 1444.006 | 812.809 | 631.197 | 0
|  | 1114.855 | 791.539 | 323.316 | 0 | 2500 | 0 | 5247.958 | 52.48% | 0 | 1114.855 | 302.445 | 18.122 | 510.48 | 49.814 | 233.995 | 248.48 | 543.059 | 7500 | 1114.855 | 791.539 | 0 | 323.316
|  | 1546.533 | 1043.855 | 502.678 | 0 | 2252.042 | 0 | 7747.958 | 77.48% | 0 | 1546.533 | 365.18 | 63.791 | 640.55 | 179.574 | 297.439 | 248.48 | 795.375 | 7500 | 1546.533 | 1043.855 | 0 | 502.678
|  | 1137.236 | 859.428 | 277.808 | 0 | 0 | 0 | 10000 | 100% | 0 | 1137.236 | 370.967 | 114.575 | 435.423 | 156.422 | 59.849 | 248.48 | 610.948 | 7500 | 1137.236 | 859.428 | 0 | 277.808
|  | 971.67 | 725.439 | 246.231 | 0 | 0 | 0 | 10000 | 100% | 0 | 971.67 | 321.377 | 110.335 | 472.009 | 60.951 | 6.999 | 248.48 | 476.959 | 7500 | 971.67 | 725.439 | 0 | 246.231
|  | 993.991 | 993.991 | 0 | 85.653 | 0 | 0 | 10000 | 100% | 0 | 993.991 | 318.369 | 95.027 | 533.62 | 46.036 | 0.94 | 248.48 | 831.164 | 0 | 993.991 | 993.991 | 0 | 0
|  | 1179.745 | 1179.745 | 0 | 406.859 | 0 | 0 | 10000 | 100% | 0 | 1179.745 | 315.998 | 72.388 | 669.938 | 121.421 | 0 | 248.48 | 1338.124 | 0 | 1179.745 | 1179.745 | 0 | 0
|  | 1118.746 | 718.908 | 0 | 0 | 0 | 399.838 | 10000 | 100% | 0 | 1118.746 | 330.316 | 88.657 | 582.17 | 117.604 | 0 | 248.48 | 470.428 | 0 | 1118.746 | 718.908 | 399.838 | 0
|  | 937.484 | 937.484 | 0 | 179.071 | 179.071 | 0 | 9600.162 | 96% | 0 | 937.484 | 418.548 | 73.634 | 411.072 | 34.23 | 0 | 248.48 | 868.075 | 0 | 937.484 | 937.484 | 0 | 0
|  | 941.721 | 589.153 | 0 | 0 | 0 | 352.568 | 9779.233 | 97.79% | 0 | 941.721 | 510.902 | 56.735 | 313.147 | 49.074 | 11.863 | 248.48 | 340.673 | 0 | 941.721 | 589.153 | 352.568 | 0
|  | 968.379 | 480.429 | 0 | 0 | 0 | 487.95 | 9426.665 | 94.27% | 0 | 968.379 | 484.892 | 42.352 | 293.936 | 123.473 | 23.725 | 248.48 | 231.949 | 0 | 968.379 | 480.429 | 487.95 | 0
|  | 833.353 | 273.953 | 0 | 0 | 0 | 559.4 | 8938.715 | 89.39% | 0 | 833.353 | 430.369 | 22.469 | 289.847 | 66.943 | 23.725 | 248.48 | 25.473 | 0 | 833.353 | 273.953 | 559.4 | 0
|  | 762.622 | 248.554 | 514.068 | 0 | 1620.685 | 0 | 8379.315 | 83.79% | 0 | 762.622 | 438.314 | 21.356 | 279.227 | 0 | 23.725 | 248.48 | 0.074 | 7500 | 762.622 | 248.554 | 0 | 514.068
|  | 878.801 | 248.48 | 0 | 0 | 0 | 630.321 | 10000 | 100% | 0 | 878.801 | 472.172 | 65.182 | 317.723 | 0 | 23.725 | 248.48 | 0 | 0 | 878.801 | 248.48 | 630.321 | 0
|  | 1285.495 | 248.48 | 1037.015 | 0 | 630.321 | 0 | 9369.679 | 93.7% | 0 | 1285.495 | 475.255 | 105.935 | 680.58 | 0 | 23.725 | 248.48 | 0 | 7500 | 1285.495 | 248.48 | 0 | 1037.015
|  | 1038.247 | 248.48 | 789.767 | 0 | 0 | 0 | 10000 | 100% | 0 | 1038.247 | 292.637 | 104.463 | 612.273 | 0 | 28.875 | 248.48 | 0 | 7500 | 1038.247 | 248.48 | 0 | 789.767
|  | 834.593 | 248.48 | 586.113 | 0 | 0 | 0 | 10000 | 100% | 0 | 834.593 | 197.832 | 116.455 | 495.511 | 0 | 24.795 | 248.48 | 0 | 7500 | 834.593 | 248.48 | 0 | 586.113
|  | 707.935 | 248.48 | 459.455 | 0 | 0 | 0 | 10000 | 100% | 0 | 707.935 | 159.471 | 72.863 | 453.522 | 0 | 22.08 | 248.48 | 0 | 7500 | 707.935 | 248.48 | 0 | 459.455
|  | 780.836 | 248.48 | 532.356 | 0 | 0 | 0 | 10000 | 100% | 0 | 780.836 | 152.297 | 80.182 | 458.656 | 0 | 89.701 | 248.48 | 0 | 7500 | 780.836 | 248.48 | 0 | 532.356
|  | 805.596 | 248.48 | 0 | 0 | 0 | 557.116 | 10000 | 100% | 0 | 805.596 | 150.209 | 94.073 | 485.924 | 0 | 75.39 | 248.48 | 0 | 0 | 805.596 | 248.48 | 557.116 | 0
|  | 812.605 | 248.978 | 0 | 0 | 0 | 563.627 | 9442.884 | 94.43% | 0 | 812.605 | 168.812 | 61.882 | 575.095 | 0 | 6.816 | 248.48 | 0.498 | 0 | 812.605 | 248.978 | 563.627 | 0
|  | 1076.748 | 251.712 | 0 | 0 | 0 | 825.036 | 8879.257 | 88.79% | 0 | 1076.748 | 206.997 | 53.675 | 645.081 | 87.258 | 83.737 | 248.48 | 3.232 | 0 | 1076.748 | 251.712 | 825.036 | 0
|  | 1382.913 | 290.948 | 0 | 0 | 0 | 1091.965 | 8054.221 | 80.54% | 0 | 1382.913 | 305.247 | 28.163 | 592.075 | 223.938 | 233.49 | 248.48 | 42.468 | 0 | 1382.913 | 290.948 | 1091.965 | 0
|  | 1672.181 | 488.12 | 0 | 0 | 0 | 1184.061 | 6962.256 | 69.62% | 0 | 1672.181 | 380.63 | 19.333 | 759.327 | 135.749 | 377.142 | 248.48 | 239.64 | 0 | 1672.181 | 488.12 | 1184.061 | 0
|  | 1662.74 | 871.534 | 0 | 0 | 0 | 791.206 | 5778.195 | 57.78% | 0 | 1662.74 | 345.678 | 16.848 | 794.594 | 0 | 505.619 | 248.48 | 623.054 | 0 | 1662.74 | 871.534 | 791.206 | 0
|  | 1701.317 | 775.835 | 925.482 | 0 | 2500 | 0 | 4986.989 | 49.87% | 0 | 1701.317 | 375.431 | 35.057 | 828.613 | 0 | 462.216 | 248.48 | 527.355 | 7500 | 1701.317 | 775.835 | 0 | 925.482
|  | 1143.055 | 1013.216 | 129.839 | 0 | 2500 | 0 | 7486.989 | 74.87% | 0 | 1143.055 | 304.852 | 103.432 | 572.746 | 0 | 162.026 | 248.48 | 764.736 | 7500 | 1143.055 | 1013.216 | 0 | 129.839
|  | 1019.299 | 620.854 | 398.445 | 0 | 13.011 | 0 | 9986.989 | 99.87% | 0 | 1019.299 | 382.366 | 101.091 | 485.861 | 0 | 49.981 | 248.48 | 372.374 | 7500 | 1019.299 | 620.854 | 0 | 398.445
|  | 918.921 | 627.171 | 291.75 | 0 | 0 | 0 | 10000 | 100% | 0 | 918.921 | 336.458 | 105.196 | 473.477 | 0 | 3.79 | 248.48 | 378.691 | 7500 | 918.921 | 627.171 | 0 | 291.75
|  | 882.902 | 865.401 | 17.501 | 0 | 0 | 0 | 10000 | 100% | 0 | 882.902 | 346.278 | 77.924 | 458.701 | 0 | 0 | 248.48 | 616.921 | 7500 | 882.902 | 865.401 | 0 | 17.501
|  | 1123.417 | 1004.653 | 118.764 | 0 | 0 | 0 | 10000 | 100% | 0 | 1123.417 | 280.691 | 77.014 | 696.847 | 68.867 | 0 | 248.48 | 756.173 | 7500 | 1123.417 | 1004.653 | 0 | 118.764
|  | 1343.798 | 1145.649 | 0 | 0 | 0 | 198.149 | 10000 | 100% | 0 | 1343.798 | 390.73 | 88.242 | 654.146 | 210.681 | 0 | 248.48 | 897.169 | 0 | 1343.798 | 1145.649 | 198.149 | 0
|  | 1296.265 | 556.444 | 0 | 0 | 0 | 739.821 | 9801.851 | 98.02% | 0 | 1296.265 | 464.172 | 63.182 | 556.719 | 212.192 | 0 | 248.48 | 307.964 | 0 | 1296.265 | 556.444 | 739.821 | 0
|  | 956.14 | 435.765 | 0 | 0 | 0 | 520.375 | 9062.03 | 90.62% | 0 | 956.14 | 459.472 | 51.777 | 352.466 | 78.611 | 13.813 | 248.48 | 187.285 | 0 | 956.14 | 435.765 | 520.375 | 0
|  | 857.819 | 268.218 | 0 | 0 | 0 | 589.601 | 8541.655 | 85.42% | 0 | 857.819 | 458.829 | 23.514 | 324.087 | 23.763 | 27.625 | 248.48 | 19.738 | 0 | 857.819 | 268.218 | 589.601 | 0
|  | 949.398 | 249.972 | 0 | 0 | 0 | 699.426 | 7952.054 | 79.52% | 0 | 949.398 | 482.774 | 21.405 | 323.51 | 93.549 | 28.16 | 248.48 | 1.492 | 0 | 949.398 | 249.972 | 699.426 | 0
|  | 865.759 | 248.929 | 616.83 | 0 | 2500 | 0 | 7252.628 | 72.53% | 0 | 865.759 | 453.081 | 27.162 | 254.584 | 102.415 | 28.517 | 248.48 | 0.449 | 7500 | 865.759 | 248.929 | 0 | 616.83
|  | 848.742 | 248.48 | 0 | 0 | 0 | 600.262 | 9752.628 | 97.53% | 0 | 848.742 | 448.975 | 96.549 | 237.716 | 36.272 | 29.231 | 248.48 | 0 | 0 | 848.742 | 248.48 | 600.262 | 0
|  | 1081.607 | 248.48 | 833.127 | 0 | 847.634 | 0 | 9152.366 | 91.52% | 0 | 1081.607 | 403.089 | 110.498 | 538.61 | 0 | 29.41 | 248.48 | 0 | 7500 | 1081.607 | 248.48 | 0 | 833.127
|  | 1013.351 | 248.48 | 764.871 | 0 | 0 | 0 | 10000 | 100% | 0 | 1013.351 | 305.739 | 119.579 | 563.163 | 0 | 24.87 | 248.48 | 0 | 7500 | 1013.351 | 248.48 | 0 | 764.871
|  | 931.914 | 248.48 | 683.434 | 0 | 0 | 0 | 10000 | 100% | 0 | 931.914 | 221.31 | 94.068 | 470.05 | 0 | 146.487 | 248.48 | 0 | 7500 | 931.914 | 248.48 | 0 | 683.434
|  | 799.092 | 248.48 | 550.612 | 0 | 0 | 0 | 10000 | 100% | 0 | 799.092 | 185.314 | 74.56 | 495.036 | 0 | 44.183 | 248.48 | 0 | 7500 | 799.092 | 248.48 | 0 | 550.612
|  | 705.514 | 248.48 | 457.034 | 0 | 0 | 0 | 10000 | 100% | 0 | 705.514 | 164.784 | 79.329 | 415.701 | 0 | 45.701 | 248.48 | 0 | 7500 | 705.514 | 248.48 | 0 | 457.034
|  | 686.679 | 248.48 | 0 | 0 | 0 | 438.199 | 10000 | 100% | 0 | 686.679 | 145.759 | 71.224 | 457.576 | 0 | 12.12 | 248.48 | 0 | 0 | 686.679 | 248.48 | 438.199 | 0
|  | 773.247 | 248.48 | 0 | 0 | 0 | 524.767 | 9561.801 | 95.62% | 0 | 773.247 | 149.45 | 53.591 | 535.067 | 0 | 35.14 | 248.48 | 0 | 0 | 773.247 | 248.48 | 524.767 | 0
|  | 1177.425 | 248.48 | 0 | 0 | 0 | 928.945 | 9037.034 | 90.37% | 0 | 1177.425 | 190.659 | 37.776 | 622.342 | 63.332 | 263.317 | 248.48 | 0 | 0 | 1177.425 | 248.48 | 928.945 | 0
|  | 1324.967 | 248.929 | 0 | 0 | 0 | 1076.038 | 8108.089 | 81.08% | 0 | 1324.967 | 289.896 | 22.626 | 596.465 | 187.007 | 228.973 | 248.48 | 0.449 | 0 | 1324.967 | 248.929 | 1076.038 | 0
|  | 1599.327 | 259.739 | 0 | 0 | 0 | 1339.588 | 7032.051 | 70.32% | 0 | 1599.327 | 360.817 | 15.745 | 821.545 | 115.304 | 285.915 | 248.48 | 11.259 | 0 | 1599.327 | 259.739 | 1339.588 | 0
|  | 1305.547 | 304.937 | 0 | 0 | 0 | 1000.61 | 5692.463 | 56.92% | 0 | 1305.547 | 367.358 | 19.022 | 589.204 | 0 | 329.964 | 248.48 | 56.457 | 0 | 1305.547 | 304.937 | 1000.61 | 0
|  | 1127.18 | 354.703 | 772.477 | 0 | 2500 | 0 | 4691.853 | 46.92% | 0 | 1127.18 | 350.391 | 60.592 | 584.744 | 0 | 131.453 | 248.48 | 106.223 | 7500 | 1127.18 | 354.703 | 0 | 772.477
|  | 1274.091 | 390.579 | 883.512 | 0 | 2500 | 0 | 7191.853 | 71.92% | 0 | 1274.091 | 333.84 | 113.803 | 612.422 | 0 | 214.027 | 248.48 | 142.099 | 7500 | 1274.091 | 390.579 | 0 | 883.512
|  | 1111.185 | 277.907 | 833.278 | 0 | 308.147 | 0 | 9691.853 | 96.92% | 0 | 1111.185 | 390.19 | 117.272 | 481.034 | 0 | 122.689 | 248.48 | 29.427 | 7500 | 1111.185 | 277.907 | 0 | 833.278
|  | 937.803 | 339.263 | 598.54 | 0 | 0 | 0 | 10000 | 100% | 0 | 937.803 | 381.889 | 94.023 | 458.867 | 0 | 3.025 | 248.48 | 90.783 | 7500 | 937.803 | 339.263 | 0 | 598.54
|  | 713.193 | 403.304 | 309.889 | 0 | 0 | 0 | 10000 | 100% | 0 | 713.193 | 303.471 | 70.309 | 339.413 | 0 | 0 | 248.48 | 154.824 | 7500 | 713.193 | 403.304 | 0 | 309.889
|  | 1204.786 | 341.544 | 863.242 | 0 | 0 | 0 | 10000 | 100% | 0 | 1204.786 | 296.871 | 99.931 | 757.44 | 50.545 | 0 | 248.48 | 93.064 | 7500 | 1204.786 | 341.544 | 0 | 863.242
|  | 1158.242 | 275.321 | 0 | 0 | 0 | 882.921 | 10000 | 100% | 0 | 1158.242 | 373.827 | 70.839 | 580.109 | 133.467 | 0 | 248.48 | 26.841 | 0 | 1158.242 | 275.321 | 882.921 | 0
|  | 1193.994 | 264.16 | 0 | 0 | 0 | 929.834 | 9117.079 | 91.17% | 0 | 1193.994 | 434.876 | 52.785 | 566.282 | 140.052 | 0 | 248.48 | 15.68 | 0 | 1193.994 | 264.16 | 929.834 | 0
|  | 993.945 | 266.006 | 0 | 0 | 0 | 727.939 | 8187.245 | 81.87% | 0 | 993.945 | 507.784 | 39.853 | 383.041 | 51.567 | 11.7 | 248.48 | 17.526 | 0 | 993.945 | 266.006 | 727.939 | 0
|  | 746.474 | 272.071 | 0 | 0 | 0 | 474.403 | 7459.306 | 74.59% | 0 | 746.474 | 415.884 | 23.264 | 276.252 | 7.674 | 23.4 | 248.48 | 23.591 | 0 | 746.474 | 272.071 | 474.403 | 0
|  | 857.339 | 252.914 | 0 | 0 | 0 | 604.425 | 6984.903 | 69.85% | 0 | 857.339 | 460.533 | 20.001 | 315.205 | 37.99 | 23.61 | 248.48 | 4.434 | 0 | 857.339 | 252.914 | 604.425 | 0
|  | 944.233 | 248.48 | 695.753 | 0 | 2500 | 0 | 6380.478 | 63.8% | 0 | 944.233 | 504.982 | 63.529 | 302.607 | 49.085 | 24.03 | 248.48 | 0 | 7500 | 944.233 | 248.48 | 0 | 695.753
|  | 829.412 | 248.48 | 0 | 0 | 0 | 580.932 | 8880.478 | 88.8% | 0 | 829.412 | 442.229 | 104.565 | 239.523 | 17.805 | 25.29 | 248.48 | 0 | 0 | 829.412 | 248.48 | 580.932 | 0
|  | 977.866 | 248.48 | 729.386 | 0 | 1700.454 | 0 | 8299.546 | 83% | 0 | 977.866 | 434.089 | 88.931 | 429.346 | 0 | 25.5 | 248.48 | 0 | 7500 | 977.866 | 248.48 | 0 | 729.386
|  | 1017.312 | 248.48 | 768.832 | 0 | 0 | 0 | 10000 | 100% | 0 | 1017.312 | 316.455 | 111.002 | 560.11 | 0 | 29.745 | 248.48 | 0 | 7500 | 1017.312 | 248.48 | 0 | 768.832
|  | 789.044 | 248.48 | 540.564 | 0 | 0 | 0 | 10000 | 100% | 0 | 789.044 | 214.466 | 76.889 | 455.335 | 0 | 42.354 | 248.48 | 0 | 7500 | 789.044 | 248.48 | 0 | 540.564
|  | 791.3 | 248.48 | 542.82 | 0 | 0 | 0 | 10000 | 100% | 0 | 791.3 | 154.921 | 77.931 | 534.209 | 0 | 24.24 | 248.48 | 0 | 7500 | 791.3 | 248.48 | 0 | 542.82
|  | 817.413 | 248.48 | 568.933 | 0 | 0 | 0 | 10000 | 100% | 0 | 817.413 | 157.38 | 84.391 | 443.904 | 0 | 131.738 | 248.48 | 0 | 7500 | 817.413 | 248.48 | 0 | 568.933
|  | 849.938 | 248.48 | 0 | 0 | 0 | 601.458 | 10000 | 100% | 0 | 849.938 | 154.481 | 59.113 | 520.757 | 0 | 115.587 | 248.48 | 0 | 0 | 849.938 | 248.48 | 601.458 | 0
|  | 811.766 | 248.48 | 0 | 0 | 0 | 563.286 | 9398.542 | 93.99% | 0 | 811.766 | 163.709 | 55.343 | 523.695 | 0 | 69.019 | 248.48 | 0 | 0 | 811.766 | 248.48 | 563.286 | 0
|  | 805.281 | 248.48 | 0 | 0 | 0 | 556.801 | 8835.256 | 88.35% | 0 | 805.281 | 173.442 | 28.093 | 471.201 | 47.2 | 85.346 | 248.48 | 0 | 0 | 805.281 | 248.48 | 556.801 | 0
|  | 1300.741 | 251.266 | 0 | 0 | 0 | 1049.475 | 8278.455 | 82.78% | 0 | 1300.741 | 301.517 | 19.456 | 504.566 | 132.635 | 342.567 | 248.48 | 2.786 | 0 | 1300.741 | 251.266 | 1049.475 | 0
|  | 1725.575 | 255.612 | 0 | 0 | 0 | 1469.963 | 7228.98 | 72.29% | 0 | 1725.575 | 403.471 | 17.351 | 754.581 | 89.446 | 460.726 | 248.48 | 7.132 | 0 | 1725.575 | 255.612 | 1469.963 | 0
|  | 1362.446 | 313.2 | 0 | 0 | 0 | 1049.246 | 5759.017 | 57.59% | 0 | 1362.446 | 335.878 | 32.812 | 563.186 | 0 | 430.57 | 248.48 | 64.72 | 0 | 1362.446 | 313.2 | 1049.246 | 0
|  | 1317.422 | 417.323 | 900.099 | 0 | 2500 | 0 | 4709.771 | 47.1% | 0 | 1317.422 | 332.284 | 105.04 | 582.292 | 0 | 297.806 | 248.48 | 168.843 | 7500 | 1317.422 | 417.323 | 0 | 900.099
|  | 1220.2 | 490.049 | 730.151 | 0 | 2500 | 0 | 7209.771 | 72.1% | 0 | 1220.2 | 340.241 | 113.234 | 517.392 | 0 | 249.333 | 248.48 | 241.569 | 7500 | 1220.2 | 490.049 | 0 | 730.151
|  | 1053.523 | 479.646 | 573.877 | 0 | 290.229 | 0 | 9709.771 | 97.1% | 0 | 1053.523 | 362.118 | 113.123 | 461.568 | 0 | 116.715 | 248.48 | 231.166 | 7500 | 1053.523 | 479.646 | 0 | 573.877
|  | 853.185 | 390.574 | 462.611 | 0 | 0 | 0 | 10000 | 100% | 0 | 853.185 | 336.482 | 84.329 | 361.675 | 0 | 70.7 | 248.48 | 142.094 | 7500 | 853.185 | 390.574 | 0 | 462.611
|  | 838.091 | 354.793 | 483.298 | 0 | 0 | 0 | 10000 | 100% | 0 | 838.091 | 337.279 | 85.743 | 415.069 | 0 | 0 | 248.48 | 106.313 | 7500 | 838.091 | 354.793 | 0 | 483.298
|  | 1252.242 | 307.374 | 944.868 | 0 | 0 | 0 | 10000 | 100% | 0 | 1252.242 | 337.043 | 94.263 | 781.942 | 38.994 | 0 | 248.48 | 58.894 | 7500 | 1252.242 | 307.374 | 0 | 944.868
|  | 1198.198 | 312.406 | 0 | 0 | 0 | 885.792 | 10000 | 100% | 0 | 1198.198 | 362.372 | 57.041 | 682.524 | 96.261 | 0 | 248.48 | 63.926 | 0 | 1198.198 | 312.406 | 885.792 | 0
|  | 1193.435 | 301.233 | 0 | 0 | 0 | 892.202 | 9114.208 | 91.14% | 0 | 1193.435 | 473.24 | 54.496 | 573.206 | 92.494 | 0 | 248.48 | 52.753 | 0 | 1193.435 | 301.233 | 892.202 | 0
|  | 868.463 | 335.191 | 0 | 0 | 0 | 533.272 | 8222.006 | 82.22% | 0 | 868.463 | 496.417 | 27.038 | 294.611 | 36.26 | 14.137 | 248.48 | 86.711 | 0 | 868.463 | 335.191 | 533.272 | 0
|  | 842.471 | 279.029 | 0 | 0 | 0 | 563.442 | 7688.734 | 76.89% | 0 | 842.471 | 456.127 | 23.399 | 329.009 | 5.661 | 28.275 | 248.48 | 30.549 | 0 | 842.471 | 279.029 | 563.442 | 0
|  | 875.539 | 248.558 | 0 | 0 | 0 | 626.981 | 7125.292 | 71.25% | 0 | 875.539 | 470.93 | 28.502 | 341.992 | 5.84 | 28.275 | 248.48 | 0.078 | 0 | 875.539 | 248.558 | 626.981 | 0
|  | 859.237 | 248.48 | 610.757 | 0 | 2500 | 0 | 6498.311 | 64.98% | 0 | 859.237 | 449.365 | 88.778 | 279.364 | 13.244 | 28.485 | 248.48 | 0 | 7500 | 859.237 | 248.48 | 0 | 610.757
|  | 851 | 248.48 | 0 | 0 | 0 | 602.52 | 8998.311 | 89.98% | 0 | 851 | 458.428 | 105.869 | 248.333 | 8.416 | 29.955 | 248.48 | 0 | 0 | 851 | 248.48 | 602.52 | 0
|  | 930.302 | 248.48 | 681.822 | 0 | 1604.209 | 0 | 8395.791 | 83.96% | 0 | 930.302 | 394.529 | 76.706 | 428.692 | 0 | 30.375 | 248.48 | 0 | 7500 | 930.302 | 248.48 | 0 | 681.822
|  | 1058.461 | 248.48 | 809.981 | 0 | 0 | 0 | 10000 | 100% | 0 | 1058.461 | 327.167 | 100.055 | 599.414 | 0 | 31.825 | 248.48 | 0 | 7500 | 1058.461 | 248.48 | 0 | 809.981
|  | 904.811 | 248.48 | 656.331 | 0 | 0 | 0 | 10000 | 100% | 0 | 904.811 | 241.34 | 73.805 | 561.779 | 0 | 27.888 | 248.48 | 0 | 7500 | 904.811 | 248.48 | 0 | 656.331
|  | 852.978 | 248.48 | 604.498 | 0 | 0 | 0 | 10000 | 100% | 0 | 852.978 | 193.036 | 97.017 | 465.034 | 0 | 97.891 | 248.48 | 0 | 7500 | 852.978 | 248.48 | 0 | 604.498
|  | 920.68 | 248.48 | 672.2 | 0 | 0 | 0 | 10000 | 100% | 0 | 920.68 | 178.092 | 77.637 | 542.797 | 0 | 122.155 | 248.48 | 0 | 7500 | 920.68 | 248.48 | 0 | 672.2
|  | 1035.117 | 248.48 | 0 | 0 | 0 | 786.637 | 10000 | 100% | 0 | 1035.117 | 179.342 | 52.563 | 510.438 | 0 | 292.775 | 248.48 | 0 | 0 | 1035.117 | 248.48 | 786.637 | 0
|  | 864.891 | 248.738 | 0 | 0 | 0 | 616.153 | 9213.363 | 92.13% | -1.1369e-13 | 864.891 | 151.284 | 34.208 | 498.476 | 0 | 180.923 | 248.48 | 0.258 | 0 | 864.891 | 248.738 | 616.153 | 0
|  | 959.922 | 260.561 | 0 | 0 | 0 | 699.361 | 8597.21 | 85.97% | 0 | 959.922 | 168.801 | 22.79 | 630.72 | 50.506 | 87.105 | 248.48 | 12.081 | 0 | 959.922 | 260.561 | 699.361 | 0
|  | 1027.354 | 373.294 | 0 | 0 | 0 | 654.06 | 7897.849 | 78.98% | 0 | 1027.354 | 232.727 | 15.767 | 562.613 | 139.123 | 77.124 | 248.48 | 124.814 | 0 | 1027.354 | 373.294 | 654.06 | 0
|  | 1066.604 | 488.232 | 0 | 0 | 0 | 578.372 | 7243.789 | 72.44% | 0 | 1066.604 | 287.038 | 18.878 | 464.814 | 84.087 | 211.787 | 248.48 | 239.752 | 0 | 1066.604 | 488.232 | 578.372 | 0
|  | 1339.499 | 704.516 | 0 | 0 | 0 | 634.983 | 6665.417 | 66.65% | 0 | 1339.499 | 405.817 | 63.683 | 424.146 | 0 | 445.853 | 248.48 | 456.036 | 0 | 1339.499 | 704.516 | 634.983 | 0
|  | 1202.388 | 1202.388 | 0 | 443.833 | 443.833 | 0 | 6030.434 | 60.3% | 0 | 1202.388 | 535.021 | 116.327 | 326.197 | 0 | 224.843 | 248.48 | 1397.741 | 0 | 1202.388 | 1202.388 | 0 | 0
|  | 1177.47 | 1177.47 | 0 | 828.313 | 828.313 | 0 | 6474.267 | 64.74% | 0 | 1177.47 | 483.038 | 109.699 | 402.909 | 0 | 181.824 | 248.48 | 1757.303 | 0 | 1177.47 | 1177.47 | 0 | 0
|  | 1056.327 | 1056.327 | 0 | 1072.243 | 1072.243 | 0 | 7302.58 | 73.03% | 0 | 1056.327 | 564.965 | 93.138 | 343.112 | 0 | 55.111 | 248.48 | 1880.09 | 0 | 1056.327 | 1056.327 | 0 | 0
|  | 953.399 | 953.399 | 0 | 601.68 | 601.68 | 0 | 8374.823 | 83.75% | 0 | 953.399 | 535.732 | 75.378 | 342.289 | 0 | 0 | 248.48 | 1306.599 | 0 | 953.399 | 953.399 | 0 | 0
|  | 831.242 | 831.242 | 0 | 1113.115 | 1023.497 | 0 | 8976.503 | 89.77% | 0 | 831.242 | 386.531 | 97.28 | 347.431 | 0 | 0 | 248.48 | 1695.877 | 0 | 831.242 | 831.242 | 0 | 0
|  | 1101.18 | 1101.18 | 0 | 746.255 | 0 | 0 | 10000 | 100% | 0 | 1101.18 | 423.791 | 71.257 | 575.962 | 30.17 | 0 | 248.48 | 1598.955 | 0 | 1101.18 | 1101.18 | 0 | 0
|  | 1298.52 | 1298.52 | 0 | 31.498 | 0 | 0 | 10000 | 100% | 0 | 1298.52 | 429.749 | 58.961 | 723.107 | 86.703 | 0 | 248.48 | 1081.538 | 0 | 1298.52 | 1298.52 | 0 | 0
|  | 1015.649 | 896.969 | 0 | 0 | 0 | 118.68 | 10000 | 100% | 0 | 1015.649 | 418.427 | 41.611 | 470.067 | 85.544 | 0 | 248.48 | 648.489 | 0 | 1015.649 | 896.969 | 118.68 | 0
|  | 804.816 | 739.032 | 0 | 0 | 0 | 65.784 | 9881.32 | 98.81% | 0 | 804.816 | 466.636 | 21.76 | 260.061 | 40.597 | 15.762 | 248.48 | 490.552 | 0 | 804.816 | 739.032 | 65.784 | 0
|  | 753.333 | 479.375 | 0 | 0 | 0 | 273.958 | 9815.536 | 98.16% | 0 | 753.333 | 461.242 | 20.764 | 230.958 | 8.844 | 31.525 | 248.48 | 230.895 | 0 | 753.333 | 479.375 | 273.958 | 0
|  | 786.892 | 281.905 | 0 | 0 | 0 | 504.987 | 9541.578 | 95.42% | 0 | 786.892 | 457.253 | 57.3 | 237.337 | 3.477 | 31.525 | 248.48 | 33.425 | 0 | 786.892 | 281.905 | 504.987 | 0
|  | 889.219 | 249.023 | 640.196 | 0 | 963.409 | 0 | 9036.591 | 90.37% | 0 | 889.219 | 470.293 | 109.056 | 267.671 | 10.674 | 31.525 | 248.48 | 0.543 | 7500 | 889.219 | 249.023 | 0 | 640.196
|  | 788.621 | 248.48 | 0 | 0 | 0 | 540.141 | 10000 | 100% | 0 | 788.621 | 466.578 | 79.502 | 202.933 | 8.084 | 31.525 | 248.48 | 0 | 0 | 788.621 | 248.48 | 540.141 | 0
|  | 1046.97 | 248.48 | 798.49 | 0 | 540.141 | 0 | 9459.859 | 94.6% | 0 | 1046.97 | 448.604 | 78.515 | 488.326 | 0 | 31.525 | 248.48 | 0 | 7500 | 1046.97 | 248.48 | 0 | 798.49
|  | 1176.506 | 248.48 | 928.026 | 0 | 0 | 0 | 10000 | 100% | 0 | 1176.506 | 350.737 | 74.874 | 722.168 | 0 | 28.727 | 248.48 | 0 | 7500 | 1176.506 | 248.48 | 0 | 928.026
|  | 871.818 | 248.48 | 623.338 | 0 | 0 | 0 | 10000 | 100% | 0 | 871.818 | 211.641 | 88.123 | 540.301 | 0 | 31.753 | 248.48 | 0 | 7500 | 871.818 | 248.48 | 0 | 623.338
|  | 888.214 | 248.48 | 639.734 | 0 | 0 | 0 | 10000 | 100% | 0 | 888.214 | 191.865 | 91.752 | 569.037 | 0 | 35.56 | 248.48 | 0 | 7500 | 888.214 | 248.48 | 0 | 639.734
|  | 698.842 | 248.48 | 450.362 | 0 | 0 | 0 | 10000 | 100% | 0 | 698.842 | 174.21 | 66.328 | 428.645 | 0 | 29.66 | 248.48 | 0 | 7500 | 698.842 | 248.48 | 0 | 450.362
|  | 711.2 | 248.48 | 0 | 0 | 0 | 462.72 | 10000 | 100% | 0 | 711.2 | 173.063 | 50.659 | 476.203 | 0 | 11.275 | 248.48 | 0 | 0 | 711.2 | 248.48 | 462.72 | 0
|  | 676.287 | 249.109 | 0 | 0 | 0 | 427.178 | 9537.28 | 95.37% | 0 | 676.287 | 160.707 | 28.982 | 486.598 | 0 | 0 | 248.48 | 0.629 | 0 | 676.287 | 249.109 | 427.178 | 0
|  | 754.632 | 255.857 | 0 | 0 | 0 | 498.775 | 9110.102 | 91.1% | 0 | 754.632 | 169.723 | 20.599 | 510.973 | 0 | 53.338 | 248.48 | 7.377 | 0 | 754.632 | 255.857 | 498.775 | 0
|  | 1092.734 | 251.203 | 0 | 0 | 0 | 841.531 | 8611.327 | 86.11% | 0 | 1092.734 | 242.531 | 15.995 | 492.612 | 0 | 341.596 | 248.48 | 2.723 | 0 | 1092.734 | 251.203 | 841.531 | 0
|  | 1481.245 | 278.776 | 0 | 0 | 0 | 1202.469 | 7769.796 | 77.7% | 0 | 1481.245 | 279.467 | 33.186 | 499.034 | 0 | 669.558 | 248.48 | 30.296 | 0 | 1481.245 | 278.776 | 1202.469 | 0
|  | 1223.456 | 704.051 | 0 | 0 | 0 | 519.405 | 6567.327 | 65.67% | 0 | 1223.456 | 372.723 | 107.069 | 378.371 | 0 | 365.293 | 248.48 | 455.571 | 0 | 1223.456 | 704.051 | 519.405 | 0
|  | 1132.93 | 1132.93 | 0 | 204.931 | 204.931 | 0 | 6047.922 | 60.48% | 0 | 1132.93 | 438.887 | 112.083 | 301.338 | 0 | 280.622 | 248.48 | 1089.381 | 0 | 1132.93 | 1132.93 | 0 | 0
|  | 902.035 | 902.035 | 0 | 239.881 | 239.881 | 0 | 6252.853 | 62.53% | 0 | 902.035 | 451.598 | 103.678 | 275.177 | 0 | 71.582 | 248.48 | 893.436 | 0 | 902.035 | 902.035 | 0 | 0
|  | 1013.705 | 842.316 | 171.389 | 0 | 2500 | 0 | 6492.734 | 64.93% | 0 | 1013.705 | 603.706 | 76.978 | 316.531 | 0 | 16.49 | 248.48 | 593.836 | 7500 | 1013.705 | 842.316 | 0 | 171.389
|  | 922.082 | 694.115 | 227.967 | 0 | 1007.266 | 0 | 8992.734 | 89.93% | 0 | 922.082 | 532.694 | 75.357 | 300.031 | 0 | 14 | 248.48 | 445.635 | 7500 | 922.082 | 694.115 | 0 | 227.967
|  | 825.459 | 633.878 | 191.581 | 0 | 0 | 0 | 10000 | 100% | 0 | 825.459 | 406.089 | 89.433 | 329.938 | 0 | 0 | 248.48 | 385.398 | 7500 | 825.459 | 633.878 | 0 | 191.581
|  | 1184.067 | 557.399 | 626.668 | 0 | 0 | 0 | 10000 | 100% | 0 | 1184.067 | 410.731 | 62.557 | 710.779 | 0 | 0 | 248.48 | 308.919 | 7500 | 1184.067 | 557.399 | 0 | 626.668
|  | 1199.863 | 604.096 | 0 | 0 | 0 | 595.767 | 10000 | 100% | 0 | 1199.863 | 439.288 | 53.854 | 706.721 | 0 | 0 | 248.48 | 355.616 | 0 | 1199.863 | 604.096 | 595.767 | 0
|  | 896.144 | 702.239 | 0 | 0 | 0 | 193.905 | 9404.233 | 94.04% | 0 | 896.144 | 454.486 | 27.587 | 414.071 | 0 | 0 | 248.48 | 453.759 | 0 | 896.144 | 702.239 | 193.905 | 0
|  | 818.357 | 669.709 | 0 | 0 | 0 | 148.648 | 9210.328 | 92.1% | 0 | 818.357 | 494.97 | 21.083 | 288.491 | 0 | 13.813 | 248.48 | 421.229 | 0 | 818.357 | 669.709 | 148.648 | 0
|  | 818.148 | 607.161 | 0 | 0 | 0 | 210.987 | 9061.68 | 90.62% | 0 | 818.148 | 437.996 | 29.188 | 323.339 | 0 | 27.625 | 248.48 | 358.681 | 0 | 818.148 | 607.161 | 210.987 | 0
|  | 822.179 | 314.545 | 0 | 0 | 0 | 507.634 | 8850.693 | 88.51% | 0 | 822.179 | 438.506 | 92.741 | 262.836 | 0 | 28.097 | 248.48 | 66.065 | 0 | 822.179 | 314.545 | 507.634 | 0
|  | 907.795 | 297.581 | 610.214 | 0 | 1656.941 | 0 | 8343.059 | 83.43% | 0 | 907.795 | 484.409 | 96.779 | 298.353 | 0 | 28.255 | 248.48 | 49.101 | 7500 | 907.795 | 297.581 | 0 | 610.214
|  | 881.63 | 248.48 | 0 | 0 | 0 | 633.15 | 10000 | 100% | 0 | 881.63 | 516.351 | 85.349 | 252.155 | 0 | 27.775 | 248.48 | 0 | 0 | 881.63 | 248.48 | 633.15 | 0
|  | 987.049 | 248.48 | 738.569 | 0 | 633.15 | 0 | 9366.85 | 93.67% | 0 | 987.049 | 464.829 | 73.076 | 421.519 | 0 | 27.625 | 248.48 | 0 | 7500 | 987.049 | 248.48 | 0 | 738.569
|  | 1216.703 | 248.48 | 968.223 | 0 | 0 | 0 | 10000 | 100% | 0 | 1216.703 | 336.559 | 73.687 | 702.206 | 0 | 104.251 | 248.48 | 0 | 7500 | 1216.703 | 248.48 | 0 | 968.223
|  | 854.963 | 248.48 | 606.483 | 0 | 0 | 0 | 10000 | 100% | 0 | 854.963 | 198.446 | 95.527 | 533.938 | 0 | 27.052 | 248.48 | 0 | 7500 | 854.963 | 248.48 | 0 | 606.483
|  | 790.056 | 248.48 | 541.576 | 0 | 0 | 0 | 10000 | 100% | 0 | 790.056 | 176.738 | 78.43 | 450.492 | 0 | 84.396 | 248.48 | 0 | 7500 | 790.056 | 248.48 | 0 | 541.576
|  | 813.109 | 248.48 | 564.629 | 0 | 0 | 0 | 10000 | 100% | 0 | 813.109 | 166.653 | 56.913 | 437.543 | 0 | 152.001 | 248.48 | 0 | 7500 | 813.109 | 248.48 | 0 | 564.629
|  | 711.257 | 248.48 | 0 | 0 | 0 | 462.777 | 10000 | 100% | 0 | 711.257 | 151.874 | 35.798 | 418.048 | 0 | 105.538 | 248.48 | 0 | 0 | 711.257 | 248.48 | 462.777 | 0
|  | 698.184 | 249.745 | 0 | 0 | 0 | 448.439 | 9537.223 | 95.37% | 0 | 698.184 | 174.291 | 21.361 | 497.083 | 0 | 5.45 | 248.48 | 1.265 | 0 | 698.184 | 249.745 | 448.439 | 0
|  | 789.721 | 283.833 | 0 | 0 | 0 | 505.888 | 9088.784 | 90.89% | 0 | 789.721 | 181.208 | 14.814 | 499.635 | 0 | 94.064 | 248.48 | 35.353 | 0 | 789.721 | 283.833 | 505.888 | 0
|  | 1086.651 | 403.867 | 0 | 0 | 0 | 682.784 | 8582.896 | 85.83% | 0 | 1086.651 | 328.346 | 19.884 | 464.299 | 0 | 274.123 | 248.48 | 155.387 | 0 | 1086.651 | 403.867 | 682.784 | 0
|  | 1683.164 | 942.265 | 0 | 0 | 0 | 740.899 | 7900.112 | 79% | 0 | 1683.164 | 412.416 | 64.104 | 673.011 | 0 | 533.634 | 248.48 | 693.785 | 0 | 1683.164 | 942.265 | 740.899 | 0
|  | 1261.315 | 1261.315 | 0 | 483.817 | 483.817 | 0 | 7159.213 | 71.59% | 0 | 1261.315 | 393.057 | 111.948 | 611.637 | 0 | 144.674 | 248.48 | 1496.652 | 0 | 1261.315 | 1261.315 | 0 | 0
|  | 1088.599 | 1088.599 | 0 | 218.641 | 218.641 | 0 | 7643.03 | 76.43% | 0 | 1088.599 | 330.115 | 108.978 | 506.254 | 0 | 143.253 | 248.48 | 1058.76 | 0 | 1088.599 | 1088.599 | 0 | 0
|  | 1063.898 | 1063.898 | 0 | 289.839 | 289.839 | 0 | 7861.671 | 78.62% | 0 | 1063.898 | 317.3 | 93.302 | 460.679 | 0 | 192.618 | 248.48 | 1105.257 | 0 | 1063.898 | 1063.898 | 0 | 0
|  | 1078.391 | 1078.391 | 0 | 913.44 | 913.44 | 0 | 8151.51 | 81.52% | 0 | 1078.391 | 351.11 | 76.06 | 460.887 | 0 | 190.334 | 248.48 | 1743.351 | 0 | 1078.391 | 1078.391 | 0 | 0
|  | 1043.306 | 1043.306 | 0 | 772.855 | 772.855 | 0 | 9064.95 | 90.65% | 0 | 1043.306 | 360.628 | 91.939 | 417.104 | 0 | 173.635 | 248.48 | 1567.681 | 0 | 1043.306 | 1043.306 | 0 | 0
|  | 883.565 | 883.565 | 0 | 911.817 | 162.195 | 0 | 9837.805 | 98.38% | 0 | 883.565 | 316.623 | 81.842 | 391.13 | 0 | 93.971 | 248.48 | 1546.902 | 0 | 883.565 | 883.565 | 0 | 0
|  | 1017.925 | 1017.925 | 0 | 703.719 | 0 | 0 | 10000 | 100% | 0 | 1017.925 | 287.874 | 60.601 | 669.45 | 0 | 0 | 248.48 | 1473.164 | 0 | 1017.925 | 1017.925 | 0 | 0
|  | 1238.614 | 1238.614 | 0 | 624.767 | 0 | 0 | 10000 | 100% | 0 | 1238.614 | 405.63 | 41.39 | 791.594 | 0 | 0 | 248.48 | 1614.901 | 0 | 1238.614 | 1238.614 | 0 | 0
|  | 1166.738 | 1166.738 | 0 | 7.481 | 0 | 0 | 10000 | 100% | 0 | 1166.738 | 503.333 | 22.827 | 640.578 | 0 | 0 | 248.48 | 925.739 | 0 | 1166.738 | 1166.738 | 0 | 0
|  | 958.121 | 958.121 | 0 | 117.266 | 0 | 0 | 10000 | 100% | 0 | 958.121 | 515.148 | 20.082 | 407.778 | 0 | 15.113 | 248.48 | 826.907 | 0 | 958.121 | 958.121 | 0 | 0
|  | 833.945 | 833.945 | 0 | 49.147 | 0 | 0 | 10000 | 100% | 0 | 833.945 | 433.255 | 54.823 | 315.642 | 0 | 30.225 | 248.48 | 634.612 | 0 | 833.945 | 833.945 | 0 | 0
|  | 877.988 | 616.837 | 0 | 0 | 0 | 261.151 | 10000 | 100% | 0 | 877.988 | 428.311 | 109.006 | 310.289 | 0 | 30.382 | 248.48 | 368.357 | 0 | 877.988 | 616.837 | 261.151 | 0
|  | 821.637 | 294.932 | 526.705 | 0 | 261.151 | 0 | 9738.849 | 97.39% | 0 | 821.637 | 420.103 | 80.099 | 291.054 | 0 | 30.382 | 248.48 | 46.452 | 7500 | 821.637 | 294.932 | 0 | 526.705
|  | 896.467 | 248.48 | 0 | 0 | 0 | 647.987 | 10000 | 100% | 0 | 896.467 | 487.595 | 81.829 | 296.818 | 0 | 30.225 | 248.48 | 0 | 0 | 896.467 | 248.48 | 647.987 | 0
|  | 1015.489 | 248.48 | 767.009 | 0 | 647.987 | 0 | 9352.013 | 93.52% | 0 | 1015.489 | 450.84 | 59.898 | 474.526 | 0 | 30.225 | 248.48 | 0 | 7500 | 1015.489 | 248.48 | 0 | 767.009
|  | 1008.236 | 248.48 | 759.756 | 0 | 0 | 0 | 10000 | 100% | 0 | 1008.236 | 300.261 | 80.197 | 598.854 | 0 | 28.925 | 248.48 | 0 | 7500 | 1008.236 | 248.48 | 0 | 759.756
|  | 860.944 | 248.48 | 612.464 | 0 | 0 | 0 | 10000 | 100% | 0 | 860.944 | 214.296 | 88.934 | 512.705 | 0 | 45.009 | 248.48 | 0 | 7500 | 860.944 | 248.48 | 0 | 612.464
|  | 609.883 | 248.48 | 361.403 | 0 | 0 | 0 | 10000 | 100% | 0 | 609.883 | 160.516 | 58.623 | 361.496 | 0 | 29.249 | 248.48 | 0 | 7500 | 609.883 | 248.48 | 0 | 361.403
|  | 763.048 | 248.48 | 514.568 | 0 | 0 | 0 | 10000 | 100% | 0 | 763.048 | 163.311 | 48.592 | 495.601 | 0 | 55.544 | 248.48 | 0 | 7500 | 763.048 | 248.48 | 0 | 514.568
|  | 616.959 | 248.48 | 0 | 0 | 0 | 368.479 | 10000 | 100% | 0 | 616.959 | 166.554 | 27.489 | 411.142 | 0 | 11.775 | 248.48 | 0 | 0 | 616.959 | 248.48 | 368.479 | 0
|  | 721.73 | 249.168 | 0 | 0 | 0 | 472.562 | 9631.521 | 96.32% | 0 | 721.73 | 159.154 | 19.43 | 484.285 | 0 | 58.861 | 248.48 | 0.688 | 0 | 721.73 | 249.168 | 472.562 | 0
|  | 773.405 | 259.748 | 0 | 0 | 0 | 513.657 | 9158.959 | 91.59% | 0 | 773.405 | 186.666 | 16.207 | 485.604 | 0 | 84.928 | 248.48 | 11.268 | 0 | 773.405 | 259.748 | 513.657 | 0
|  | 1017.651 | 337.482 | 0 | 0 | 0 | 680.169 | 8645.302 | 86.45% | 0 | 1017.651 | 353.187 | 31.881 | 490.665 | 0 | 141.918 | 248.48 | 89.002 | 0 | 1017.651 | 337.482 | 680.169 | 0
|  | 1616.309 | 478.142 | 0 | 0 | 0 | 1138.167 | 7965.133 | 79.65% | 0 | 1616.309 | 392.93 | 99.384 | 787.197 | 0 | 336.798 | 248.48 | 229.662 | 0 | 1616.309 | 478.142 | 1138.167 | 0
|  | 1907.252 | 1006.044 | 0 | 0 | 0 | 901.208 | 6826.966 | 68.27% | 0 | 1907.252 | 378.635 | 104.303 | 639.006 | 0 | 785.308 | 248.48 | 757.564 | 0 | 1907.252 | 1006.044 | 901.208 | 0
|  | 1155.97 | 1101.483 | 54.487 | 0 | 2500 | 0 | 5925.758 | 59.26% | 0 | 1155.97 | 308.523 | 111.798 | 545.896 | 0 | 189.754 | 248.48 | 853.003 | 7500 | 1155.97 | 1101.483 | 0 | 54.487
|  | 947.161 | 947.161 | 0 | 671.786 | 671.786 | 0 | 8425.758 | 84.26% | 0 | 947.161 | 328.133 | 78.649 | 468.182 | 0 | 72.197 | 248.48 | 1370.467 | 0 | 947.161 | 947.161 | 0 | 0
|  | 952.064 | 952.064 | 0 | 1212.646 | 902.456 | 0 | 9097.544 | 90.98% | 0 | 952.064 | 389.362 | 73.354 | 474.701 | 0 | 14.647 | 248.48 | 1916.23 | 0 | 952.064 | 952.064 | 0 | 0
|  | 993.327 | 993.327 | 0 | 839.365 | 0 | 0 | 10000 | 100% | 0 | 993.327 | 385.84 | 86.023 | 517.384 | 0 | 4.08 | 248.48 | 1584.212 | 0 | 993.327 | 993.327 | 0 | 0
|  | 821.202 | 821.202 | 0 | 824.439 | 0 | 0 | 10000 | 100% | 0 | 821.202 | 311.875 | 64.718 | 444.609 | 0 | 0 | 248.48 | 1397.161 | 0 | 821.202 | 821.202 | 0 | 0
|  | 1127.23 | 1127.23 | 0 | 304.636 | 0 | 0 | 10000 | 100% | 0 | 1127.23 | 309.147 | 46.998 | 771.085 | 0 | 0 | 248.48 | 1183.386 | 0 | 1127.23 | 1127.23 | 0 | 0
|  | 1116.078 | 594.769 | 0 | 0 | 0 | 521.309 | 10000 | 100% | 0 | 1116.078 | 377.652 | 23.517 | 714.909 | 0 | 0 | 248.48 | 346.289 | 0 | 1116.078 | 594.769 | 521.309 | 0
|  | 1057.938 | 318.222 | 0 | 0 | 0 | 739.716 | 9478.691 | 94.79% | 0 | 1057.938 | 460.633 | 21.194 | 576.111 | 0 | 0 | 248.48 | 69.742 | 0 | 1057.938 | 318.222 | 739.716 | 0
|  | 844.996 | 257.324 | 0 | 0 | 0 | 587.672 | 8738.975 | 87.39% | -1.1369e-13 | 844.996 | 478.157 | 29.228 | 323.15 | 0 | 14.462 | 248.48 | 8.844 | 0 | 844.996 | 257.324 | 587.672 | 0
|  | 902.129 | 252.432 | 0 | 0 | 0 | 649.697 | 8151.303 | 81.51% | 0 | 902.129 | 467.679 | 95.656 | 309.87 | 0 | 28.925 | 248.48 | 3.952 | 0 | 902.129 | 252.432 | 649.697 | 0
|  | 832.738 | 249.089 | 0 | 0 | 0 | 583.649 | 7501.606 | 75.02% | 0 | 832.738 | 416.118 | 100.677 | 287.017 | 0 | 28.925 | 248.48 | 0.609 | 0 | 832.738 | 249.089 | 583.649 | 0
|  | 915.81 | 248.48 | 667.33 | 0 | 2500 | 0 | 6917.957 | 69.18% | 0 | 915.81 | 495.712 | 89.634 | 301.54 | 0 | 28.925 | 248.48 | 0 | 7500 | 915.81 | 248.48 | 0 | 667.33
|  | 868.056 | 248.48 | 0 | 0 | 0 | 619.576 | 9417.957 | 94.18% | 0 | 868.056 | 472.524 | 67.451 | 299.157 | 0 | 28.925 | 248.48 | 0 | 0 | 868.056 | 248.48 | 619.576 | 0
|  | 994.963 | 248.48 | 746.483 | 0 | 1201.619 | 0 | 8798.381 | 87.98% | 0 | 994.963 | 422.509 | 58.909 | 484.621 | 0 | 28.925 | 248.48 | 0 | 7500 | 994.963 | 248.48 | 0 | 746.483
|  | 1035.109 | 248.48 | 786.629 | 0 | 0 | 0 | 10000 | 100% | 0 | 1035.109 | 307.174 | 102.832 | 586.956 | 0 | 38.148 | 248.48 | 0 | 7500 | 1035.109 | 248.48 | 0 | 786.629
|  | 810.245 | 248.48 | 561.765 | 0 | 0 | 0 | 10000 | 100% | 0 | 810.245 | 198.057 | 72.721 | 503.063 | 0 | 36.404 | 248.48 | 0 | 7500 | 810.245 | 248.48 | 0 | 561.765
|  | 661.354 | 248.48 | 412.874 | 0 | 0 | 0 | 10000 | 100% | 0 | 661.354 | 172.103 | 54.397 | 403.981 | 0 | 30.873 | 248.48 | 0 | 7500 | 661.354 | 248.48 | 0 | 412.874
|  | 833.361 | 248.48 | 584.881 | 0 | 0 | 0 | 10000 | 100% | 0 | 833.361 | 170.392 | 35.178 | 466.134 | 0 | 161.658 | 248.48 | 0 | 7500 | 833.361 | 248.48 | 0 | 584.881
|  | 686.065 | 248.48 | 0 | 0 | 0 | 437.585 | 10000 | 100% | 0 | 686.065 | 158.627 | 18.946 | 415.72 | 0 | 92.772 | 248.48 | 0 | 0 | 686.065 | 248.48 | 437.585 | 0
|  | 738.79 | 248.48 | 0 | 0 | 0 | 490.31 | 9562.415 | 95.62% | 0 | 738.79 | 154.742 | 16.078 | 491.262 | 0 | 76.709 | 248.48 | 0 | 0 | 738.79 | 248.48 | 490.31 | 0
|  | 797.988 | 248.482 | 0 | 0 | 0 | 549.506 | 9072.105 | 90.72% | 0 | 797.988 | 180.175 | 18.386 | 490.009 | 0 | 109.418 | 248.48 | 0.002 | 0 | 797.988 | 248.482 | 549.506 | 0
|  | 1161.511 | 255.048 | 0 | 0 | 0 | 906.463 | 8522.599 | 85.23% | 0 | 1161.511 | 337.232 | 60.115 | 580.592 | 0 | 183.573 | 248.48 | 6.568 | 0 | 1161.511 | 255.048 | 906.463 | 0
|  | 1537.902 | 342.076 | 0 | 0 | 0 | 1195.826 | 7616.136 | 76.16% | 0 | 1537.902 | 395.386 | 109.619 | 755.101 | 0 | 277.796 | 248.48 | 93.596 | 0 | 1537.902 | 342.076 | 1195.826 | 0
|  | 1240.434 | 447.086 | 0 | 0 | 0 | 793.348 | 6420.31 | 64.2% | 0 | 1240.434 | 349.405 | 113.015 | 557.832 | 0 | 220.182 | 248.48 | 198.606 | 0 | 1240.434 | 447.086 | 793.348 | 0
|  | 1219.435 | 530.906 | 688.529 | 0 | 2500 | 0 | 5626.962 | 56.27% | 0 | 1219.435 | 351.675 | 98.227 | 468.655 | 0 | 300.878 | 248.48 | 282.426 | 7500 | 1219.435 | 530.906 | 0 | 688.529
|  | 1136.427 | 620.955 | 515.472 | 0 | 1873.038 | 0 | 8126.962 | 81.27% | 0 | 1136.427 | 321.485 | 78.104 | 553.971 | 0 | 182.867 | 248.48 | 372.475 | 7500 | 1136.427 | 620.955 | 0 | 515.472
|  | 966.532 | 966.532 | 0 | 72.212 | 0 | 0 | 10000 | 100% | 0 | 966.532 | 414.394 | 89.838 | 424.642 | 0 | 37.658 | 248.48 | 790.264 | 0 | 966.532 | 966.532 | 0 | 0
|  | 906.248 | 906.248 | 0 | 667.682 | 0 | 0 | 10000 | 100% | 0 | 906.248 | 367.775 | 83.3 | 397.158 | 0 | 58.016 | 248.48 | 1325.45 | 0 | 906.248 | 906.248 | 0 | 0
|  | 791.413 | 791.413 | 0 | 993.26 | 0 | 0 | 10000 | 100% | 0 | 791.413 | 322.902 | 55.303 | 413.209 | 0 | 0 | 248.48 | 1536.193 | 0 | 791.413 | 791.413 | 0 | 0
|  | 983.17 | 983.17 | 0 | 758.382 | 0 | 0 | 10000 | 100% | 0 | 983.17 | 300.149 | 39.861 | 643.16 | 0 | 0 | 248.48 | 1493.072 | 0 | 983.17 | 983.17 | 0 | 0
|  | 956.581 | 956.581 | 0 | 437.324 | 0 | 0 | 10000 | 100% | 0 | 956.581 | 365.393 | 24.482 | 566.707 | 0 | 0 | 248.48 | 1145.425 | 0 | 956.581 | 956.581 | 0 | 0
|  | 957.225 | 957.225 | 0 | 470.547 | 0 | 0 | 10000 | 100% | 0 | 957.225 | 464.81 | 19.407 | 473.009 | 0 | 0 | 248.48 | 1179.292 | 0 | 957.225 | 957.225 | 0 | 0
|  | 920.149 | 920.149 | 0 | 38.404 | 0 | 0 | 10000 | 100% | 0 | 920.149 | 465.509 | 61.79 | 377.9 | 0 | 14.95 | 248.48 | 710.073 | 0 | 920.149 | 920.149 | 0 | 0
|  | 928.919 | 818.225 | 0 | 0 | 0 | 110.694 | 10000 | 100% | 0 | 928.919 | 458.637 | 111.459 | 328.923 | 0 | 29.9 | 248.48 | 569.745 | 0 | 928.919 | 818.225 | 110.694 | 0
|  | 819.355 | 417.083 | 0 | 0 | 0 | 402.272 | 9889.306 | 98.89% | 0 | 819.355 | 417.218 | 84.021 | 287.681 | 0 | 30.435 | 248.48 | 168.603 | 0 | 819.355 | 417.083 | 402.272 | 0
|  | 891.798 | 309.742 | 582.056 | 0 | 512.966 | 0 | 9487.034 | 94.87% | 0 | 891.798 | 458.188 | 78.656 | 324.162 | 0 | 30.792 | 248.48 | 61.262 | 7500 | 891.798 | 309.742 | 0 | 582.056
|  | 858.528 | 248.48 | 0 | 0 | 0 | 610.048 | 10000 | 100% | 0 | 858.528 | 500.226 | 58.769 | 268.027 | 0 | 31.506 | 248.48 | 0 | 0 | 858.528 | 248.48 | 610.048 | 0
|  | 1064.839 | 248.48 | 816.359 | 0 | 610.048 | 0 | 9389.952 | 93.9% | 0 | 1064.839 | 476.516 | 57.843 | 498.795 | 0 | 31.685 | 248.48 | 0 | 7500 | 1064.839 | 248.48 | 0 | 816.359
|  | 924.829 | 248.48 | 676.349 | 0 | 0 | 0 | 10000 | 100% | 0 | 924.829 | 277.702 | 92.89 | 521.893 | 0 | 32.345 | 248.48 | 0 | 7500 | 924.829 | 248.48 | 0 | 676.349
|  | 916.703 | 248.48 | 668.223 | 0 | 0 | 0 | 10000 | 100% | 0 | 916.703 | 235.322 | 57.808 | 528.138 | 0 | 95.435 | 248.48 | 0 | 7500 | 916.703 | 248.48 | 0 | 668.223
|  | 776.917 | 248.48 | 528.437 | 0 | 0 | 0 | 10000 | 100% | 0 | 776.917 | 166.516 | 47.503 | 480.489 | 0 | 82.41 | 248.48 | 0 | 7500 | 776.917 | 248.48 | 0 | 528.437
|  | 659.958 | 248.48 | 411.478 | 0 | 0 | 0 | 10000 | 100% | 0 | 659.958 | 160.388 | 25.674 | 413.529 | 0 | 60.367 | 248.48 | 0 | 7500 | 659.958 | 248.48 | 0 | 411.478
|  | 676.357 | 248.48 | 0 | 0 | 0 | 427.877 | 10000 | 100% | 0 | 676.357 | 168.262 | 18.39 | 477.201 | 0 | 12.505 | 248.48 | 0 | 0 | 676.357 | 248.48 | 427.877 | 0
|  | 803.651 | 250.203 | 0 | 0 | 0 | 553.448 | 9572.123 | 95.72% | 0 | 803.651 | 155.127 | 17.621 | 384.913 | 0 | 245.99 | 248.48 | 1.723 | 0 | 803.651 | 250.203 | 553.448 | 0
|  | 801.783 | 309.633 | 0 | 0 | 0 | 492.15 | 9018.675 | 90.19% | 0 | 801.783 | 184.318 | 37.246 | 440.365 | 0 | 139.855 | 248.48 | 61.153 | 0 | 801.783 | 309.633 | 492.15 | 0
|  | 1110.747 | 876.449 | 0 | 0 | 0 | 234.298 | 8526.525 | 85.27% | 0 | 1110.747 | 324.08 | 97.268 | 423.362 | 0 | 266.037 | 248.48 | 627.969 | 0 | 1110.747 | 876.449 | 234.298 | 0
|  | 1569.91 | 1312.635 | 0 | 0 | 0 | 257.275 | 8292.227 | 82.92% | 0 | 1569.91 | 419.131 | 111.914 | 528.044 | 0 | 510.821 | 248.48 | 1064.155 | 0 | 1569.91 | 1312.635 | 257.275 | 0
|  | 1253.13 | 1135.153 | 0 | 0 | 0 | 117.977 | 8034.952 | 80.35% | 0 | 1253.13 | 410.217 | 113.792 | 461.412 | 0 | 267.709 | 248.48 | 886.673 | 0 | 1253.13 | 1135.153 | 117.977 | 0
|  | 910.95 | 654.576 | 256.374 | 0 | 2083.025 | 0 | 7916.975 | 79.17% | 0 | 910.95 | 318.839 | 73.698 | 440.995 | 0 | 77.419 | 248.48 | 406.096 | 7500 | 910.95 | 654.576 | 0 | 256.374
|  | 1013.75 | 1013.75 | 0 | 141.484 | 0 | 0 | 10000 | 100% | 0 | 1013.75 | 360.319 | 76.956 | 497.856 | 0 | 78.619 | 248.48 | 906.754 | 0 | 1013.75 | 1013.75 | 0 | 0
|  | 956.842 | 956.842 | 0 | 448.992 | 0 | 0 | 10000 | 100% | 0 | 956.842 | 396.91 | 98.354 | 372.741 | 0 | 88.838 | 248.48 | 1157.354 | 0 | 956.842 | 956.842 | 0 | 0
|  | 808.622 | 808.622 | 0 | 896.092 | 0 | 0 | 10000 | 100% | 0 | 808.622 | 301.278 | 66.561 | 429.518 | 0 | 11.265 | 248.48 | 1456.234 | 0 | 808.622 | 808.622 | 0 | 0
|  | 746.787 | 746.787 | 0 | 1358.098 | 0 | 0 | 10000 | 100% | 0 | 746.787 | 327.777 | 49.612 | 369.398 | 0 | 0 | 248.48 | 1856.405 | 0 | 746.787 | 746.787 | 0 | 0
|  | 883.871 | 883.871 | 0 | 1336.591 | 0 | 0 | 10000 | 100% | 0 | 883.871 | 282.116 | 26.696 | 575.059 | 0 | 0 | 248.48 | 1971.982 | 0 | 883.871 | 883.871 | 0 | 0
|  | 1018.435 | 1018.435 | 0 | 237.8 | 0 | 0 | 10000 | 100% | 0 | 1018.435 | 353.1 | 19.282 | 646.053 | 0 | 0 | 248.48 | 1007.755 | 0 | 1018.435 | 1018.435 | 0 | 0
|  | 929.024 | 929.024 | 0 | 836.769 | 0 | 0 | 10000 | 100% | 0 | 929.024 | 482.648 | 26.978 | 419.399 | 0 | 0 | 248.48 | 1517.313 | 0 | 929.024 | 929.024 | 0 | 0
|  | 890.529 | 890.529 | 0 | 598.417 | 0 | 0 | 10000 | 100% | 0 | 890.529 | 496.049 | 104.309 | 274.733 | 0 | 15.438 | 248.48 | 1240.466 | 0 | 890.529 | 890.529 | 0 | 0
|  | 906.621 | 906.621 | 0 | 379.176 | 0 | 0 | 10000 | 100% | 0 | 906.621 | 469.716 | 102.819 | 303.211 | 0 | 30.875 | 248.48 | 1037.317 | 0 | 906.621 | 906.621 | 0 | 0
|  | 797.796 | 797.796 | 0 | 227.179 | 0 | 0 | 10000 | 100% | 0 | 797.796 | 422.139 | 86.559 | 258.014 | 0 | 31.085 | 248.48 | 776.495 | 0 | 797.796 | 797.796 | 0 | 0
|  | 790.083 | 291.749 | 498.334 | 0 | 0 | 0 | 10000 | 100% | 0 | 790.083 | 451.159 | 79.329 | 228.09 | 0 | 31.505 | 248.48 | 43.269 | 7500 | 790.083 | 291.749 | 0 | 498.334
|  | 820.847 | 248.48 | 0 | 0 | 0 | 572.367 | 10000 | 100% | 0 | 820.847 | 490.986 | 62.726 | 234.371 | 0 | 32.764 | 248.48 | 0 | 0 | 820.847 | 248.48 | 572.367 | 0
|  | 914.45 | 248.48 | 665.97 | 0 | 572.367 | 0 | 9427.633 | 94.28% | 0 | 914.45 | 427.271 | 73.236 | 380.97 | 0 | 32.974 | 248.48 | 0 | 7500 | 914.45 | 248.48 | 0 | 665.97
|  | 847.297 | 248.48 | 598.817 | 0 | 0 | 0 | 10000 | 100% | 0 | 847.297 | 295.652 | 80.69 | 446.086 | 0 | 24.869 | 248.48 | 0 | 7500 | 847.297 | 248.48 | 0 | 598.817
|  | 694.454 | 248.48 | 445.974 | 0 | 0 | 0 | 10000 | 100% | 0 | 694.454 | 221.21 | 55.215 | 396.909 | 0 | 21.12 | 248.48 | 0 | 7500 | 694.454 | 248.48 | 0 | 445.974
|  | 678.011 | 248.48 | 429.531 | 0 | 0 | 0 | 10000 | 100% | 0 | 678.011 | 160.979 | 35.031 | 425.341 | 0 | 56.66 | 248.48 | 0 | 7500 | 678.011 | 248.48 | 0 | 429.531
|  | 651.519 | 248.48 | 403.039 | 0 | 0 | 0 | 10000 | 100% | 0 | 651.519 | 166.609 | 22.052 | 387.412 | 0 | 75.446 | 248.48 | 0 | 7500 | 651.519 | 248.48 | 0 | 403.039
|  | 754.284 | 248.48 | 0 | 0 | 0 | 505.804 | 10000 | 100% | 0 | 754.284 | 150.916 | 14.177 | 391.151 | 0 | 198.04 | 248.48 | 0 | 0 | 754.284 | 248.48 | 505.804 | 0
|  | 768.22 | 252.823 | 0 | 0 | 0 | 515.397 | 9494.196 | 94.94% | 0 | 768.22 | 175.59 | 20.734 | 456.942 | 0 | 114.954 | 248.48 | 4.343 | 0 | 768.22 | 252.823 | 515.397 | 0
|  | 989.941 | 335.073 | 0 | 0 | 0 | 654.868 | 8978.799 | 89.79% | 0 | 989.941 | 185.253 | 63.059 | 516.323 | 0 | 225.307 | 248.48 | 86.593 | 0 | 989.941 | 335.073 | 654.868 | 0
|  | 1142.115 | 401.948 | 0 | 0 | 0 | 740.167 | 8323.931 | 83.24% | 0 | 1142.115 | 343.887 | 116.765 | 500.027 | 0 | 181.437 | 248.48 | 153.468 | 0 | 1142.115 | 401.948 | 740.167 | 0
|  | 1341.125 | 567.003 | 0 | 0 | 0 | 774.122 | 7583.764 | 75.84% | 0 | 1341.125 | 358.892 | 110.155 | 577.475 | 0 | 294.603 | 248.48 | 318.523 | 0 | 1341.125 | 567.003 | 774.122 | 0
|  | 1139.359 | 731.806 | 0 | 0 | 0 | 407.553 | 6809.642 | 68.1% | 0 | 1139.359 | 389.098 | 88.85 | 510.825 | 0 | 150.587 | 248.48 | 483.326 | 0 | 1139.359 | 731.806 | 407.553 | 0
|  | 1238.829 | 681.017 | 557.812 | 0 | 2500 | 0 | 6402.089 | 64.02% | 0 | 1238.829 | 339.612 | 72.856 | 572.662 | 0 | 253.699 | 248.48 | 432.537 | 7500 | 1238.829 | 681.017 | 0 | 557.812
|  | 1087.522 | 852.77 | 234.752 | 0 | 1097.911 | 0 | 8902.089 | 89.02% | 0 | 1087.522 | 299.105 | 88.622 | 422.347 | 0 | 277.449 | 248.48 | 604.29 | 7500 | 1087.522 | 852.77 | 0 | 234.752
|  | 936.862 | 936.862 | 0 | 142.561 | 0 | 0 | 10000 | 100% | 0 | 936.862 | 353.776 | 77.878 | 447.881 | 0 | 57.327 | 248.48 | 830.943 | 0 | 936.862 | 936.862 | 0 | 0
|  | 925.784 | 925.784 | 0 | 249.725 | 0 | 0 | 10000 | 100% | 0 | 925.784 | 367.881 | 53.597 | 434.542 | 0 | 69.764 | 248.48 | 927.029 | 0 | 925.784 | 925.784 | 0 | 0
|  | 713.278 | 713.278 | 0 | 615.684 | 0 | 0 | 10000 | 100% | 0 | 713.278 | 311.446 | 40.689 | 356.276 | 0 | 4.867 | 248.48 | 1080.482 | 0 | 713.278 | 713.278 | 0 | 0
|  | 937.026 | 937.026 | 0 | 606.523 | 0 | 0 | 10000 | 100% | 0 | 937.026 | 308.35 | 23.285 | 605.392 | 0 | 0 | 248.48 | 1295.069 | 0 | 937.026 | 937.026 | 0 | 0
|  | 913.31 | 913.31 | 0 | 958.8 | 0 | 0 | 10000 | 100% | 0 | 913.31 | 361.484 | 19.058 | 532.769 | 0 | 0 | 248.48 | 1623.63 | 0 | 913.31 | 913.31 | 0 | 0
|  | 1156.646 | 1148.751 | 0 | 0 | 0 | 7.895 | 10000 | 100% | 0 | 1156.646 | 514.859 | 59.64 | 582.147 | 0 | 0 | 248.48 | 900.271 | 0 | 1156.646 | 1148.751 | 7.895 | 0
|  | 837.385 | 697.073 | 0 | 0 | 0 | 140.312 | 9992.105 | 99.92% | 0 | 837.385 | 458.773 | 105.89 | 261.022 | 0 | 11.7 | 248.48 | 448.593 | 0 | 837.385 | 697.073 | 140.312 | 0
|  | 869.422 | 578.853 | 0 | 0 | 0 | 290.569 | 9851.793 | 98.52% | 0 | 869.422 | 476.263 | 90.18 | 279.579 | 0 | 23.4 | 248.48 | 330.373 | 0 | 869.422 | 578.853 | 290.569 | 0
|  | 801.395 | 361.269 | 0 | 0 | 0 | 440.126 | 9561.224 | 95.61% | 0 | 801.395 | 460.725 | 76.288 | 240.982 | 0 | 23.4 | 248.48 | 112.789 | 0 | 801.395 | 361.269 | 440.126 | 0
|  | 834.439 | 260.377 | 574.062 | 0 | 878.902 | 0 | 9121.098 | 91.21% | 0 | 834.439 | 503.375 | 68.171 | 239.283 | 0 | 23.61 | 248.48 | 11.897 | 7500 | 834.439 | 260.377 | 0 | 574.062
|  | 819.026 | 248.48 | 0 | 0 | 0 | 570.546 | 10000 | 100% | 0 | 819.026 | 503.449 | 54.347 | 236.151 | 0 | 25.079 | 248.48 | 0 | 0 | 819.026 | 248.48 | 570.546 | 0
|  | 1111.347 | 248.48 | 862.867 | 0 | 570.546 | 0 | 9429.454 | 94.29% | 0 | 1111.347 | 456.262 | 91.116 | 538.471 | 0 | 25.499 | 248.48 | 0 | 7500 | 1111.347 | 248.48 | 0 | 862.867
|  | 867.816 | 248.48 | 619.336 | 0 | 0 | 0 | 10000 | 100% | 0 | 867.816 | 303.372 | 67.95 | 473.12 | 0 | 23.375 | 248.48 | 0 | 7500 | 867.816 | 248.48 | 0 | 619.336
|  | 796.905 | 248.48 | 548.425 | 0 | 0 | 0 | 10000 | 100% | 0 | 796.905 | 229.233 | 51.747 | 463.284 | 0 | 52.642 | 248.48 | 0 | 7500 | 796.905 | 248.48 | 0 | 548.425
|  | 779.076 | 248.48 | 530.596 | 0 | 0 | 0 | 10000 | 100% | 0 | 779.076 | 166.771 | 29.85 | 454.772 | 0 | 127.683 | 248.48 | 0 | 7500 | 779.076 | 248.48 | 0 | 530.596
|  | 782.94 | 248.48 | 534.46 | 0 | 0 | 0 | 10000 | 100% | 0 | 782.94 | 165.478 | 20.736 | 483.512 | 0 | 113.214 | 248.48 | 0 | 7500 | 782.94 | 248.48 | 0 | 534.46
|  | 863.883 | 248.48 | 0 | 0 | 0 | 615.403 | 10000 | 100% | 0 | 863.883 | 159.668 | 17.438 | 492.893 | 0 | 193.884 | 248.48 | 0 | 0 | 863.883 | 248.48 | 615.403 | 0
|  | 868.385 | 252.638 | 0 | 0 | 0 | 615.747 | 9384.597 | 93.85% | 0 | 868.385 | 167.368 | 33.635 | 550.222 | 0 | 117.161 | 248.48 | 4.158 | 0 | 868.385 | 252.638 | 615.747 | 0
|  | 943.247 | 303.738 | 0 | 0 | 0 | 639.509 | 8768.85 | 87.69% | -1.1369e-13 | 943.247 | 180.649 | 109.205 | 530.695 | 0 | 122.698 | 248.48 | 55.258 | 0 | 943.247 | 303.738 | 639.509 | 0
|  | 1064.896 | 354.127 | 0 | 0 | 0 | 710.769 | 8129.341 | 81.29% | 0 | 1064.896 | 214.895 | 121.889 | 426.848 | 0 | 301.265 | 248.48 | 105.647 | 0 | 1064.896 | 354.127 | 710.769 | 0
|  | 984.835 | 353.253 | 0 | 0 | 0 | 631.582 | 7418.572 | 74.19% | 0 | 984.835 | 304.443 | 113.996 | 425.079 | 0 | 141.318 | 248.48 | 104.773 | 0 | 984.835 | 353.253 | 631.582 | 0
|  | 1062.055 | 461.044 | 0 | 0 | 0 | 601.011 | 6786.99 | 67.87% | 0 | 1062.055 | 332.889 | 81.128 | 390.375 | 0 | 257.664 | 248.48 | 212.564 | 0 | 1062.055 | 461.044 | 601.011 | 0
|  | 1117.198 | 705.979 | 411.219 | 0 | 2500 | 0 | 6185.979 | 61.86% | 0 | 1117.198 | 448.149 | 80.018 | 350.21 | 0 | 238.821 | 248.48 | 457.499 | 7500 | 1117.198 | 705.979 | 0 | 411.219
|  | 1227.68 | 1227.68 | 0 | 332.608 | 332.608 | 0 | 8685.979 | 86.86% | 0 | 1227.68 | 499.268 | 80.28 | 411.545 | 0 | 236.587 | 248.48 | 1311.808 | 0 | 1227.68 | 1227.68 | 0 | 0
|  | 1103.467 | 841.871 | 261.596 | 0 | 981.413 | 0 | 9018.587 | 90.19% | 0 | 1103.467 | 565.485 | 62.076 | 326.33 | 0 | 149.576 | 248.48 | 593.391 | 7500 | 1103.467 | 841.871 | 0 | 261.596
|  | 830.063 | 706.313 | 123.75 | 0 | 0 | 0 | 10000 | 100% | 0 | 830.063 | 504.404 | 50.807 | 240.289 | 0 | 34.562 | 248.48 | 457.833 | 7500 | 830.063 | 706.313 | 0 | 123.75
|  | 639.145 | 639.145 | 0 | 191.587 | 0 | 0 | 10000 | 100% | 0 | 639.145 | 384.087 | 24.678 | 230.38 | 0 | 0 | 248.48 | 582.252 | 0 | 639.145 | 639.145 | 0 | 0
|  | 1053.384 | 726.166 | 327.218 | 0 | 0 | 0 | 10000 | 100% | 0 | 1053.384 | 423.864 | 20.527 | 608.993 | 0 | 0 | 248.48 | 477.686 | 7500 | 1053.384 | 726.166 | 0 | 327.218
|  | 975.867 | 654.75 | 0 | 0 | 0 | 321.117 | 10000 | 100% | 0 | 975.867 | 425.174 | 30.942 | 519.751 | 0 | 0 | 248.48 | 406.27 | 0 | 975.867 | 654.75 | 321.117 | 0
|  | 994.837 | 375.401 | 0 | 0 | 0 | 619.436 | 9678.883 | 96.79% | 0 | 994.837 | 441.777 | 104.158 | 448.902 | 0 | 0 | 248.48 | 126.921 | 0 | 994.837 | 375.401 | 619.436 | 0
|  | 825.079 | 314.508 | 0 | 0 | 0 | 510.571 | 9059.447 | 90.59% | 0 | 825.079 | 451.669 | 99.069 | 262.803 | 0 | 11.538 | 248.48 | 66.028 | 0 | 825.079 | 314.508 | 510.571 | 0
|  | 777.722 | 254.01 | 0 | 0 | 0 | 523.712 | 8548.876 | 85.49% | 0 | 777.722 | 439.65 | 74.311 | 240.686 | 0 | 23.075 | 248.48 | 5.53 | 0 | 777.722 | 254.01 | 523.712 | 0
|  | 710.802 | 248.623 | 0 | 0 | 0 | 462.179 | 8025.164 | 80.25% | 0 | 710.802 | 431.52 | 68.127 | 188.08 | 0 | 23.075 | 248.48 | 0.143 | 0 | 710.802 | 248.623 | 462.179 | 0
|  | 838.988 | 248.48 | 590.508 | 0 | 2437.015 | 0 | 7562.985 | 75.63% | 0 | 838.988 | 533.753 | 53.73 | 228.43 | 0 | 23.075 | 248.48 | 0 | 7500 | 838.988 | 248.48 | 0 | 590.508
|  | 790.281 | 248.48 | 0 | 0 | 0 | 541.801 | 10000 | 100% | 0 | 790.281 | 480.903 | 76.861 | 209.442 | 0 | 23.075 | 248.48 | 0 | 0 | 790.281 | 248.48 | 541.801 | 0
|  | 905.026 | 248.48 | 656.546 | 0 | 541.801 | 0 | 9458.199 | 94.58% | 0 | 905.026 | 400.302 | 96.151 | 385.499 | 0 | 23.075 | 248.48 | 0 | 7500 | 905.026 | 248.48 | 0 | 656.546
|  | 890.731 | 248.48 | 642.251 | 0 | 0 | 0 | 10000 | 100% | 0 | 890.731 | 339.045 | 61.332 | 466.503 | 0 | 23.852 | 248.48 | 0 | 7500 | 890.731 | 248.48 | 0 | 642.251
|  | 777.471 | 248.48 | 528.991 | 0 | 0 | 0 | 10000 | 100% | 0 | 777.471 | 237.032 | 35.606 | 484.393 | 0 | 20.44 | 248.48 | 0 | 7500 | 777.471 | 248.48 | 0 | 528.991
|  | 763.063 | 248.48 | 514.583 | 0 | 0 | 0 | 10000 | 100% | 0 | 763.063 | 204.19 | 21.554 | 412.207 | 0 | 125.111 | 248.48 | 0 | 7500 | 763.063 | 248.48 | 0 | 514.583
|  | 524.603 | 248.48 | 276.123 | 0 | 0 | 0 | 10000 | 100% | 0 | 524.603 | 142.085 | 15.342 | 349.676 | 0 | 17.5 | 248.48 | 0 | 7500 | 524.603 | 248.48 | 0 | 276.123
|  | 564.632 | 248.48 | 0 | 0 | 0 | 316.152 | 10000 | 100% | 0 | 564.632 | 161.229 | 18.02 | 342.642 | 0 | 42.742 | 248.48 | 0 | 0 | 564.632 | 248.48 | 316.152 | 0
|  | 723.847 | 248.48 | 0 | 0 | 0 | 475.367 | 9683.848 | 96.84% | 0 | 723.847 | 155.564 | 68.627 | 372.021 | 0 | 127.635 | 248.48 | 0 | 0 | 723.847 | 248.48 | 475.367 | 0
|  | 909.85 | 250.596 | 0 | 0 | 0 | 659.254 | 9208.481 | 92.08% | 0 | 909.85 | 168.743 | 112.244 | 487.397 | 0 | 141.467 | 248.48 | 2.116 | 0 | 909.85 | 250.596 | 659.254 | 0
|  | 989.592 | 284.147 | 0 | 0 | 0 | 705.445 | 8549.227 | 85.49% | 1.1369e-13 | 989.592 | 234.892 | 120.13 | 398.527 | 0 | 236.043 | 248.48 | 35.667 | 0 | 989.592 | 284.147 | 705.445 | 0
|  | 1307.333 | 357.506 | 0 | 0 | 0 | 949.827 | 7843.782 | 78.44% | 0 | 1307.333 | 296.786 | 94.53 | 449.187 | 0 | 466.831 | 248.48 | 109.026 | 0 | 1307.333 | 357.506 | 949.827 | 0
|  | 1157.547 | 485.684 | 0 | 0 | 0 | 671.863 | 6893.955 | 68.94% | 0 | 1157.547 | 391.17 | 72.983 | 280.078 | 0 | 413.316 | 248.48 | 237.204 | 0 | 1157.547 | 485.684 | 671.863 | 0
|  | 1044.535 | 624.112 | 420.423 | 0 | 2500 | 0 | 6222.092 | 62.22% | 0 | 1044.535 | 472.91 | 92.525 | 240.444 | 0 | 238.656 | 248.48 | 375.632 | 7500 | 1044.535 | 624.112 | 0 | 420.423
|  | 889.627 | 682.952 | 206.675 | 0 | 1277.908 | 0 | 8722.092 | 87.22% | 0 | 889.627 | 466.762 | 75.169 | 251.428 | 0 | 96.269 | 248.48 | 434.472 | 7500 | 889.627 | 682.952 | 0 | 206.675
|  | 887.314 | 708.591 | 178.723 | 0 | 0 | 0 | 10000 | 100% | 0 | 887.314 | 604.44 | 52.761 | 226.616 | 0 | 3.497 | 248.48 | 460.111 | 7500 | 887.314 | 708.591 | 0 | 178.723
|  | 769.901 | 769.901 | 0 | 93.281 | 0 | 0 | 10000 | 100% | 0 | 769.901 | 542.106 | 38.143 | 189.653 | 0 | 0 | 248.48 | 614.702 | 0 | 769.901 | 769.901 | 0 | 0
|  | 635.358 | 635.358 | 0 | 1.409 | 0 | 0 | 10000 | 100% | 0 | 635.358 | 411.427 | 24.39 | 199.541 | 0 | 0 | 248.48 | 388.287 | 0 | 635.358 | 635.358 | 0 | 0
|  | 951.077 | 550.475 | 400.602 | 0 | 0 | 0 | 10000 | 100% | 0 | 951.077 | 419.387 | 19.95 | 511.74 | 0 | 0 | 248.48 | 301.995 | 7500 | 951.077 | 550.475 | 0 | 400.602
|  | 947.185 | 340.469 | 0 | 0 | 0 | 606.716 | 10000 | 100% | 0 | 947.185 | 382.426 | 63.171 | 501.588 | 0 | 0 | 248.48 | 91.989 | 0 | 947.185 | 340.469 | 606.716 | 0
|  | 1010.036 | 370.796 | 0 | 0 | 0 | 639.24 | 9393.284 | 93.93% | -1.1369e-13 | 1010.036 | 461.758 | 102.021 | 446.257 | 0 | 0 | 248.48 | 122.316 | 0 | 1010.036 | 370.796 | 639.24 | 0
|  | 819.741 | 299.484 | 0 | 0 | 0 | 520.257 | 8754.044 | 87.54% | 0 | 819.741 | 454.313 | 94.416 | 259.638 | 0 | 11.375 | 248.48 | 51.004 | 0 | 819.741 | 299.484 | 520.257 | 0
|  | 781.899 | 255.419 | 0 | 0 | 0 | 526.48 | 8233.787 | 82.34% | 0 | 781.899 | 469.018 | 76.195 | 213.936 | 0 | 22.75 | 248.48 | 6.939 | 0 | 781.899 | 255.419 | 526.48 | 0
|  | 719.842 | 248.929 | 0 | 0 | 0 | 470.913 | 7707.307 | 77.07% | 0 | 719.842 | 433.318 | 59.187 | 204.115 | 0 | 23.222 | 248.48 | 0.449 | 0 | 719.842 | 248.929 | 470.913 | 0
|  | 759.658 | 248.48 | 511.178 | 0 | 2500 | 0 | 7236.394 | 72.36% | 0 | 759.658 | 458.116 | 60.75 | 217.413 | 0 | 23.379 | 248.48 | 0 | 7500 | 759.658 | 248.48 | 0 | 511.178
|  | 757.24 | 248.48 | 0 | 0 | 0 | 508.76 | 9736.394 | 97.36% | 0 | 757.24 | 464.148 | 84.153 | 186.039 | 0 | 22.9 | 248.48 | 0 | 0 | 757.24 | 248.48 | 508.76 | 0
|  | 1000.149 | 248.48 | 751.669 | 0 | 772.366 | 0 | 9227.634 | 92.28% | 0 | 1000.149 | 421.15 | 82.392 | 473.858 | 0 | 22.75 | 248.48 | 0 | 7500 | 1000.149 | 248.48 | 0 | 751.669
|  | 907.573 | 248.48 | 659.093 | 0 | 0 | 0 | 10000 | 100% | 0 | 907.573 | 311.453 | 46.935 | 513.385 | 0 | 35.801 | 248.48 | 0 | 7500 | 907.573 | 248.48 | 0 | 659.093
|  | 663.886 | 248.48 | 415.406 | 0 | 0 | 0 | 10000 | 100% | 0 | 663.886 | 192.692 | 28.222 | 374.662 | 0 | 68.31 | 248.48 | 0 | 7500 | 663.886 | 248.48 | 0 | 415.406
|  | 561.083 | 248.48 | 312.603 | 0 | 0 | 0 | 10000 | 100% | 0 | 561.083 | 176.234 | 19.66 | 321.105 | 0 | 44.084 | 248.48 | 0 | 7500 | 561.083 | 248.48 | 0 | 312.603
|  | 604.036 | 248.48 | 355.556 | 0 | 0 | 0 | 10000 | 100% | 0 | 604.036 | 163.448 | 18.374 | 359.082 | 0 | 63.132 | 248.48 | 0 | 7500 | 604.036 | 248.48 | 0 | 355.556
|  | 652.061 | 248.48 | 0 | 0 | 0 | 403.581 | 10000 | 100% | 0 | 652.061 | 167.929 | 37.421 | 356.22 | 0 | 90.491 | 248.48 | 0 | 0 | 652.061 | 248.48 | 403.581 | 0
|  | 720.777 | 248.48 | 0 | 0 | 0 | 472.297 | 9596.419 | 95.96% | 0 | 720.777 | 141.677 | 99.107 | 342.654 | 0 | 137.34 | 248.48 | 0 | 0 | 720.777 | 248.48 | 472.297 | 0
|  | 964.784 | 251.425 | 0 | 0 | 0 | 713.359 | 9124.122 | 91.24% | 0 | 964.784 | 198.768 | 105.85 | 403.46 | 0 | 256.707 | 248.48 | 2.945 | 0 | 964.784 | 251.425 | 713.359 | 0
|  | 1125.844 | 258.292 | 0 | 0 | 0 | 867.552 | 8410.763 | 84.11% | 0 | 1125.844 | 339.529 | 116.165 | 409.184 | 0 | 260.966 | 248.48 | 9.812 | 0 | 1125.844 | 258.292 | 867.552 | 0
|  | 1538.643 | 262.698 | 0 | 0 | 0 | 1275.945 | 7543.211 | 75.43% | 0 | 1538.643 | 391.956 | 85.862 | 404.717 | 0 | 656.109 | 248.48 | 14.218 | 0 | 1538.643 | 262.698 | 1275.945 | 0
|  | 968.359 | 294.852 | 0 | 0 | 0 | 673.507 | 6267.266 | 62.67% | 0 | 968.359 | 340.828 | 76.799 | 253.326 | 0 | 297.406 | 248.48 | 46.372 | 0 | 968.359 | 294.852 | 673.507 | 0
|  | 915.664 | 379.208 | 536.456 | 0 | 2500 | 0 | 5593.759 | 55.94% | 0 | 915.664 | 347.803 | 93.143 | 253.927 | 0 | 220.792 | 248.48 | 130.728 | 7500 | 915.664 | 379.208 | 0 | 536.456
|  | 709.73 | 571.669 | 138.061 | 0 | 1906.241 | 0 | 8093.759 | 80.94% | 0 | 709.73 | 309.184 | 60.649 | 227.44 | 0 | 112.458 | 248.48 | 323.189 | 7500 | 709.73 | 571.669 | 0 | 138.061
|  | 707.702 | 707.702 | 0 | 388.259 | 0 | 0 | 10000 | 100% | 0 | 707.702 | 388.247 | 53.24 | 266.215 | 0 | 0 | 248.48 | 847.481 | 0 | 707.702 | 707.702 | 0 | 0
|  | 602.577 | 602.577 | 0 | 723.592 | 0 | 0 | 10000 | 100% | 0 | 602.577 | 357.184 | 25.832 | 219.561 | 0 | 0 | 248.48 | 1077.689 | 0 | 602.577 | 602.577 | 0 | 0
|  | 551.5 | 551.5 | 0 | 358.722 | 0 | 0 | 10000 | 100% | 0 | 551.5 | 322.186 | 19.338 | 209.976 | 0 | 0 | 248.48 | 661.742 | 0 | 551.5 | 551.5 | 0 | 0
|  | 808.298 | 808.298 | 0 | 528.002 | 0 | 0 | 10000 | 100% | 0 | 808.298 | 298.047 | 29.791 | 480.46 | 0 | 0 | 248.48 | 1087.82 | 0 | 808.298 | 808.298 | 0 | 0
|  | 1020.385 | 1020.385 | 0 | 117.373 | 0 | 0 | 10000 | 100% | 0 | 1020.385 | 358.644 | 96.975 | 564.766 | 0 | 0 | 248.48 | 889.278 | 0 | 1020.385 | 1020.385 | 0 | 0
|  | 1036.333 | 1036.333 | 0 | 90.088 | 0 | 0 | 10000 | 100% | 0 | 1036.333 | 493.487 | 94.941 | 447.905 | 0 | 0 | 248.48 | 877.941 | 0 | 1036.333 | 1036.333 | 0 | 0
|  | 841.524 | 591.316 | 0 | 0 | 0 | 250.208 | 10000 | 100% | 0 | 841.524 | 502.928 | 75.177 | 247.819 | 0 | 15.6 | 248.48 | 342.836 | 0 | 841.524 | 591.316 | 250.208 | 0
|  | 734.389 | 398.204 | 0 | 0 | 0 | 336.185 | 9749.792 | 97.5% | 0 | 734.389 | 422.037 | 69.733 | 211.419 | 0 | 31.2 | 248.48 | 149.724 | 0 | 734.389 | 398.204 | 336.185 | 0
|  | 804.274 | 303.524 | 0 | 0 | 0 | 500.75 | 9413.607 | 94.14% | 0 | 804.274 | 475.935 | 58.429 | 238.553 | 0 | 31.357 | 248.48 | 55.044 | 0 | 804.274 | 303.524 | 500.75 | 0
|  | 759.194 | 253.816 | 505.378 | 0 | 1087.143 | 0 | 8912.857 | 89.13% | 0 | 759.194 | 447.092 | 73.145 | 207.6 | 0 | 31.357 | 248.48 | 5.336 | 7500 | 759.194 | 253.816 | 0 | 505.378
|  | 895.563 | 248.48 | 0 | 0 | 0 | 647.083 | 10000 | 100% | 0 | 895.563 | 537.682 | 92.341 | 234.341 | 0 | 31.2 | 248.48 | 0 | 0 | 895.563 | 248.48 | 647.083 | 0
|  | 945.615 | 248.48 | 697.135 | 0 | 647.083 | 0 | 9352.917 | 93.53% | 0 | 945.615 | 405.04 | 68.399 | 440.976 | 0 | 31.2 | 248.48 | 0 | 7500 | 945.615 | 248.48 | 0 | 697.135
|  | 884.4 | 248.48 | 635.92 | 0 | 0 | 0 | 10000 | 100% | 0 | 884.4 | 289.247 | 35.803 | 533.676 | 0 | 25.675 | 248.48 | 0 | 7500 | 884.4 | 248.48 | 0 | 635.92
|  | 650.711 | 248.48 | 402.231 | 0 | 0 | 0 | 10000 | 100% | 0 | 650.711 | 192.727 | 20.589 | 414.683 | 0 | 22.712 | 248.48 | 0 | 7500 | 650.711 | 248.48 | 0 | 402.231
|  | 609.183 | 248.48 | 360.703 | 0 | 0 | 0 | 10000 | 100% | 0 | 609.183 | 184.476 | 16.129 | 358.215 | 0 | 50.363 | 248.48 | 0 | 7500 | 609.183 | 248.48 | 0 | 360.703
|  | 680.603 | 248.48 | 432.123 | 0 | 0 | 0 | 10000 | 100% | 0 | 680.603 | 163.219 | 18.631 | 363.406 | 0 | 135.348 | 248.48 | 0 | 7500 | 680.603 | 248.48 | 0 | 432.123
|  | 722.103 | 248.48 | 0 | 0 | 0 | 473.623 | 10000 | 100% | 0 | 722.103 | 151.58 | 63.874 | 342.119 | 0 | 164.53 | 248.48 | 0 | 0 | 722.103 | 248.48 | 473.623 | 0
|  | 863.86 | 248.48 | 0 | 0 | 0 | 615.38 | 9526.377 | 95.26% | 0 | 863.86 | 154.801 | 110.028 | 382.754 | 0 | 216.278 | 248.48 | 0 | 0 | 863.86 | 248.48 | 615.38 | 0
|  | 857.031 | 248.482 | 0 | 0 | 0 | 608.549 | 8910.997 | 89.11% | 0 | 857.031 | 172.135 | 112.745 | 414.855 | 0 | 157.295 | 248.48 | 0.002 | 0 | 857.031 | 248.482 | 608.549 | 0
|  | 1159.729 | 253.39 | 0 | 0 | 0 | 906.339 | 8302.448 | 83.02% | 0 | 1159.729 | 333.792 | 89.047 | 398.754 | 0 | 338.137 | 248.48 | 4.91 | 0 | 1159.729 | 253.39 | 906.339 | 0
|  | 1307.473 | 317.448 | 0 | 0 | 0 | 990.025 | 7396.109 | 73.96% | 0 | 1307.473 | 411.472 | 65.972 | 445.498 | 0 | 384.531 | 248.48 | 68.968 | 0 | 1307.473 | 317.448 | 990.025 | 0
|  | 921.36 | 349.768 | 0 | 0 | 0 | 571.592 | 6406.084 | 64.06% | -1.1369e-13 | 921.36 | 364.608 | 85.857 | 279.133 | 0 | 191.762 | 248.48 | 101.288 | 0 | 921.36 | 349.768 | 571.592 | 0
|  | 864.791 | 672.127 | 192.664 | 0 | 2500 | 0 | 5834.492 | 58.34% | 0 | 864.791 | 315.971 | 72.631 | 245.322 | 0 | 230.868 | 248.48 | 423.647 | 7500 | 864.791 | 672.127 | 0 | 192.664
|  | 890.508 | 702.615 | 187.893 | 0 | 1665.508 | 0 | 8334.492 | 83.34% | 0 | 890.508 | 320.15 | 60.679 | 276.386 | 0 | 233.294 | 248.48 | 454.135 | 7500 | 890.508 | 702.615 | 0 | 187.893
|  | 762.727 | 494.312 | 268.415 | 0 | 0 | 0 | 10000 | 100% | 0 | 762.727 | 374.539 | 38.323 | 254.234 | 0 | 95.631 | 248.48 | 245.832 | 7500 | 762.727 | 494.312 | 0 | 268.415
|  | 633.219 | 436.054 | 197.165 | 0 | 0 | 0 | 10000 | 100% | 0 | 633.219 | 360.788 | 24.5 | 247.931 | 0 | 0 | 248.48 | 187.574 | 7500 | 633.219 | 436.054 | 0 | 197.165
|  | 657.271 | 416.739 | 240.532 | 0 | 0 | 0 | 10000 | 100% | 0 | 657.271 | 322.649 | 20.849 | 313.774 | 0 | 0 | 248.48 | 168.259 | 7500 | 657.271 | 416.739 | 0 | 240.532
|  | 891.441 | 493.939 | 397.502 | 0 | 0 | 0 | 10000 | 100% | 0 | 891.441 | 273.106 | 64.934 | 553.401 | 0 | 0 | 248.48 | 245.459 | 7500 | 891.441 | 493.939 | 0 | 397.502
|  | 1228.604 | 403.03 | 0 | 0 | 0 | 825.574 | 10000 | 100% | 0 | 1228.604 | 388.516 | 105.127 | 734.961 | 0 | 0 | 248.48 | 154.55 | 0 | 1228.604 | 403.03 | 825.574 | 0
|  | 952.33 | 397.023 | 0 | 0 | 0 | 555.307 | 9174.426 | 91.74% | 0 | 952.33 | 418.716 | 89.779 | 443.835 | 0 | 0 | 248.48 | 148.543 | 0 | 952.33 | 397.023 | 555.307 | 0
|  | 799.522 | 423.86 | 0 | 0 | 0 | 375.662 | 8619.119 | 86.19% | 0 | 799.522 | 445.142 | 71.652 | 269.892 | 0 | 12.837 | 248.48 | 175.38 | 0 | 799.522 | 423.86 | 375.662 | 0
|  | 897.05 | 311.497 | 0 | 0 | 0 | 585.553 | 8243.457 | 82.43% | 0 | 897.05 | 472.513 | 66.766 | 332.096 | 0 | 25.675 | 248.48 | 63.017 | 0 | 897.05 | 311.497 | 585.553 | 0
|  | 884.457 | 250.595 | 0 | 0 | 0 | 633.862 | 7657.904 | 76.58% | 0 | 884.457 | 486.215 | 58.369 | 314.198 | 0 | 25.675 | 248.48 | 2.115 | 0 | 884.457 | 250.595 | 633.862 | 0
|  | 816.712 | 248.48 | 568.232 | 0 | 2500 | 0 | 7024.042 | 70.24% | 0 | 816.712 | 454.272 | 91.539 | 245.226 | 0 | 25.675 | 248.48 | 0 | 7500 | 816.712 | 248.48 | 0 | 568.232
|  | 962.682 | 248.48 | 0 | 0 | 0 | 714.202 | 9524.042 | 95.24% | 0 | 962.682 | 553.548 | 77.263 | 306.196 | 0 | 25.675 | 248.48 | 0 | 0 | 962.682 | 248.48 | 714.202 | 0
|  | 893.526 | 248.48 | 645.046 | 0 | 1190.16 | 0 | 8809.84 | 88.1% | 0 | 893.526 | 416.21 | 67.399 | 384.242 | 0 | 25.675 | 248.48 | 0 | 7500 | 893.526 | 248.48 | 0 | 645.046
|  | 982.875 | 248.48 | 734.395 | 0 | 0 | 0 | 10000 | 100% | 0 | 982.875 | 302.287 | 24.852 | 628.815 | 0 | 26.922 | 248.48 | 0 | 7500 | 982.875 | 248.48 | 0 | 734.395
|  | 859.856 | 248.48 | 611.376 | 0 | 0 | 0 | 10000 | 100% | 0 | 859.856 | 206.838 | 19.707 | 537.371 | 0 | 95.94 | 248.48 | 0 | 7500 | 859.856 | 248.48 | 0 | 611.376
|  | 719.729 | 248.48 | 471.249 | 0 | 0 | 0 | 10000 | 100% | 0 | 719.729 | 194.225 | 15.565 | 438.357 | 0 | 71.583 | 248.48 | 0 | 7500 | 719.729 | 248.48 | 0 | 471.249
|  | 592.752 | 248.48 | 344.272 | 0 | 0 | 0 | 10000 | 100% | 0 | 592.752 | 146.842 | 32.468 | 386.35 | 0 | 27.092 | 248.48 | 0 | 7500 | 592.752 | 248.48 | 0 | 344.272
|  | 824.145 | 248.48 | 0 | 0 | 0 | 575.665 | 10000 | 100% | 0 | 824.145 | 156.101 | 100.472 | 523.364 | 0 | 44.209 | 248.48 | 0 | 0 | 824.145 | 248.48 | 575.665 | 0
|  | 947.449 | 248.48 | 0 | 0 | 0 | 698.969 | 9424.335 | 94.24% | 0 | 947.449 | 162.039 | 109.007 | 589.451 | 0 | 86.953 | 248.48 | 0 | 0 | 947.449 | 248.48 | 698.969 | 0
|  | 1034.264 | 249.001 | 0 | 0 | 0 | 785.263 | 8725.366 | 87.25% | 0 | 1034.264 | 180.246 | 116.37 | 530.518 | 0 | 207.13 | 248.48 | 0.521 | 0 | 1034.264 | 249.001 | 785.263 | 0
|  | 926.613 | 250.635 | 0 | 0 | 0 | 675.978 | 7940.103 | 79.4% | 0 | 926.613 | 280.542 | 75.864 | 434.065 | 0 | 136.142 | 248.48 | 2.155 | 0 | 926.613 | 250.635 | 675.978 | 0
|  | 1320.74 | 281.184 | 0 | 0 | 0 | 1039.556 | 7264.125 | 72.64% | 0 | 1320.74 | 361.103 | 77.329 | 522.342 | 0 | 359.966 | 248.48 | 32.704 | 0 | 1320.74 | 281.184 | 1039.556 | 0
|  | 1150.794 | 346.417 | 0 | 0 | 0 | 804.377 | 6224.569 | 62.25% | 0 | 1150.794 | 308.612 | 99.86 | 448.881 | 0 | 293.442 | 248.48 | 97.937 | 0 | 1150.794 | 346.417 | 804.377 | 0
|  | 1282.147 | 419.893 | 862.254 | 0 | 2500 | 0 | 5420.192 | 54.2% | 0 | 1282.147 | 393.471 | 65.014 | 499.272 | 0 | 324.39 | 248.48 | 171.413 | 7500 | 1282.147 | 419.893 | 0 | 862.254
|  | 1039.548 | 465.545 | 574.003 | 0 | 2079.808 | 0 | 7920.192 | 79.2% | 0 | 1039.548 | 323.561 | 50.039 | 392.853 | 0 | 273.095 | 248.48 | 217.065 | 7500 | 1039.548 | 465.545 | 0 | 574.003
|  | 988.968 | 507.661 | 481.307 | 0 | 0 | 0 | 10000 | 100% | 0 | 988.968 | 402.672 | 25.051 | 387.327 | 0 | 173.918 | 248.48 | 259.181 | 7500 | 988.968 | 507.661 | 0 | 481.307
|  | 819.657 | 819.657 | 0 | 72.986 | 0 | 0 | 10000 | 100% | 0 | 819.657 | 325.289 | 21.361 | 398.27 | 0 | 74.737 | 248.48 | 644.163 | 0 | 819.657 | 819.657 | 0 | 0
|  | 679.247 | 679.247 | 0 | 289.213 | 0 | 0 | 10000 | 100% | 0 | 679.247 | 296.136 | 28.02 | 350.17 | 0 | 4.921 | 248.48 | 719.98 | 0 | 679.247 | 679.247 | 0 | 0
|  | 1026.655 | 651.884 | 374.771 | 0 | 0 | 0 | 10000 | 100% | 0 | 1026.655 | 312.096 | 105.636 | 608.923 | 0 | 0 | 248.48 | 403.404 | 7500 | 1026.655 | 651.884 | 0 | 374.771
|  | 1098.784 | 549.545 | 0 | 0 | 0 | 549.239 | 10000 | 100% | 0 | 1098.784 | 341.228 | 104.611 | 652.946 | 0 | 0 | 248.48 | 301.065 | 0 | 1098.784 | 549.545 | 549.239 | 0
|  | 1083.75 | 406.993 | 0 | 0 | 0 | 676.757 | 9450.761 | 94.51% | 0 | 1083.75 | 461.063 | 82.799 | 539.889 | 0 | 0 | 248.48 | 158.513 | 0 | 1083.75 | 406.993 | 676.757 | 0
|  | 1009.718 | 524.318 | 0 | 0 | 0 | 485.4 | 8774.004 | 87.74% | 0 | 1009.718 | 541.141 | 68.769 | 386.971 | 0 | 12.837 | 248.48 | 275.838 | 0 | 1009.718 | 524.318 | 485.4 | 0
|  | 817.125 | 306.294 | 0 | 0 | 0 | 510.831 | 8288.604 | 82.89% | 0 | 817.125 | 453.603 | 58.939 | 278.908 | 0 | 25.675 | 248.48 | 57.814 | 0 | 817.125 | 306.294 | 510.831 | 0
|  | 808.101 | 294.805 | 0 | 0 | 0 | 513.296 | 7777.773 | 77.78% | -1.1369e-13 | 808.101 | 417.547 | 73.845 | 290.5 | 0 | 26.21 | 248.48 | 46.325 | 0 | 808.101 | 294.805 | 513.296 | 0
|  | 887.086 | 249.092 | 637.994 | 0 | 2500 | 0 | 7264.477 | 72.64% | 0 | 887.086 | 476.956 | 91.172 | 292.392 | 0 | 26.566 | 248.48 | 0.612 | 7500 | 887.086 | 249.092 | 0 | 637.994
|  | 950.461 | 248.48 | 0 | 0 | 0 | 701.981 | 9764.477 | 97.64% | 0 | 950.461 | 540.068 | 70.194 | 312.921 | 0 | 27.279 | 248.48 | 0 | 0 | 950.461 | 248.48 | 701.981 | 0
|  | 1059.981 | 248.48 | 811.501 | 0 | 937.504 | 0 | 9062.496 | 90.62% | 0 | 1059.981 | 429.844 | 55.669 | 547.012 | 0 | 27.457 | 248.48 | 0 | 7500 | 1059.981 | 248.48 | 0 | 811.501
|  | 856.671 | 248.48 | 608.191 | 0 | 0 | 0 | 10000 | 100% | 0 | 856.671 | 269.193 | 21.512 | 538.174 | 0 | 27.792 | 248.48 | 0 | 7500 | 856.671 | 248.48 | 0 | 608.191
|  | 701.659 | 248.48 | 453.179 | 0 | 0 | 0 | 10000 | 100% | 0 | 701.659 | 196.651 | 14.832 | 466.469 | 0 | 23.707 | 248.48 | 0 | 7500 | 701.659 | 248.48 | 0 | 453.179
|  | 703.994 | 248.48 | 455.514 | 0 | 0 | 0 | 10000 | 100% | 0 | 703.994 | 155.447 | 18.164 | 510.133 | 0 | 20.25 | 248.48 | 0 | 7500 | 703.994 | 248.48 | 0 | 455.514
|  | 818.277 | 248.48 | 569.797 | 0 | 0 | 0 | 10000 | 100% | 0 | 818.277 | 170.125 | 63.564 | 512.663 | 0 | 71.925 | 248.48 | 0 | 7500 | 818.277 | 248.48 | 0 | 569.797
|  | 774.485 | 248.48 | 0 | 0 | 0 | 526.005 | 10000 | 100% | 0 | 774.485 | 151.565 | 108.303 | 410.428 | 0 | 104.19 | 248.48 | 0 | 0 | 774.485 | 248.48 | 526.005 | 0
|  | 861.852 | 248.48 | 0 | 0 | 0 | 613.372 | 9473.995 | 94.74% | 0 | 861.852 | 161.003 | 113.858 | 544.874 | 0 | 42.117 | 248.48 | 0 | 0 | 861.852 | 248.48 | 613.372 | 0
|  | 962.465 | 254.126 | 0 | 0 | 0 | 708.339 | 8860.623 | 88.61% | 0 | 962.465 | 184.413 | 90.227 | 620.592 | 0 | 67.234 | 248.48 | 5.646 | 0 | 962.465 | 254.126 | 708.339 | 0
|  | 1080.454 | 290.481 | 0 | 0 | 0 | 789.973 | 8152.284 | 81.52% | 0 | 1080.454 | 303.447 | 66.856 | 507.355 | 0 | 202.797 | 248.48 | 42.001 | 0 | 1080.454 | 290.481 | 789.973 | 0
|  | 1596.857 | 298.252 | 0 | 0 | 0 | 1298.605 | 7362.311 | 73.62% | 0 | 1596.857 | 397.631 | 97.067 | 634.708 | 0 | 467.452 | 248.48 | 49.772 | 0 | 1596.857 | 298.252 | 1298.605 | 0
|  | 1456.323 | 597.548 | 0 | 0 | 0 | 858.775 | 6063.706 | 60.64% | 0 | 1456.323 | 394.207 | 77.996 | 513.328 | 0 | 470.792 | 248.48 | 349.068 | 0 | 1456.323 | 597.548 | 858.775 | 0
|  | 1234.641 | 1234.641 | 0 | 62.965 | 62.965 | 0 | 5204.931 | 52.05% | 0 | 1234.641 | 380.837 | 54.97 | 499.441 | 0 | 299.393 | 248.48 | 1049.126 | 0 | 1234.641 | 1234.641 | 0 | 0
|  | 1005.562 | 1005.562 | 0 | 827.418 | 827.418 | 0 | 5267.896 | 52.68% | 0 | 1005.562 | 350.91 | 39.317 | 466.821 | 0 | 148.514 | 248.48 | 1584.5 | 0 | 1005.562 | 1005.562 | 0 | 0
|  | 800.169 | 800.169 | 0 | 690.134 | 690.134 | 0 | 6095.314 | 60.95% | 0 | 800.169 | 322.957 | 21.913 | 389.283 | 0 | 66.016 | 248.48 | 1241.823 | 0 | 800.169 | 800.169 | 0 | 0
|  | 800.732 | 800.732 | 0 | 661.157 | 661.157 | 0 | 6785.448 | 67.85% | 0 | 800.732 | 350.285 | 19.29 | 431.157 | 0 | 0 | 248.48 | 1213.409 | 0 | 800.732 | 800.732 | 0 | 0
|  | 742.239 | 742.239 | 0 | 709.038 | 709.038 | 0 | 7446.605 | 74.47% | 0 | 742.239 | 310.966 | 60.345 | 370.929 | 0 | 0 | 248.48 | 1202.797 | 0 | 742.239 | 742.239 | 0 | 0
|  | 1102.146 | 1102.146 | 0 | 417.176 | 417.176 | 0 | 8155.643 | 81.56% | 0 | 1102.146 | 284.822 | 114.703 | 702.622 | 0 | 0 | 248.48 | 1270.842 | 0 | 1102.146 | 1102.146 | 0 | 0
|  | 1141.551 | 1141.551 | 0 | 84.08 | 84.08 | 0 | 8572.819 | 85.73% | 0 | 1141.551 | 360.833 | 88.638 | 692.08 | 0 | 0 | 248.48 | 977.151 | 0 | 1141.551 | 1141.551 | 0 | 0
|  | 1124.261 | 595.736 | 0 | 0 | 0 | 528.525 | 8656.899 | 86.57% | 0 | 1124.261 | 419.109 | 83.509 | 621.644 | 0 | 0 | 248.48 | 347.256 | 0 | 1124.261 | 595.736 | 528.525 | 0
|  | 777.05 | 338.727 | 0 | 0 | 0 | 438.323 | 8128.374 | 81.28% | 0 | 777.05 | 445.123 | 69.528 | 249.237 | 0 | 13.163 | 248.48 | 90.247 | 0 | 777.05 | 338.727 | 438.323 | 0
|  | 842.812 | 277.627 | 0 | 0 | 0 | 565.185 | 7690.051 | 76.9% | 1.1369e-13 | 842.812 | 479.223 | 58.242 | 279.023 | 0 | 26.325 | 248.48 | 29.147 | 0 | 842.812 | 277.627 | 565.185 | 0
|  | 795.012 | 250.993 | 0 | 0 | 0 | 544.019 | 7124.866 | 71.25% | 0 | 795.012 | 411.289 | 85.209 | 271.98 | 0 | 26.534 | 248.48 | 2.513 | 0 | 795.012 | 250.993 | 544.019 | 0
|  | 874.165 | 248.48 | 625.685 | 0 | 2500 | 0 | 6580.847 | 65.81% | 0 | 874.165 | 497.963 | 76.658 | 272.59 | 0 | 26.954 | 248.48 | 0 | 7500 | 874.165 | 248.48 | 0 | 625.685
|  | 911.353 | 248.48 | 0 | 0 | 0 | 662.873 | 9080.847 | 90.81% | 0 | 911.353 | 550.24 | 64.681 | 268.22 | 0 | 28.212 | 248.48 | 0 | 0 | 911.353 | 248.48 | 662.873 | 0
|  | 984.435 | 248.48 | 735.955 | 0 | 1582.026 | 0 | 8417.974 | 84.18% | 0 | 984.435 | 408.011 | 39.436 | 508.567 | 0 | 28.421 | 248.48 | 0 | 7500 | 984.435 | 248.48 | 0 | 735.955
|  | 1006.532 | 248.48 | 758.052 | 0 | 0 | 0 | 10000 | 100% | 0 | 1006.532 | 327.773 | 18.198 | 629.194 | 0 | 31.367 | 248.48 | 0 | 7500 | 1006.532 | 248.48 | 0 | 758.052
|  | 797.048 | 248.48 | 548.568 | 0 | 0 | 0 | 10000 | 100% | 0 | 797.048 | 221.736 | 15.951 | 496.004 | 0 | 63.358 | 248.48 | 0 | 7500 | 797.048 | 248.48 | 0 | 548.568
|  | 732.83 | 248.48 | 484.35 | 0 | 0 | 0 | 10000 | 100% | 0 | 732.83 | 161.762 | 35.055 | 507.363 | 0 | 28.65 | 248.48 | 0 | 7500 | 732.83 | 248.48 | 0 | 484.35
|  | 870.701 | 248.48 | 622.221 | 0 | 0 | 0 | 10000 | 100% | 0 | 870.701 | 185.665 | 98.903 | 562.714 | 0 | 23.419 | 248.48 | 0 | 7500 | 870.701 | 248.48 | 0 | 622.221
|  | 710.385 | 248.48 | 0 | 0 | 0 | 461.905 | 10000 | 100% | 0 | 710.385 | 142.549 | 103.115 | 440.825 | 0 | 23.896 | 248.48 | 0 | 0 | 710.385 | 248.48 | 461.905 | 0
|  | 879.278 | 248.48 | 0 | 0 | 0 | 630.798 | 9538.095 | 95.38% | 0 | 879.278 | 177.779 | 112.561 | 543.423 | 0 | 45.515 | 248.48 | 0 | 0 | 879.278 | 248.48 | 630.798 | 0
|  | 845.215 | 255.829 | 0 | 0 | 0 | 589.386 | 8907.297 | 89.07% | 0 | 845.215 | 169.821 | 76.685 | 470.902 | 0 | 127.807 | 248.48 | 7.349 | 0 | 845.215 | 255.829 | 589.386 | 0
|  | 1180.378 | 297.778 | 0 | 0 | 0 | 882.6 | 8317.911 | 83.18% | 0 | 1180.378 | 325.204 | 79.444 | 562.979 | 0 | 212.751 | 248.48 | 49.298 | 0 | 1180.378 | 297.778 | 882.6 | 0
|  | 1577.034 | 421.963 | 0 | 0 | 0 | 1155.071 | 7435.311 | 74.35% | 0 | 1577.034 | 372.728 | 92.805 | 688.566 | 0 | 422.936 | 248.48 | 173.483 | 0 | 1577.034 | 421.963 | 1155.071 | 0
|  | 1145.15 | 584.256 | 0 | 0 | 0 | 560.894 | 6280.24 | 62.8% | 0 | 1145.15 | 377.565 | 57.59 | 482.948 | 0 | 227.047 | 248.48 | 335.776 | 0 | 1145.15 | 584.256 | 560.894 | 0
|  | 1169.029 | 662.547 | 506.482 | 0 | 2500 | 0 | 5719.346 | 57.19% | 0 | 1169.029 | 359.445 | 53.935 | 438.559 | 0 | 317.09 | 248.48 | 414.067 | 7500 | 1169.029 | 662.547 | 0 | 506.482
|  | 1093.379 | 311.206 | 782.173 | 0 | 1780.654 | 0 | 8219.346 | 82.19% | 0 | 1093.379 | 349.223 | 28.074 | 572.91 | 0 | 143.172 | 248.48 | 62.726 | 7500 | 1093.379 | 311.206 | 0 | 782.173
|  | 1048.478 | 509.434 | 539.044 | 0 | 0 | 0 | 10000 | 100% | 0 | 1048.478 | 388.383 | 22.472 | 482.814 | 0 | 154.81 | 248.48 | 260.954 | 7500 | 1048.478 | 509.434 | 0 | 539.044
|  | 808.23 | 698.248 | 109.982 | 0 | 0 | 0 | 10000 | 100% | 0 | 808.23 | 356.8 | 30.374 | 364.929 | 0 | 56.127 | 248.48 | 449.768 | 7500 | 808.23 | 698.248 | 0 | 109.982
|  | 817.494 | 470.546 | 346.948 | 0 | 0 | 0 | 10000 | 100% | 0 | 817.494 | 329.916 | 104.188 | 383.39 | 0 | 0 | 248.48 | 222.066 | 7500 | 817.494 | 470.546 | 0 | 346.948
|  | 1113.669 | 513.782 | 599.887 | 0 | 0 | 0 | 10000 | 100% | 0 | 1113.669 | 310.216 | 97.058 | 706.396 | 0 | 0 | 248.48 | 265.302 | 7500 | 1113.669 | 513.782 | 0 | 599.887
|  | 1280.481 | 626.173 | 0 | 0 | 0 | 654.308 | 10000 | 100% | 0 | 1280.481 | 377.894 | 87.666 | 814.92 | 0 | 0 | 248.48 | 377.693 | 0 | 1280.481 | 626.173 | 654.308 | 0
|  | 1062.685 | 850.029 | 0 | 0 | 0 | 212.656 | 9345.692 | 93.46% | 0 | 1062.685 | 431.595 | 72.515 | 558.575 | 0 | 0 | 248.48 | 601.549 | 0 | 1062.685 | 850.029 | 212.656 | 0
|  | 915.518 | 737.346 | 0 | 0 | 0 | 178.172 | 9133.036 | 91.33% | 0 | 915.518 | 523.617 | 60.753 | 316.198 | 0 | 14.95 | 248.48 | 488.866 | 0 | 915.518 | 737.346 | 178.172 | 0
|  | 886.888 | 728.417 | 0 | 0 | 0 | 158.471 | 8954.864 | 89.55% | 0 | 886.888 | 462.243 | 74.21 | 320.536 | 0 | 29.9 | 248.48 | 479.937 | 0 | 886.888 | 728.417 | 158.471 | 0
|  | 888.669 | 400.531 | 0 | 0 | 0 | 488.138 | 8796.393 | 87.96% | 0 | 888.669 | 479.787 | 87.634 | 291.348 | 0 | 29.9 | 248.48 | 152.051 | 0 | 888.669 | 400.531 | 488.138 | 0
|  | 778.236 | 253.832 | 524.404 | 0 | 1691.745 | 0 | 8308.255 | 83.08% | 0 | 778.236 | 438.573 | 65.813 | 243.741 | 0 | 30.109 | 248.48 | 5.352 | 7500 | 778.236 | 253.832 | 0 | 524.404
|  | 834.211 | 248.48 | 0 | 0 | 0 | 585.731 | 10000 | 100% | 0 | 834.211 | 492.424 | 60.554 | 249.656 | 0 | 31.576 | 248.48 | 0 | 0 | 834.211 | 248.48 | 585.731 | 0
|  | 1092.649 | 248.48 | 844.169 | 0 | 585.731 | 0 | 9414.269 | 94.14% | 0 | 1092.649 | 479.135 | 26.812 | 554.707 | 0 | 31.996 | 248.48 | 0 | 7500 | 1092.649 | 248.48 | 0 | 844.169
|  | 889.683 | 248.48 | 641.203 | 0 | 0 | 0 | 10000 | 100% | 0 | 889.683 | 320.313 | 16.921 | 520.95 | 0 | 31.499 | 248.48 | 0 | 7500 | 889.683 | 248.48 | 0 | 641.203
|  | 871.053 | 248.48 | 622.573 | 0 | 0 | 0 | 10000 | 100% | 0 | 871.053 | 251.177 | 20.619 | 564.679 | 0 | 34.578 | 248.48 | 0 | 7500 | 871.053 | 248.48 | 0 | 622.573
|  | 744.531 | 248.48 | 496.051 | 0 | 0 | 0 | 10000 | 100% | 0 | 744.531 | 173.27 | 60.051 | 462.802 | 0 | 48.409 | 248.48 | 0 | 7500 | 744.531 | 248.48 | 0 | 496.051
|  | 748.069 | 248.48 | 499.589 | 0 | 0 | 0 | 10000 | 100% | 0 | 748.069 | 175.609 | 118.851 | 390.63 | 0 | 62.979 | 248.48 | 0 | 7500 | 748.069 | 248.48 | 0 | 499.589
|  | 929.859 | 248.48 | 0 | 0 | 0 | 681.379 | 10000 | 100% | 0 | 929.859 | 170.405 | 109.844 | 473.775 | 0 | 175.836 | 248.48 | 0 | 0 | 929.859 | 248.48 | 681.379 | 0
|  | 758.338 | 248.48 | 0 | 0 | 0 | 509.858 | 9318.621 | 93.19% | 0 | 758.338 | 177.265 | 90.184 | 442.965 | 0 | 47.923 | 248.48 | 0 | 0 | 758.338 | 248.48 | 509.858 | 0
|  | 858.31 | 321.231 | 0 | 0 | 0 | 537.079 | 8808.763 | 88.09% | 0 | 858.31 | 185.233 | 72.48 | 512.441 | 0 | 88.156 | 248.48 | 72.751 | 0 | 858.31 | 321.231 | 537.079 | 0
|  | 881.483 | 585.441 | 0 | 0 | 0 | 296.042 | 8271.684 | 82.72% | 0 | 881.483 | 235.488 | 87.131 | 405.018 | 0 | 153.846 | 248.48 | 336.961 | 0 | 881.483 | 585.441 | 296.042 | 0
|  | 1228.824 | 1228.824 | 0 | 344.76 | 344.76 | 0 | 7975.642 | 79.76% | 0 | 1228.824 | 325.027 | 79.503 | 569.159 | 0 | 255.135 | 248.48 | 1325.104 | 0 | 1228.824 | 1228.824 | 0 | 0
|  | 1092.601 | 846.849 | 0 | 0 | 0 | 245.752 | 8320.402 | 83.2% | 0 | 1092.601 | 384.654 | 54.043 | 372.959 | 0 | 280.945 | 248.48 | 598.369 | 0 | 1092.601 | 846.849 | 245.752 | 0
|  | 1200.412 | 1200.412 | 0 | 446.858 | 446.858 | 0 | 8074.65 | 80.75% | 0 | 1200.412 | 425.674 | 37.126 | 285.408 | 0 | 452.204 | 248.48 | 1398.79 | 0 | 1200.412 | 1200.412 | 0 | 0
|  | 987.898 | 987.898 | 0 | 867.117 | 867.117 | 0 | 8521.508 | 85.22% | 0 | 987.898 | 492.76 | 22.778 | 287.333 | 0 | 185.027 | 248.48 | 1606.535 | 0 | 987.898 | 987.898 | 0 | 0
|  | 953.799 | 953.799 | 0 | 1041.43 | 611.375 | 0 | 9388.625 | 93.89% | 0 | 953.799 | 528.328 | 19.8 | 295.016 | 0 | 110.655 | 248.48 | 1746.749 | 0 | 953.799 | 953.799 | 0 | 0
|  | 932.847 | 932.847 | 0 | 1036.146 | 0 | 0 | 10000 | 100% | 0 | 932.847 | 519.271 | 55.03 | 280.447 | 0 | 78.099 | 248.48 | 1720.513 | 0 | 932.847 | 932.847 | 0 | 0
|  | 736.871 | 736.871 | 0 | 1268.818 | 0 | 0 | 10000 | 100% | 0 | 736.871 | 393.385 | 101.15 | 207.416 | 0 | 34.92 | 248.48 | 1757.209 | 0 | 736.871 | 736.871 | 0 | 0
|  | 993.583 | 993.583 | 0 | 867.122 | 0 | 0 | 10000 | 100% | 0 | 993.583 | 400.325 | 78.952 | 514.306 | 0 | 0 | 248.48 | 1612.225 | 0 | 993.583 | 993.583 | 0 | 0
|  | 1034.472 | 1034.472 | 0 | 581.868 | 0 | 0 | 10000 | 100% | 0 | 1034.472 | 423.08 | 84.786 | 526.607 | 0 | 0 | 248.48 | 1367.86 | 0 | 1034.472 | 1034.472 | 0 | 0
|  | 893.186 | 893.186 | 0 | 442.991 | 0 | 0 | 10000 | 100% | 0 | 893.186 | 402.952 | 64.271 | 425.963 | 0 | 0 | 248.48 | 1087.697 | 0 | 893.186 | 893.186 | 0 | 0
|  | 725.927 | 725.927 | 0 | 189.905 | 0 | 0 | 10000 | 100% | 0 | 725.927 | 431.954 | 57.267 | 221.106 | 0 | 15.6 | 248.48 | 667.352 | 0 | 725.927 | 725.927 | 0 | 0
|  | 777.363 | 739.335 | 0 | 0 | 0 | 38.028 | 10000 | 100% | 0 | 777.363 | 459.141 | 83.981 | 203.041 | 0 | 31.2 | 248.48 | 490.855 | 0 | 777.363 | 739.335 | 38.028 | 0
|  | 792.8 | 507.176 | 0 | 0 | 0 | 285.624 | 9961.972 | 99.62% | 0 | 792.8 | 439.192 | 81.581 | 240.827 | 0 | 31.2 | 248.48 | 258.696 | 0 | 792.8 | 507.176 | 285.624 | 0
|  | 827.885 | 262.946 | 564.939 | 0 | 323.652 | 0 | 9676.348 | 96.76% | 0 | 827.885 | 486.387 | 68.992 | 241.306 | 0 | 31.2 | 248.48 | 14.466 | 7500 | 827.885 | 262.946 | 0 | 564.939
|  | 749.605 | 248.48 | 0 | 0 | 0 | 501.125 | 10000 | 100% | 0 | 749.605 | 455.072 | 40.623 | 222.71 | 0 | 31.2 | 248.48 | 0 | 0 | 749.605 | 248.48 | 501.125 | 0
|  | 894.655 | 248.48 | 646.175 | 0 | 501.125 | 0 | 9498.875 | 94.99% | 0 | 894.655 | 411.034 | 22.293 | 430.128 | 0 | 31.2 | 248.48 | 0 | 7500 | 894.655 | 248.48 | 0 | 646.175
|  | 984.216 | 248.48 | 735.736 | 0 | 0 | 0 | 10000 | 100% | 0 | 984.216 | 330.741 | 17.749 | 609.602 | 0 | 26.124 | 248.48 | 0 | 7500 | 984.216 | 248.48 | 0 | 735.736
|  | 835.249 | 248.48 | 586.769 | 0 | 0 | 0 | 10000 | 100% | 0 | 835.249 | 229.257 | 33.2 | 510.856 | 0 | 61.937 | 248.48 | 0 | 7500 | 835.249 | 248.48 | 0 | 586.769
|  | 995.82 | 248.48 | 747.34 | 0 | 0 | 0 | 10000 | 100% | 0 | 995.82 | 181.99 | 110.352 | 459.468 | 0 | 244.01 | 248.48 | 0 | 7500 | 995.82 | 248.48 | 0 | 747.34
|  | 715.405 | 248.48 | 466.925 | 0 | 0 | 0 | 10000 | 100% | 0 | 715.405 | 152.99 | 104.191 | 393.069 | 0 | 65.155 | 248.48 | 0 | 7500 | 715.405 | 248.48 | 0 | 466.925
|  | 720.186 | 248.48 | 0 | 0 | 0 | 471.706 | 10000 | 100% | 0 | 720.186 | 164.124 | 119.402 | 417.001 | 0 | 19.659 | 248.48 | 0 | 0 | 720.186 | 248.48 | 471.706 | 0
|  | 735.523 | 248.48 | 0 | 0 | 0 | 487.043 | 9528.294 | 95.28% | 0 | 735.523 | 161.425 | 79.58 | 461.627 | 0 | 32.891 | 248.48 | 0 | 0 | 735.523 | 248.48 | 487.043 | 0
|  | 859.548 | 370.531 | 0 | 0 | 0 | 489.017 | 9041.251 | 90.41% | 0 | 859.548 | 159.278 | 84.371 | 506.237 | 0 | 109.662 | 248.48 | 122.051 | 0 | 859.548 | 370.531 | 489.017 | 0
|  | 908.434 | 516.692 | 0 | 0 | 0 | 391.742 | 8552.234 | 85.52% | 0 | 908.434 | 242.318 | 84.754 | 473.774 | 0 | 107.589 | 248.48 | 268.212 | 0 | 908.434 | 516.692 | 391.742 | 0
|  | 1538.045 | 600.97 | 0 | 0 | 0 | 937.075 | 8160.492 | 81.6% | 0 | 1538.045 | 289.517 | 59.886 | 423.704 | 0 | 764.938 | 248.48 | 352.49 | 0 | 1538.045 | 600.97 | 937.075 | 0
|  | 980.663 | 980.663 | 0 | 339.71 | 339.71 | 0 | 7223.417 | 72.23% | 0 | 980.663 | 347.733 | 52.896 | 286.163 | 0 | 293.872 | 248.48 | 1071.893 | 0 | 980.663 | 980.663 | 0 | 0
|  | 932.1 | 932.1 | 0 | 937.556 | 937.556 | 0 | 7563.127 | 75.63% | 0 | 932.1 | 431.977 | 24.066 | 256.19 | 0 | 219.867 | 248.48 | 1621.176 | 0 | 932.1 | 932.1 | 0 | 0
|  | 786.221 | 786.221 | 0 | 1135.145 | 1135.145 | 0 | 8500.683 | 85.01% | 0 | 786.221 | 458.984 | 21.625 | 239.301 | 0 | 66.312 | 248.48 | 1672.886 | 0 | 786.221 | 786.221 | 0 | 0
|  | 871.109 | 871.109 | 0 | 683.868 | 364.172 | 0 | 9635.828 | 96.36% | 0 | 871.109 | 608.992 | 24.948 | 230.194 | 0 | 6.975 | 248.48 | 1306.497 | 0 | 871.109 | 871.109 | 0 | 0
|  | 906.552 | 906.552 | 0 | 1390.844 | 0 | 0 | 10000 | 100% | 0 | 906.552 | 552.385 | 99.851 | 250.829 | 0 | 3.487 | 248.48 | 2048.916 | 0 | 906.552 | 906.552 | 0 | 0
|  | 799.262 | 799.262 | 0 | 904.142 | 0 | 0 | 10000 | 100% | 0 | 799.262 | 442.371 | 93.259 | 263.632 | 0 | 0 | 248.48 | 1454.924 | 0 | 799.262 | 799.262 | 0 | 0
|  | 1037.001 | 1037.001 | 0 | 850.53 | 0 | 0 | 10000 | 100% | 0 | 1037.001 | 417.207 | 75.004 | 544.79 | 0 | 0 | 248.48 | 1639.051 | 0 | 1037.001 | 1037.001 | 0 | 0
|  | 1048.584 | 1048.584 | 0 | 331.368 | 0 | 0 | 10000 | 100% | 0 | 1048.584 | 393.431 | 73.817 | 581.336 | 0 | 0 | 248.48 | 1131.472 | 0 | 1048.584 | 1048.584 | 0 | 0
|  | 953.789 | 953.789 | 0 | 290.741 | 0 | 0 | 10000 | 100% | 0 | 953.789 | 464.465 | 54.708 | 434.617 | 0 | 0 | 248.48 | 996.05 | 0 | 953.789 | 953.789 | 0 | 0
|  | 843.426 | 660.011 | 0 | 0 | 0 | 183.415 | 10000 | 100% | 0 | 843.426 | 462.87 | 77.143 | 290.901 | 0 | 12.512 | 248.48 | 411.531 | 0 | 843.426 | 660.011 | 183.415 | 0
|  | 769.467 | 503.906 | 0 | 0 | 0 | 265.561 | 9816.585 | 98.17% | 0 | 769.467 | 426.026 | 86.088 | 232.329 | 0 | 25.025 | 248.48 | 255.426 | 0 | 769.467 | 503.906 | 265.561 | 0
|  | 833.36 | 290.481 | 0 | 0 | 0 | 542.879 | 9551.024 | 95.51% | 0 | 833.36 | 495.328 | 70.031 | 242.506 | 0 | 25.496 | 248.48 | 42.001 | 0 | 833.36 | 290.481 | 542.879 | 0
|  | 786.657 | 248.93 | 537.727 | 0 | 991.855 | 0 | 9008.145 | 90.08% | 0 | 786.657 | 493.779 | 60.144 | 207.08 | 0 | 25.653 | 248.48 | 0.45 | 7500 | 786.657 | 248.93 | 0 | 537.727
|  | 777.693 | 248.48 | 0 | 0 | 0 | 529.213 | 10000 | 100% | 0 | 777.693 | 512.298 | 27.462 | 212.759 | 0 | 25.174 | 248.48 | 0 | 0 | 777.693 | 248.48 | 529.213 | 0
|  | 863.883 | 248.48 | 615.403 | 0 | 529.213 | 0 | 9470.787 | 94.71% | 0 | 863.883 | 399.026 | 21.536 | 418.296 | 0 | 25.025 | 248.48 | 0 | 7500 | 863.883 | 248.48 | 0 | 615.403
|  | 1040.229 | 248.48 | 791.749 | 0 | 0 | 0 | 10000 | 100% | 0 | 1040.229 | 331.254 | 18.595 | 666.207 | 0 | 24.173 | 248.48 | 0 | 7500 | 1040.229 | 248.48 | 0 | 791.749
|  | 821.933 | 248.48 | 573.453 | 0 | 0 | 0 | 10000 | 100% | 0 | 821.933 | 206.257 | 67.832 | 522.985 | 0 | 24.86 | 248.48 | 0 | 7500 | 821.933 | 248.48 | 0 | 573.453
|  | 743.713 | 248.48 | 495.233 | 0 | 0 | 0 | 10000 | 100% | 0 | 743.713 | 188.289 | 119.267 | 415.927 | 0 | 20.23 | 248.48 | 0 | 7500 | 743.713 | 248.48 | 0 | 495.233
|  | 681.513 | 248.48 | 433.033 | 0 | 0 | 0 | 10000 | 100% | 0 | 681.513 | 159.971 | 100.171 | 403.621 | 0 | 17.75 | 248.48 | 0 | 7500 | 681.513 | 248.48 | 0 | 433.033
|  | 803.305 | 248.48 | 0 | 0 | 0 | 554.825 | 10000 | 100% | 0 | 803.305 | 164.689 | 94.178 | 492.302 | 0 | 52.137 | 248.48 | 0 | 0 | 803.305 | 248.48 | 554.825 | 0
|  | 951 | 248.48 | 0 | 0 | 0 | 702.52 | 9445.175 | 94.45% | 0 | 951 | 165.082 | 73.662 | 619.672 | 0 | 92.585 | 248.48 | 0 | 0 | 951 | 248.48 | 702.52 | 0
|  | 920.588 | 248.48 | 0 | 0 | 0 | 672.108 | 8742.655 | 87.43% | 0 | 920.588 | 199.688 | 90.364 | 507.755 | 0 | 122.781 | 248.48 | 0 | 0 | 920.588 | 248.48 | 672.108 | 0
|  | 1265.933 | 248.731 | 0 | 0 | 0 | 1017.202 | 8070.547 | 80.71% | 0 | 1265.933 | 322.197 | 72.173 | 523.217 | 0 | 348.346 | 248.48 | 0.251 | 0 | 1265.933 | 248.731 | 1017.202 | 0
|  | 1218.522 | 254.861 | 0 | 0 | 0 | 963.661 | 7053.345 | 70.53% | 0 | 1218.522 | 375.474 | 54.918 | 436.631 | 0 | 351.499 | 248.48 | 6.381 | 0 | 1218.522 | 254.861 | 963.661 | 0
|  | 965.955 | 274.671 | 0 | 0 | 0 | 691.284 | 6089.684 | 60.9% | -1.1369e-13 | 965.955 | 341.304 | 45.399 | 358.533 | 0 | 220.719 | 248.48 | 26.191 | 0 | 965.955 | 274.671 | 691.284 | 0
|  | 898.647 | 285.261 | 613.386 | 0 | 2500 | 0 | 5398.4 | 53.98% | 0 | 898.647 | 385.269 | 23.107 | 266.164 | 0 | 224.107 | 248.48 | 36.781 | 7500 | 898.647 | 285.261 | 0 | 613.386
|  | 758.198 | 422.807 | 335.391 | 0 | 2101.6 | 0 | 7898.4 | 78.98% | 0 | 758.198 | 315.616 | 20.869 | 245.023 | 0 | 176.69 | 248.48 | 174.327 | 7500 | 758.198 | 422.807 | 0 | 335.391
|  | 808.335 | 423.782 | 384.553 | 0 | 0 | 0 | 10000 | 100% | 0 | 808.335 | 399.595 | 59.469 | 272.261 | 0 | 77.011 | 248.48 | 175.302 | 7500 | 808.335 | 423.782 | 0 | 384.553
|  | 683.793 | 402.292 | 281.501 | 0 | 0 | 0 | 10000 | 100% | 0 | 683.793 | 339.93 | 106.544 | 207.106 | 0 | 30.213 | 248.48 | 153.812 | 7500 | 683.793 | 402.292 | 0 | 281.501
|  | 637.968 | 479.147 | 158.821 | 0 | 0 | 0 | 10000 | 100% | 0 | 637.968 | 311.808 | 82.902 | 243.258 | 0 | 0 | 248.48 | 230.667 | 7500 | 637.968 | 479.147 | 0 | 158.821
|  | 947.198 | 450.561 | 496.637 | 0 | 0 | 0 | 10000 | 100% | 0 | 947.198 | 286.881 | 71.861 | 588.456 | 0 | 0 | 248.48 | 202.081 | 7500 | 947.198 | 450.561 | 0 | 496.637
|  | 1059.126 | 510.471 | 0 | 0 | 0 | 548.655 | 10000 | 100% | 0 | 1059.126 | 341.078 | 68.751 | 649.297 | 0 | 0 | 248.48 | 261.991 | 0 | 1059.126 | 510.471 | 548.655 | 0
|  | 965.967 | 480.766 | 0 | 0 | 0 | 485.201 | 9451.345 | 94.51% | 0 | 965.967 | 468.062 | 58.399 | 439.506 | 0 | 0 | 248.48 | 232.286 | 0 | 965.967 | 480.766 | 485.201 | 0
|  | 853.482 | 436.534 | 0 | 0 | 0 | 416.948 | 8966.144 | 89.66% | 0 | 853.482 | 475.337 | 91.703 | 274.904 | 0 | 11.538 | 248.48 | 188.054 | 0 | 853.482 | 436.534 | 416.948 | 0
|  | 772.509 | 390.627 | 0 | 0 | 0 | 381.882 | 8549.196 | 85.49% | 0 | 772.509 | 442.611 | 75.022 | 231.801 | 0 | 23.075 | 248.48 | 142.147 | 0 | 772.509 | 390.627 | 381.882 | 0
|  | 841.709 | 305.01 | 0 | 0 | 0 | 536.699 | 8167.314 | 81.67% | 0 | 841.709 | 489.33 | 68.697 | 260.45 | 0 | 23.232 | 248.48 | 56.53 | 0 | 841.709 | 305.01 | 536.699 | 0
|  | 717.364 | 249.473 | 467.891 | 0 | 2369.385 | 0 | 7630.615 | 76.31% | 0 | 717.364 | 462.454 | 36.714 | 194.963 | 0 | 23.232 | 248.48 | 0.993 | 7500 | 717.364 | 249.473 | 0 | 467.891
|  | 750.851 | 248.48 | 0 | 0 | 0 | 502.371 | 10000 | 100% | 0 | 750.851 | 501.819 | 23.946 | 202.012 | 0 | 23.075 | 248.48 | 0 | 0 | 750.851 | 248.48 | 502.371 | 0
|  | 859.997 | 248.48 | 611.517 | 0 | 502.371 | 0 | 9497.629 | 94.98% | 0 | 859.997 | 383.685 | 20.133 | 433.104 | 0 | 23.075 | 248.48 | 0 | 7500 | 859.997 | 248.48 | 0 | 611.517
|  | 973.592 | 248.48 | 725.112 | 0 | 0 | 0 | 10000 | 100% | 0 | 973.592 | 290.555 | 34.486 | 618.002 | 0 | 30.55 | 248.48 | 0 | 7500 | 973.592 | 248.48 | 0 | 725.112
|  | 922.694 | 248.48 | 674.214 | 0 | 0 | 0 | 10000 | 100% | 0 | 922.694 | 214.475 | 99.788 | 500.207 | 0 | 108.224 | 248.48 | 0 | 7500 | 922.694 | 248.48 | 0 | 674.214
|  | 828.521 | 248.48 | 580.041 | 0 | 0 | 0 | 10000 | 100% | 0 | 828.521 | 180.183 | 107.209 | 476.298 | 0 | 64.831 | 248.48 | 0 | 7500 | 828.521 | 248.48 | 0 | 580.041
|  | 689.19 | 248.48 | 440.71 | 0 | 0 | 0 | 10000 | 100% | 0 | 689.19 | 152.027 | 105.046 | 376.437 | 0 | 55.68 | 248.48 | 0 | 7500 | 689.19 | 248.48 | 0 | 440.71
|  | 757.72 | 248.48 | 0 | 0 | 0 | 509.24 | 10000 | 100% | 0 | 757.72 | 176.539 | 72.3 | 463.361 | 0 | 45.521 | 248.48 | 0 | 0 | 757.72 | 248.48 | 509.24 | 0
|  | 808.042 | 248.48 | 0 | 0 | 0 | 559.562 | 9490.76 | 94.91% | 0 | 808.042 | 166.465 | 78.012 | 424.206 | 0 | 139.359 | 248.48 | 0 | 0 | 808.042 | 248.48 | 559.562 | 0
|  | 880.967 | 248.48 | 0 | 0 | 0 | 632.487 | 8931.198 | 89.31% | 0 | 880.967 | 191.242 | 94.467 | 492.416 | 0 | 102.842 | 248.48 | 0 | 0 | 880.967 | 248.48 | 632.487 | 0
|  | 938.613 | 257.241 | 0 | 0 | 0 | 681.372 | 8298.711 | 82.99% | 0 | 938.613 | 308.541 | 60.873 | 449.684 | 0 | 119.515 | 248.48 | 8.761 | 0 | 938.613 | 257.241 | 681.372 | 0
|  | 1130.453 | 261.754 | 0 | 0 | 0 | 868.699 | 7617.339 | 76.17% | 0 | 1130.453 | 344.462 | 54.657 | 398.293 | 0 | 333.041 | 248.48 | 13.274 | 0 | 1130.453 | 261.754 | 868.699 | 0
|  | 1158.812 | 269.386 | 0 | 0 | 0 | 889.426 | 6748.64 | 67.49% | 0 | 1158.812 | 336.592 | 25.88 | 312.139 | 0 | 484.201 | 248.48 | 20.906 | 0 | 1158.812 | 269.386 | 889.426 | 0
|  | 1000.719 | 368.937 | 631.782 | 0 | 2500 | 0 | 5859.214 | 58.59% | 0 | 1000.719 | 386.954 | 21.301 | 353.789 | 0 | 238.676 | 248.48 | 120.457 | 7500 | 1000.719 | 368.937 | 0 | 631.782
|  | 799.141 | 542.53 | 256.611 | 0 | 1640.786 | 0 | 8359.214 | 83.59% | 0 | 799.141 | 355.872 | 25.55 | 380.661 | 0 | 37.057 | 248.48 | 294.05 | 7500 | 799.141 | 542.53 | 0 | 256.611
|  | 810.479 | 557.824 | 252.655 | 0 | 0 | 0 | 10000 | 100% | 0 | 810.479 | 362.547 | 95.971 | 285.811 | 0 | 66.15 | 248.48 | 309.344 | 7500 | 810.479 | 557.824 | 0 | 252.655
|  | 803.62 | 695.115 | 108.505 | 0 | 0 | 0 | 10000 | 100% | 0 | 803.62 | 358.914 | 99.329 | 266.568 | 0 | 78.81 | 248.48 | 446.635 | 7500 | 803.62 | 695.115 | 0 | 108.505
|  | 677.083 | 287.578 | 389.505 | 0 | 0 | 0 | 10000 | 100% | 0 | 677.083 | 341.131 | 84.401 | 250.451 | 0 | 1.1 | 0 | 287.578 | 7500 | 677.083 | 287.578 | 0 | 389.505
|  | 1010.115 | 295.102 | 715.013 | 0 | 0 | 0 | 10000 | 100% | 0 | 1010.115 | 312.576 | 74.069 | 623.471 | 0 | 0 | 0 | 295.102 | 7500 | 1010.115 | 295.102 | 0 | 715.013
|  | 1006.011 | 455.576 | 0 | 0 | 0 | 550.435 | 10000 | 100% | 0 | 1006.011 | 384.279 | 53.538 | 568.195 | 0 | 0 | 0 | 455.576 | 0 | 1006.011 | 455.576 | 550.435 | 0
|  | 992.503 | 629.104 | 0 | 0 | 0 | 363.399 | 9449.565 | 94.5% | 0 | 992.503 | 459.072 | 66.041 | 467.39 | 0 | 0 | 0 | 629.104 | 0 | 992.503 | 629.104 | 363.399 | 0
|  | 891.19 | 201.478 | 0 | 0 | 0 | 689.712 | 9086.166 | 90.86% | 0 | 891.19 | 512.671 | 93.132 | 270.112 | 0 | 15.275 | 0 | 201.478 | 0 | 891.19 | 201.478 | 689.712 | 0
|  | 831.284 | 41.306 | 0 | 0 | 0 | 789.978 | 8396.454 | 83.96% | 0 | 831.284 | 499.302 | 65.608 | 235.824 | 0 | 30.55 | 0 | 41.306 | 0 | 831.284 | 41.306 | 789.978 | 0
|  | 764.634 | 45.345 | 0 | 0 | 0 | 719.289 | 7606.476 | 76.06% | 0 | 764.634 | 441.988 | 52.044 | 240.052 | 0 | 30.55 | 0 | 45.345 | 0 | 764.634 | 45.345 | 719.289 | 0
|  | 732.21 | 0.147 | 732.063 | 0 | 2500 | 0 | 6887.187 | 68.87% | 0 | 732.21 | 483.149 | 24.973 | 193.538 | 0 | 30.55 | 0 | 0.147 | 7500 | 732.21 | 0.147 | 0 | 732.063
|  | 772.141 | 0 | 0 | 0 | 0 | 772.141 | 9387.187 | 93.87% | 0 | 772.141 | 521.306 | 19.625 | 200.659 | 0 | 30.55 | 0 | 0 | 0 | 772.141 | 0 | 772.141 | 0
|  | 1012.708 | 0 | 1012.708 | 0 | 1384.954 | 0 | 8615.046 | 86.15% | 0 | 1012.708 | 437.513 | 27.024 | 517.621 | 0 | 30.55 | 0 | 0 | 7500 | 1012.708 | 0 | 0 | 1012.708
|  | 1154.547 | 0 | 1154.547 | 0 | 0 | 0 | 10000 | 100% | 0 | 1154.547 | 313.111 | 66.614 | 743.353 | 0 | 31.469 | 0 | 0 | 7500 | 1154.547 | 0 | 0 | 1154.547
|  | 983.306 | 0 | 983.306 | 0 | 0 | 0 | 10000 | 100% | 0 | 983.306 | 232.586 | 116.141 | 560.075 | 0 | 74.504 | 0 | 0 | 7500 | 983.306 | 0 | 0 | 983.306
|  | 828.801 | 0 | 828.801 | 0 | 0 | 0 | 10000 | 100% | 0 | 828.801 | 177.34 | 116.805 | 484.483 | 0 | 50.173 | 0 | 0 | 7500 | 828.801 | 0 | 0 | 828.801
|  | 817.536 | 0 | 817.536 | 0 | 0 | 0 | 10000 | 100% | 0 | 817.536 | 175.215 | 93.502 | 514.768 | 0 | 34.052 | 0 | 0 | 7500 | 817.536 | 0 | 0 | 817.536
|  | 700.691 | 0 | 0 | 0 | 0 | 700.691 | 10000 | 100% | 0 | 700.691 | 142.273 | 72.23 | 419.384 | 0 | 66.804 | 0 | 0 | 0 | 700.691 | 0 | 700.691 | 0
|  | 750.906 | 0 | 0 | 0 | 0 | 750.906 | 9299.309 | 92.99% | 0 | 750.906 | 150.512 | 93.034 | 505.89 | 0 | 1.47 | 0 | 0 | 0 | 750.906 | 0 | 750.906 | 0
|  | 906.401 | 0.245 | 0 | 0 | 0 | 906.156 | 8548.403 | 85.48% | 0 | 906.401 | 180.232 | 76.829 | 600.737 | 0 | 48.603 | 0 | 0.245 | 0 | 906.401 | 0.245 | 906.156 | 0
|  | 916.911 | 54.937 | 0 | 0 | 0 | 861.974 | 7642.247 | 76.42% | 0 | 916.911 | 296.379 | 55.785 | 451.694 | 0 | 113.052 | 0 | 54.937 | 0 | 916.911 | 54.937 | 861.974 | 0
|  | 1583.136 | 76.138 | 0 | 0 | 0 | 1506.998 | 6780.273 | 67.8% | 0 | 1583.136 | 378.149 | 44.325 | 725.714 | 0 | 434.948 | 0 | 76.138 | 0 | 1583.136 | 76.138 | 1506.998 | 0
|  | 1464.647 | 644.853 | 0 | 0 | 0 | 819.794 | 5273.275 | 52.73% | 0 | 1464.647 | 348.233 | 24.453 | 461.101 | 0 | 630.86 | 248.48 | 396.373 | 0 | 1464.647 | 644.853 | 819.794 | 0
|  | 947.509 | 816.625 | 130.884 | 0 | 2500 | 0 | 4453.481 | 44.53% | 0 | 947.509 | 333.077 | 19.355 | 356.511 | 0 | 238.566 | 248.48 | 568.145 | 7500 | 947.509 | 816.625 | 0 | 130.884
|  | 1017.665 | 622.561 | 395.104 | 0 | 2500 | 0 | 6953.481 | 69.53% | 0 | 1017.665 | 352.056 | 59.814 | 404.015 | 0 | 201.78 | 248.48 | 374.081 | 7500 | 1017.665 | 622.561 | 0 | 395.104
|  | 1124.34 | 991.061 | 133.279 | 0 | 546.519 | 0 | 9453.481 | 94.53% | 0 | 1124.34 | 397.55 | 107.608 | 371.164 | 0 | 248.018 | 248.48 | 742.581 | 7500 | 1124.34 | 991.061 | 0 | 133.279
|  | 856.235 | 856.235 | 0 | 71.635 | 0 | 0 | 10000 | 100% | 0 | 856.235 | 367.186 | 79.746 | 320.482 | 0 | 88.821 | 248.48 | 679.39 | 0 | 856.235 | 856.235 | 0 | 0
|  | 789.872 | 789.872 | 0 | 186.02 | 0 | 0 | 10000 | 100% | 0 | 789.872 | 333.481 | 76.228 | 339.778 | 0 | 40.385 | 248.48 | 727.412 | 0 | 789.872 | 789.872 | 0 | 0
|  | 1180.571 | 338.127 | 842.444 | 0 | 0 | 0 | 10000 | 100% | 0 | 1180.571 | 298.646 | 66.253 | 815.672 | 0 | 0 | 248.48 | 89.647 | 7500 | 1180.571 | 338.127 | 0 | 842.444
|  | 1108.289 | 575.547 | 0 | 0 | 0 | 532.742 | 10000 | 100% | 0 | 1108.289 | 389.286 | 57.472 | 661.531 | 0 | 0 | 248.48 | 327.067 | 0 | 1108.289 | 575.547 | 532.742 | 0
|  | 1061.828 | 407.983 | 0 | 0 | 0 | 653.845 | 9467.258 | 94.67% | 0 | 1061.828 | 466.231 | 87.337 | 508.26 | 0 | 0 | 248.48 | 159.503 | 0 | 1061.828 | 407.983 | 653.845 | 0
|  | 941.606 | 414.732 | 0 | 0 | 0 | 526.874 | 8813.413 | 88.13% | 0 | 941.606 | 523.076 | 86.304 | 317.114 | 0 | 15.113 | 248.48 | 166.252 | 0 | 941.606 | 414.732 | 526.874 | 0
|  | 838.234 | 321.226 | 0 | 0 | 0 | 517.008 | 8286.539 | 82.87% | 0 | 838.234 | 484.086 | 69.388 | 254.535 | 0 | 30.225 | 248.48 | 72.746 | 0 | 838.234 | 321.226 | 517.008 | 0
|  | 814.71 | 266.798 | 0 | 0 | 0 | 547.912 | 7769.531 | 77.7% | 0 | 814.71 | 471.994 | 40.367 | 271.591 | 0 | 30.758 | 248.48 | 18.318 | 0 | 814.71 | 266.798 | 547.912 | 0
|  | 798.773 | 249.016 | 549.757 | 0 | 2500 | 0 | 7221.619 | 72.22% | 0 | 798.773 | 477.036 | 22.857 | 267.768 | 0 | 31.113 | 248.48 | 0.536 | 7500 | 798.773 | 249.016 | 0 | 549.757
|  | 828.678 | 248.48 | 0 | 0 | 0 | 580.198 | 9721.619 | 97.22% | 0 | 828.678 | 520.958 | 21.914 | 253.981 | 0 | 31.824 | 248.48 | 0 | 0 | 828.678 | 248.48 | 580.198 | 0
|  | 960.728 | 248.48 | 712.248 | 0 | 858.579 | 0 | 9141.421 | 91.41% | 0 | 960.728 | 428.627 | 60.508 | 439.591 | 0 | 32.002 | 248.48 | 0 | 7500 | 960.728 | 248.48 | 0 | 712.248
|  | 1090.654 | 248.48 | 842.174 | 0 | 0 | 0 | 10000 | 100% | 0 | 1090.654 | 285.084 | 107.924 | 671.483 | 0 | 26.164 | 248.48 | 0 | 7500 | 1090.654 | 248.48 | 0 | 842.174
|  | 845.336 | 248.48 | 596.856 | 0 | 0 | 0 | 10000 | 100% | 0 | 845.336 | 205.566 | 117.459 | 500.044 | 0 | 22.268 | 248.48 | 0 | 7500 | 845.336 | 248.48 | 0 | 596.856
|  | 844.519 | 248.48 | 596.039 | 0 | 0 | 0 | 10000 | 100% | 0 | 844.519 | 191.786 | 116.835 | 437.575 | 0 | 98.323 | 248.48 | 0 | 7500 | 844.519 | 248.48 | 0 | 596.039
|  | 720.397 | 248.48 | 471.917 | 0 | 0 | 0 | 10000 | 100% | 0 | 720.397 | 151.818 | 74.925 | 372.445 | 0 | 121.209 | 248.48 | 0 | 7500 | 720.397 | 248.48 | 0 | 471.917
|  | 827.641 | 248.48 | 0 | 0 | 0 | 579.161 | 10000 | 100% | 0 | 827.641 | 163.288 | 71.46 | 487.211 | 0 | 105.682 | 248.48 | 0 | 0 | 827.641 | 248.48 | 579.161 | 0
|  | 1011.044 | 248.48 | 0 | 0 | 0 | 762.564 | 9420.839 | 94.21% | 0 | 1011.044 | 180.908 | 90.24 | 578.021 | 0 | 161.875 | 248.48 | 0 | 0 | 1011.044 | 248.48 | 762.564 | 0
|  | 1049.345 | 250.812 | 0 | 0 | 0 | 798.533 | 8658.275 | 86.58% | 0 | 1049.345 | 197.247 | 58.167 | 603.366 | 0 | 190.565 | 248.48 | 2.332 | 0 | 1049.345 | 250.812 | 798.533 | 0
|  | 1131.394 | 271.84 | 0 | 0 | 0 | 859.554 | 7859.742 | 78.6% | 0 | 1131.394 | 314.359 | 50.55 | 455.001 | 0 | 311.485 | 248.48 | 23.36 | 0 | 1131.394 | 271.84 | 859.554 | 0
|  | 1421.688 | 332.081 | 0 | 0 | 0 | 1089.607 | 7000.188 | 70% | 0 | 1421.688 | 372.977 | 26.156 | 661.235 | 0 | 361.32 | 248.48 | 83.601 | 0 | 1421.688 | 332.081 | 1089.607 | 0
|  | 1220.915 | 469.287 | 0 | 0 | 0 | 751.628 | 5910.581 | 59.11% | 0 | 1220.915 | 359.745 | 21.707 | 498.512 | 0 | 340.951 | 248.48 | 220.807 | 0 | 1220.915 | 469.287 | 751.628 | 0
|  | 998.625 | 998.625 | 0 | 448.349 | 448.349 | 0 | 5158.953 | 51.59% | 0 | 998.625 | 367.998 | 30.441 | 489.456 | 0 | 110.73 | 248.48 | 1198.494 | 0 | 998.625 | 998.625 | 0 | 0
|  | 855.555 | 855.555 | 0 | 679.974 | 679.974 | 0 | 5607.302 | 56.07% | 0 | 855.555 | 324.891 | 100.88 | 410.355 | 0 | 19.429 | 248.48 | 1287.049 | 0 | 855.555 | 855.555 | 0 | 0
|  | 937.206 | 937.206 | 0 | 825.624 | 825.624 | 0 | 6287.276 | 62.87% | 0 | 937.206 | 390.788 | 92.919 | 443.595 | 0 | 9.904 | 248.48 | 1514.35 | 0 | 937.206 | 937.206 | 0 | 0
|  | 791.979 | 791.979 | 0 | 361.949 | 361.949 | 0 | 7112.9 | 71.13% | 0 | 791.979 | 369.793 | 80.889 | 339.179 | 0 | 2.118 | 248.48 | 905.448 | 0 | 791.979 | 791.979 | 0 | 0
|  | 780.932 | 780.932 | 0 | 575.443 | 575.443 | 0 | 7474.849 | 74.75% | 0 | 780.932 | 328.994 | 71.085 | 380.853 | 0 | 0 | 248.48 | 1107.895 | 0 | 780.932 | 780.932 | 0 | 0
|  | 1161.248 | 1161.248 | 0 | 556.886 | 556.886 | 0 | 8050.292 | 80.5% | 0 | 1161.248 | 314.25 | 57.567 | 789.431 | 0 | 0 | 248.48 | 1469.654 | 0 | 1161.248 | 1161.248 | 0 | 0
|  | 1072.591 | 1072.591 | 0 | 601.566 | 601.566 | 0 | 8607.178 | 86.07% | 0 | 1072.591 | 352.987 | 71.62 | 647.985 | 0 | 0 | 248.48 | 1425.677 | 0 | 1072.591 | 1072.591 | 0 | 0
|  | 1140.49 | 1140.49 | 0 | 273.359 | 273.359 | 0 | 9208.744 | 92.09% | 0 | 1140.49 | 495.138 | 93.112 | 552.241 | 0 | 0 | 248.48 | 1165.369 | 0 | 1140.49 | 1140.49 | 0 | 0
|  | 794.677 | 794.677 | 0 | 320.157 | 320.157 | 0 | 9482.103 | 94.82% | 0 | 794.677 | 469.531 | 74.818 | 237.979 | 0 | 12.35 | 248.48 | 866.354 | 0 | 794.677 | 794.677 | 0 | 0
|  | 815.346 | 815.346 | 0 | 21.572 | 21.572 | 0 | 9802.26 | 98.02% | 0 | 815.346 | 467.925 | 60.39 | 262.331 | 0 | 24.7 | 248.48 | 588.438 | 0 | 815.346 | 815.346 | 0 | 0
|  | 696.27 | 572.784 | 0 | 0 | 0 | 123.486 | 9823.832 | 98.24% | 0 | 696.27 | 397.998 | 25.618 | 247.746 | 0 | 24.909 | 248.48 | 324.304 | 0 | 696.27 | 572.784 | 123.486 | 0
|  | 841.346 | 298.999 | 542.347 | 0 | 299.654 | 0 | 9700.346 | 97% | 0 | 841.346 | 487.987 | 21.007 | 307.025 | 0 | 25.327 | 248.48 | 50.519 | 7500 | 841.346 | 298.999 | 0 | 542.347
|  | 874.083 | 248.48 | 0 | 0 | 0 | 625.603 | 10000 | 100% | 0 | 874.083 | 545.253 | 26.172 | 276.076 | 0 | 26.582 | 248.48 | 0 | 0 | 874.083 | 248.48 | 625.603 | 0
|  | 1040.323 | 248.48 | 791.843 | 0 | 625.603 | 0 | 9374.397 | 93.74% | 0 | 1040.323 | 426.37 | 103.101 | 484.062 | 0 | 26.791 | 248.48 | 0 | 7500 | 1040.323 | 248.48 | 0 | 791.843
|  | 1082.264 | 248.48 | 833.784 | 0 | 0 | 0 | 10000 | 100% | 0 | 1082.264 | 302.044 | 118.395 | 634.687 | 0 | 27.138 | 248.48 | 0 | 7500 | 1082.264 | 248.48 | 0 | 833.784
|  | 1037.413 | 248.48 | 788.933 | 0 | 0 | 0 | 10000 | 100% | 0 | 1037.413 | 192.066 | 104.402 | 651.069 | 0 | 89.876 | 248.48 | 0 | 7500 | 1037.413 | 248.48 | 0 | 788.933
|  | 793.595 | 248.48 | 545.115 | 0 | 0 | 0 | 10000 | 100% | 0 | 793.595 | 167.358 | 86.504 | 465.188 | 0 | 74.545 | 248.48 | 0 | 7500 | 793.595 | 248.48 | 0 | 545.115
|  | 727.972 | 248.48 | 479.492 | 0 | 0 | 0 | 10000 | 100% | 0 | 727.972 | 152.847 | 78.061 | 407.439 | 0 | 89.625 | 248.48 | 0 | 7500 | 727.972 | 248.48 | 0 | 479.492
|  | 855.61 | 248.48 | 0 | 0 | 0 | 607.13 | 10000 | 100% | 0 | 855.61 | 148.537 | 84.954 | 485.343 | 0 | 136.777 | 248.48 | 0 | 0 | 855.61 | 248.48 | 607.13 | 0
|  | 824.922 | 248.48 | 0 | 0 | 0 | 576.442 | 9392.87 | 93.93% | 0 | 824.922 | 152.589 | 70.732 | 558.002 | 0 | 43.599 | 248.48 | 0 | 0 | 824.922 | 248.48 | 576.442 | 0
|  | 771.314 | 371.289 | 0 | 0 | 0 | 400.025 | 8816.428 | 88.16% | 0 | 771.314 | 179.949 | 58.651 | 527.943 | 0 | 4.771 | 248.48 | 122.809 | 0 | 771.314 | 371.289 | 400.025 | 0
|  | 1312.134 | 387.917 | 0 | 0 | 0 | 924.217 | 8416.403 | 84.16% | 0 | 1312.134 | 304.734 | 40.089 | 594.499 | 0 | 372.812 | 248.48 | 139.437 | 0 | 1312.134 | 387.917 | 924.217 | 0
|  | 1454.87 | 1082.646 | 0 | 0 | 0 | 372.224 | 7492.186 | 74.92% | 0 | 1454.87 | 424.641 | 22.736 | 764.168 | 0 | 243.325 | 248.48 | 834.166 | 0 | 1454.87 | 1082.646 | 372.224 | 0
|  | 1203.011 | 874.811 | 0 | 0 | 0 | 328.2 | 7119.962 | 71.2% | 0 | 1203.011 | 332.553 | 20.814 | 477.767 | 0 | 371.877 | 248.48 | 626.331 | 0 | 1203.011 | 874.811 | 328.2 | 0
|  | 1016.347 | 1016.347 | 0 | 567.108 | 567.108 | 0 | 6791.762 | 67.92% | 0 | 1016.347 | 351.296 | 64.053 | 478.028 | 0 | 122.971 | 248.48 | 1334.975 | 0 | 1016.347 | 1016.347 | 0 | 0
|  | 976.371 | 839.429 | 136.942 | 0 | 2500 | 0 | 7358.87 | 73.59% | 0 | 976.371 | 330.223 | 105.389 | 450.986 | 0 | 89.773 | 248.48 | 590.949 | 7500 | 976.371 | 839.429 | 0 | 136.942
|  | 866.49 | 866.49 | 0 | 249.673 | 141.13 | 0 | 9858.87 | 98.59% | 0 | 866.49 | 357.879 | 80.978 | 416.731 | 0 | 10.902 | 248.48 | 867.683 | 0 | 866.49 | 866.49 | 0 | 0
|  | 863.995 | 863.995 | 0 | 456.873 | 0 | 0 | 10000 | 100% | 0 | 863.995 | 370.44 | 79.217 | 363.551 | 0 | 50.787 | 248.48 | 1072.388 | 0 | 863.995 | 863.995 | 0 | 0
|  | 738.735 | 738.735 | 0 | 399.745 | 0 | 0 | 10000 | 100% | 0 | 738.735 | 343.189 | 63.5 | 331.113 | 0 | 0.934 | 248.48 | 890 | 0 | 738.735 | 738.735 | 0 | 0
|  | 952.047 | 952.047 | 0 | 13.796 | 0 | 0 | 10000 | 100% | 0 | 952.047 | 303.814 | 61.637 | 586.596 | 0 | 0 | 248.48 | 717.363 | 0 | 952.047 | 952.047 | 0 | 0
|  | 1128.084 | 1037.158 | 0 | 0 | 0 | 90.926 | 10000 | 100% | 0 | 1128.084 | 372.041 | 79.171 | 676.872 | 0 | 0 | 248.48 | 788.678 | 0 | 1128.084 | 1037.158 | 90.926 | 0
|  | 1032.324 | 655.595 | 0 | 0 | 0 | 376.729 | 9909.074 | 99.09% | 0 | 1032.324 | 440.471 | 76.424 | 515.429 | 0 | 0 | 248.48 | 407.115 | 0 | 1032.324 | 655.595 | 376.729 | 0
|  | 798.882 | 389.418 | 0 | 0 | 0 | 409.464 | 9532.345 | 95.32% | 0 | 798.882 | 447.796 | 71.088 | 267.161 | 0 | 12.837 | 248.48 | 140.938 | 0 | 798.882 | 389.418 | 409.464 | 0
|  | 879.136 | 314.464 | 0 | 0 | 0 | 564.672 | 9122.881 | 91.23% | 0 | 879.136 | 541.999 | 41.702 | 269.76 | 0 | 25.675 | 248.48 | 65.984 | 0 | 879.136 | 314.464 | 564.672 | 0
|  | 876.836 | 262.457 | 0 | 0 | 0 | 614.379 | 8558.209 | 85.58% | 0 | 876.836 | 529.434 | 23.186 | 298.541 | 0 | 25.675 | 248.48 | 13.977 | 0 | 876.836 | 262.457 | 614.379 | 0
|  | 792.924 | 248.48 | 544.444 | 0 | 2056.17 | 0 | 7943.83 | 79.44% | 0 | 792.924 | 496.085 | 19.569 | 251.386 | 0 | 25.884 | 248.48 | 0 | 7500 | 792.924 | 248.48 | 0 | 544.444
|  | 825.402 | 248.48 | 0 | 0 | 0 | 576.922 | 10000 | 100% | 0 | 825.402 | 485.763 | 55.09 | 257.203 | 0 | 27.347 | 248.48 | 0 | 0 | 825.402 | 248.48 | 576.922 | 0
|  | 993.186 | 248.48 | 744.706 | 0 | 576.922 | 0 | 9423.078 | 94.23% | 0 | 993.186 | 404.273 | 104.129 | 457.019 | 0 | 27.765 | 248.48 | 0 | 7500 | 993.186 | 248.48 | 0 | 744.706
|  | 1086.578 | 248.48 | 838.098 | 0 | 0 | 0 | 10000 | 100% | 0 | 1086.578 | 328.436 | 116.675 | 613.219 | 0 | 28.248 | 248.48 | 0 | 7500 | 1086.578 | 248.48 | 0 | 838.098
|  | 989.859 | 248.48 | 741.379 | 0 | 0 | 0 | 10000 | 100% | 0 | 989.859 | 261.876 | 113.473 | 589.785 | 0 | 24.725 | 248.48 | 0 | 7500 | 989.859 | 248.48 | 0 | 741.379
|  | 820.636 | 248.48 | 572.156 | 0 | 0 | 0 | 10000 | 100% | 0 | 820.636 | 212.39 | 73.198 | 444.631 | 0 | 90.418 | 248.48 | 0 | 7500 | 820.636 | 248.48 | 0 | 572.156
|  | 774.456 | 248.48 | 525.976 | 0 | 0 | 0 | 10000 | 100% | 0 | 774.456 | 172.653 | 78.865 | 402.814 | 0 | 120.124 | 248.48 | 0 | 7500 | 774.456 | 248.48 | 0 | 525.976
|  | 823.407 | 248.48 | 0 | 0 | 0 | 574.927 | 10000 | 100% | 0 | 823.407 | 172.336 | 87.213 | 474.142 | 0 | 89.716 | 248.48 | 0 | 0 | 823.407 | 248.48 | 574.927 | 0
|  | 852.815 | 248.48 | 0 | 0 | 0 | 604.335 | 9425.073 | 94.25% | 0 | 852.815 | 181.256 | 64.337 | 561.88 | 0 | 45.343 | 248.48 | 0 | 0 | 852.815 | 248.48 | 604.335 | 0
|  | 1042.576 | 307.705 | 0 | 0 | 0 | 734.871 | 8820.738 | 88.21% | 0 | 1042.576 | 168.153 | 54.687 | 512.886 | 0 | 306.851 | 248.48 | 59.225 | 0 | 1042.576 | 307.705 | 734.871 | 0
|  | 1098.059 | 899.692 | 0 | 0 | 0 | 198.367 | 8085.867 | 80.86% | 0 | 1098.059 | 252.492 | 26.992 | 502.679 | 0 | 315.896 | 248.48 | 651.212 | 0 | 1098.059 | 899.692 | 198.367 | 0
|  | 1000.821 | 1000.821 | 0 | 134.824 | 134.824 | 0 | 7887.5 | 78.88% | 0 | 1000.821 | 307.006 | 20.203 | 445.38 | 0 | 228.233 | 248.48 | 887.165 | 0 | 1000.821 | 1000.821 | 0 | 0
|  | 1151.856 | 1151.856 | 0 | 93.965 | 93.965 | 0 | 8022.324 | 80.22% | 0 | 1151.856 | 393.978 | 26.7 | 370.462 | 0 | 360.717 | 248.48 | 997.341 | 0 | 1151.856 | 1151.856 | 0 | 0
|  | 1037.46 | 603.562 | 433.898 | 0 | 1883.711 | 0 | 8116.289 | 81.16% | 0 | 1037.46 | 457.553 | 93.581 | 305.463 | 0 | 180.864 | 248.48 | 355.082 | 7500 | 1037.46 | 603.562 | 0 | 433.898
|  | 1051.522 | 553.903 | 497.619 | 0 | 0 | 0 | 10000 | 100% | 0 | 1051.522 | 474.534 | 97.093 | 331.606 | 0 | 148.289 | 248.48 | 305.423 | 7500 | 1051.522 | 553.903 | 0 | 497.619
|  | 1205.36 | 894.82 | 310.54 | 0 | 0 | 0 | 10000 | 100% | 0 | 1205.36 | 592.857 | 81.34 | 351.304 | 0 | 179.859 | 248.48 | 646.34 | 7500 | 1205.36 | 894.82 | 0 | 310.54
|  | 944.7 | 803.469 | 141.231 | 0 | 0 | 0 | 10000 | 100% | 0 | 944.7 | 534.653 | 80.787 | 263.457 | 0 | 65.804 | 248.48 | 554.989 | 7500 | 944.7 | 803.469 | 0 | 141.231
|  | 712.656 | 712.656 | 0 | 167.936 | 0 | 0 | 10000 | 100% | 0 | 712.656 | 403.073 | 59.902 | 249.68 | 0 | 0 | 248.48 | 632.112 | 0 | 712.656 | 712.656 | 0 | 0
|  | 1232.277 | 358.702 | 873.575 | 0 | 0 | 0 | 10000 | 100% | 0 | 1232.277 | 459.652 | 68.873 | 703.752 | 0 | 0 | 248.48 | 110.222 | 7500 | 1232.277 | 358.702 | 0 | 873.575
|  | 1277.397 | 308.744 | 0 | 0 | 0 | 968.653 | 10000 | 100% | 0 | 1277.397 | 435.111 | 93.338 | 748.948 | 0 | 0 | 248.48 | 60.264 | 0 | 1277.397 | 308.744 | 968.653 | 0
|  | 992.745 | 364.614 | 0 | 0 | 0 | 628.131 | 9031.347 | 90.31% | -1.1369e-13 | 992.745 | 395.862 | 70.128 | 526.755 | 0 | 0 | 248.48 | 116.134 | 0 | 992.745 | 364.614 | 628.131 | 0
|  | 864.97 | 290.591 | 0 | 0 | 0 | 574.379 | 8403.216 | 84.03% | 0 | 864.97 | 473.523 | 61.085 | 316.387 | 0 | 13.975 | 248.48 | 42.111 | 0 | 864.97 | 290.591 | 574.379 | 0
|  | 830.885 | 253.032 | 0 | 0 | 0 | 577.853 | 7828.837 | 78.29% | 0 | 830.885 | 472.098 | 27.984 | 302.854 | 0 | 27.95 | 248.48 | 4.552 | 0 | 830.885 | 253.032 | 577.853 | 0
|  | 651.234 | 252.512 | 0 | 0 | 0 | 398.722 | 7250.984 | 72.51% | 0 | 651.234 | 373.684 | 19.676 | 229.924 | 0 | 27.95 | 248.48 | 4.032 | 0 | 651.234 | 252.512 | 398.722 | 0
|  | 769.318 | 248.48 | 520.838 | 0 | 2500 | 0 | 6852.262 | 68.52% | 0 | 769.318 | 483.484 | 27.721 | 230.163 | 0 | 27.95 | 248.48 | 0 | 7500 | 769.318 | 248.48 | 0 | 520.838
|  | 792.092 | 248.48 | 0 | 0 | 0 | 543.612 | 9352.262 | 93.52% | 0 | 792.092 | 467.43 | 102.318 | 194.394 | 0 | 27.95 | 248.48 | 0 | 0 | 792.092 | 248.48 | 543.612 | 0
|  | 1056.634 | 248.48 | 808.154 | 0 | 1191.35 | 0 | 8808.65 | 88.09% | 0 | 1056.634 | 434.621 | 96.213 | 497.85 | 0 | 27.95 | 248.48 | 0 | 7500 | 1056.634 | 248.48 | 0 | 808.154
|  | 1072.006 | 248.48 | 823.526 | 0 | 0 | 0 | 10000 | 100% | 0 | 1072.006 | 340.607 | 109.478 | 588.422 | 0 | 33.5 | 248.48 | 0 | 7500 | 1072.006 | 248.48 | 0 | 823.526
|  | 862.448 | 248.48 | 613.968 | 0 | 0 | 0 | 10000 | 100% | 0 | 862.448 | 222.395 | 85.446 | 496.213 | 0 | 58.395 | 248.48 | 0 | 7500 | 862.448 | 248.48 | 0 | 613.968
|  | 653.661 | 248.48 | 405.181 | 0 | 0 | 0 | 10000 | 100% | 0 | 653.661 | 176.187 | 73.27 | 382.894 | 0 | 21.31 | 248.48 | 0 | 7500 | 653.661 | 248.48 | 0 | 405.181
|  | 814.8 | 248.48 | 566.32 | 0 | 0 | 0 | 10000 | 100% | 0 | 814.8 | 172.845 | 85.584 | 499.046 | 0 | 57.326 | 248.48 | 0 | 7500 | 814.8 | 248.48 | 0 | 566.32
|  | 739.992 | 248.48 | 0 | 0 | 0 | 491.512 | 10000 | 100% | 0 | 739.992 | 174.742 | 75.245 | 439.107 | 0 | 50.898 | 248.48 | 0 | 0 | 739.992 | 248.48 | 491.512 | 0
|  | 615.464 | 248.48 | 0 | 0 | 0 | 366.984 | 9508.488 | 95.08% | 0 | 615.464 | 154.335 | 57.672 | 393.75 | 0 | 9.707 | 248.48 | 0 | 0 | 615.464 | 248.48 | 366.984 | 0
|  | 910.436 | 422.778 | 0 | 0 | 0 | 487.658 | 9141.504 | 91.42% | 0 | 910.436 | 170.56 | 41.825 | 453.908 | 0 | 244.143 | 248.48 | 174.298 | 0 | 910.436 | 422.778 | 487.658 | 0
|  | 1198.149 | 591.239 | 0 | 0 | 0 | 606.91 | 8653.846 | 86.54% | 0 | 1198.149 | 237.627 | 21.908 | 422.789 | 0 | 515.826 | 248.48 | 342.759 | 0 | 1198.149 | 591.239 | 606.91 | 0
|  | 1172.301 | 1172.301 | 0 | 181.575 | 181.575 | 0 | 8046.936 | 80.47% | 0 | 1172.301 | 288.536 | 22.846 | 411.322 | 0 | 449.597 | 248.48 | 1105.396 | 0 | 1172.301 | 1172.301 | 0 | 0
|  | 1015.251 | 1015.251 | 0 | 445.096 | 445.096 | 0 | 8228.511 | 82.29% | 0 | 1015.251 | 342.97 | 61.484 | 354.866 | 0 | 255.931 | 248.48 | 1211.867 | 0 | 1015.251 | 1015.251 | 0 | 0
|  | 978.753 | 978.753 | 0 | 891.14 | 891.14 | 0 | 8673.607 | 86.74% | 0 | 978.753 | 456.342 | 100.886 | 336.585 | 0 | 84.94 | 248.48 | 1621.413 | 0 | 978.753 | 978.753 | 0 | 0
|  | 1031.648 | 1031.648 | 0 | 605.663 | 435.253 | 0 | 9564.747 | 95.65% | 0 | 1031.648 | 498.86 | 88.321 | 347.369 | 0 | 97.098 | 248.48 | 1388.831 | 0 | 1031.648 | 1031.648 | 0 | 0
|  | 889.833 | 889.833 | 0 | 947.017 | 0 | 0 | 10000 | 100% | 0 | 889.833 | 537.771 | 79.785 | 240.489 | 0 | 31.788 | 248.48 | 1588.37 | 0 | 889.833 | 889.833 | 0 | 0
|  | 893.953 | 893.953 | 0 | 717.558 | 0 | 0 | 10000 | 100% | 0 | 893.953 | 571.059 | 71.202 | 251.693 | 0 | 0 | 248.48 | 1363.031 | 0 | 893.953 | 893.953 | 0 | 0
|  | 766.663 | 766.663 | 0 | 754.508 | 0 | 0 | 10000 | 100% | 0 | 766.663 | 424.144 | 60.586 | 281.933 | 0 | 0 | 248.48 | 1272.691 | 0 | 766.663 | 766.663 | 0 | 0
|  | 1113.924 | 846.835 | 267.089 | 0 | 0 | 0 | 10000 | 100% | 0 | 1113.924 | 420.022 | 81.838 | 612.065 | 0 | 0 | 248.48 | 598.355 | 7500 | 1113.924 | 846.835 | 0 | 267.089
|  | 1158.38 | 586.531 | 0 | 0 | 0 | 571.849 | 10000 | 100% | 0 | 1158.38 | 387.905 | 83.833 | 686.642 | 0 | 0 | 248.48 | 338.051 | 0 | 1158.38 | 586.531 | 571.849 | 0
|  | 997.207 | 495.933 | 0 | 0 | 0 | 501.274 | 9428.151 | 94.28% | 0 | 997.207 | 430.995 | 68.622 | 497.59 | 0 | 0 | 248.48 | 247.453 | 0 | 997.207 | 495.933 | 501.274 | 0
|  | 714.814 | 342.226 | 0 | 0 | 0 | 372.588 | 8926.877 | 89.27% | 0 | 714.814 | 404.561 | 37.62 | 261.257 | 0 | 11.375 | 248.48 | 93.746 | 0 | 714.814 | 342.226 | 372.588 | 0
|  | 713.157 | 292.185 | 0 | 0 | 0 | 420.972 | 8554.289 | 85.54% | 0 | 713.157 | 400.975 | 24.143 | 265.289 | 0 | 22.75 | 248.48 | 43.705 | 0 | 713.157 | 292.185 | 420.972 | 0
|  | 696.387 | 258.958 | 0 | 0 | 0 | 437.429 | 8133.317 | 81.33% | 0 | 696.387 | 409.026 | 20.869 | 243.273 | 0 | 23.219 | 248.48 | 10.478 | 0 | 696.387 | 258.958 | 437.429 | 0
|  | 772.622 | 248.551 | 524.071 | 0 | 2304.112 | 0 | 7695.888 | 76.96% | 0 | 772.622 | 453.412 | 58.982 | 236.853 | 0 | 23.375 | 248.48 | 0.071 | 7500 | 772.622 | 248.551 | 0 | 524.071
|  | 842.452 | 248.48 | 0 | 0 | 0 | 593.972 | 10000 | 100% | 0 | 842.452 | 494.633 | 107.553 | 217.367 | 0 | 22.899 | 248.48 | 0 | 0 | 842.452 | 248.48 | 593.972 | 0
|  | 924.51 | 248.48 | 676.03 | 0 | 593.972 | 0 | 9406.028 | 94.06% | 0 | 924.51 | 403.992 | 92.452 | 405.316 | 0 | 22.75 | 248.48 | 0 | 7500 | 924.51 | 248.48 | 0 | 676.03
|  | 873.178 | 248.48 | 624.698 | 0 | 0 | 0 | 10000 | 100% | 0 | 873.178 | 278.896 | 96.778 | 470.41 | 0 | 27.094 | 248.48 | 0 | 7500 | 873.178 | 248.48 | 0 | 624.698
|  | 783.925 | 248.48 | 535.445 | 0 | 0 | 0 | 10000 | 100% | 0 | 783.925 | 222.737 | 70.195 | 467.681 | 0 | 23.313 | 248.48 | 0 | 7500 | 783.925 | 248.48 | 0 | 535.445
|  | 675.098 | 248.48 | 426.618 | 0 | 0 | 0 | 10000 | 100% | 0 | 675.098 | 167.166 | 85.359 | 339.816 | 0 | 82.757 | 248.48 | 0 | 7500 | 675.098 | 248.48 | 0 | 426.618
|  | 664.574 | 248.48 | 416.094 | 0 | 0 | 0 | 10000 | 100% | 0 | 664.574 | 163.11 | 88.85 | 348.481 | 0 | 64.132 | 248.48 | 0 | 7500 | 664.574 | 248.48 | 0 | 416.094
|  | 730.649 | 248.48 | 0 | 0 | 0 | 482.169 | 10000 | 100% | 0 | 730.649 | 173.673 | 56.04 | 397.838 | 0 | 103.098 | 248.48 | 0 | 0 | 730.649 | 248.48 | 482.169 | 0
|  | 797.48 | 248.48 | 0 | 0 | 0 | 549 | 9517.831 | 95.18% | 0 | 797.48 | 182.745 | 54.875 | 481.421 | 0 | 78.44 | 248.48 | 0 | 0 | 797.48 | 248.48 | 549 | 0
|  | 939.825 | 533.804 | 0 | 0 | 0 | 406.021 | 8968.831 | 89.69% | 0 | 939.825 | 198.196 | 24.751 | 526.38 | 0 | 190.499 | 248.48 | 285.324 | 0 | 939.825 | 533.804 | 406.021 | 0
|  | 1037.513 | 883.3 | 0 | 0 | 0 | 154.213 | 8562.81 | 85.63% | 0 | 1037.513 | 335.996 | 20.638 | 465.657 | 0 | 215.222 | 248.48 | 634.82 | 0 | 1037.513 | 883.3 | 154.213 | 0
|  | 1394.511 | 1167.594 | 0 | 0 | 0 | 226.917 | 8408.597 | 84.09% | 0 | 1394.511 | 367.893 | 30.41 | 582.14 | 0 | 414.069 | 248.48 | 919.114 | 0 | 1394.511 | 1167.594 | 226.917 | 0
|  | 1334.688 | 1334.688 | 0 | 128.138 | 128.138 | 0 | 8181.68 | 81.82% | 0 | 1334.688 | 396.664 | 103.465 | 529.634 | 0 | 304.925 | 248.48 | 1214.346 | 0 | 1334.688 | 1334.688 | 0 | 0
|  | 1281.547 | 760.423 | 521.124 | 0 | 1690.182 | 0 | 8309.818 | 83.1% | 0 | 1281.547 | 342.053 | 92.976 | 434.371 | 0 | 412.147 | 248.48 | 511.943 | 7500 | 1281.547 | 760.423 | 0 | 521.124
|  | 1097.093 | 1097.093 | 0 | 217.865 | 0 | 0 | 10000 | 100% | 0 | 1097.093 | 326.751 | 80.637 | 455.216 | 0 | 234.489 | 248.48 | 1066.478 | 0 | 1097.093 | 1097.093 | 0 | 0
|  | 897.604 | 897.604 | 0 | 642.035 | 0 | 0 | 10000 | 100% | 0 | 897.604 | 318.637 | 71.088 | 407.468 | 0 | 100.411 | 248.48 | 1291.159 | 0 | 897.604 | 897.604 | 0 | 0
|  | 722 | 722 | 0 | 1082.827 | 0 | 0 | 10000 | 100% | 0 | 722 | 347.436 | 57.235 | 297.879 | 0 | 19.45 | 248.48 | 1556.347 | 0 | 722 | 722 | 0 | 0
|  | 765.679 | 765.679 | 0 | 1210.703 | 0 | 0 | 10000 | 100% | 0 | 765.679 | 343.348 | 71.816 | 350.515 | 0 | 0 | 248.48 | 1727.902 | 0 | 765.679 | 765.679 | 0 | 0
|  | 1057.371 | 1057.371 | 0 | 949.982 | 0 | 0 | 10000 | 100% | 0 | 1057.371 | 319.454 | 92.269 | 645.649 | 0 | 0 | 248.48 | 1758.873 | 0 | 1057.371 | 1057.371 | 0 | 0
|  | 1126.735 | 1126.735 | 0 | 532.761 | 0 | 0 | 10000 | 100% | 0 | 1126.735 | 377.069 | 72.276 | 677.391 | 0 | 0 | 248.48 | 1411.016 | 0 | 1126.735 | 1126.735 | 0 | 0
|  | 1060.171 | 1060.171 | 0 | 602.239 | 0 | 0 | 10000 | 100% | 0 | 1060.171 | 500.271 | 59.394 | 500.506 | 0 | 0 | 248.48 | 1413.93 | 0 | 1060.171 | 1060.171 | 0 | 0
|  | 818.203 | 818.203 | 0 | 637.395 | 0 | 0 | 10000 | 100% | 0 | 818.203 | 461.501 | 24.421 | 319.281 | 0 | 13 | 248.48 | 1207.118 | 0 | 818.203 | 818.203 | 0 | 0
|  | 817.433 | 817.433 | 0 | 926.035 | 0 | 0 | 10000 | 100% | 0 | 817.433 | 450.245 | 22.646 | 318.543 | 0 | 26 | 248.48 | 1494.988 | 0 | 817.433 | 817.433 | 0 | 0
|  | 682.328 | 598.729 | 0 | 0 | 0 | 83.599 | 10000 | 100% | 0 | 682.328 | 411.688 | 27.811 | 216.672 | 0 | 26.156 | 248.48 | 350.249 | 0 | 682.328 | 598.729 | 83.599 | 0
|  | 822.496 | 357.863 | 464.633 | 0 | 83.599 | 0 | 9916.401 | 99.16% | 0 | 822.496 | 449.436 | 101.567 | 245.337 | 0 | 26.156 | 248.48 | 109.383 | 7500 | 822.496 | 357.863 | 0 | 464.633
|  | 850.483 | 248.48 | 0 | 0 | 0 | 602.003 | 10000 | 100% | 0 | 850.483 | 518.069 | 95.826 | 210.589 | 0 | 26 | 248.48 | 0 | 0 | 850.483 | 248.48 | 602.003 | 0
|  | 1018.038 | 248.48 | 769.558 | 0 | 602.003 | 0 | 9397.997 | 93.98% | 0 | 1018.038 | 430.692 | 76.349 | 484.997 | 0 | 26 | 248.48 | 0 | 7500 | 1018.038 | 248.48 | 0 | 769.558
|  | 980.217 | 248.48 | 731.737 | 0 | 0 | 0 | 10000 | 100% | 0 | 980.217 | 301.207 | 90.436 | 566.474 | 0 | 22.1 | 248.48 | 0 | 7500 | 980.217 | 248.48 | 0 | 731.737
|  | 725.885 | 248.48 | 477.405 | 0 | 0 | 0 | 10000 | 100% | 0 | 725.885 | 216.331 | 70.502 | 419.502 | 0 | 19.55 | 248.48 | 0 | 7500 | 725.885 | 248.48 | 0 | 477.405
|  | 740.249 | 248.48 | 491.769 | 0 | 0 | 0 | 10000 | 100% | 0 | 740.249 | 199.071 | 97.451 | 426.727 | 0 | 17 | 248.48 | 0 | 7500 | 740.249 | 248.48 | 0 | 491.769
|  | 745.156 | 248.48 | 496.676 | 0 | 0 | 0 | 10000 | 100% | 0 | 745.156 | 160.621 | 71.064 | 449.084 | 0 | 64.387 | 248.48 | 0 | 7500 | 745.156 | 248.48 | 0 | 496.676
|  | 727.615 | 248.48 | 0 | 0 | 0 | 479.135 | 10000 | 100% | 0 | 727.615 | 174.414 | 53.376 | 409.513 | 0 | 90.313 | 248.48 | 0 | 0 | 727.615 | 248.48 | 479.135 | 0
|  | 753.336 | 248.48 | 0 | 0 | 0 | 504.856 | 9520.865 | 95.21% | 0 | 753.336 | 162.914 | 38.656 | 434.959 | 0 | 116.807 | 248.48 | 0 | 0 | 753.336 | 248.48 | 504.856 | 0
|  | 831.447 | 248.48 | 0 | 0 | 0 | 582.967 | 9016.009 | 90.16% | 0 | 831.447 | 199.845 | 22.38 | 517.64 | 0 | 91.582 | 248.48 | 0 | 0 | 831.447 | 248.48 | 582.967 | 0
|  | 1138.579 | 257.631 | 0 | 0 | 0 | 880.948 | 8433.042 | 84.33% | 0 | 1138.579 | 352.028 | 21.454 | 507.491 | 0 | 257.606 | 248.48 | 9.151 | 0 | 1138.579 | 257.631 | 880.948 | 0
|  | 1505.315 | 319.065 | 0 | 0 | 0 | 1186.25 | 7552.094 | 75.52% | 0 | 1505.315 | 361.647 | 53.396 | 762.094 | 0 | 328.179 | 248.48 | 70.585 | 0 | 1505.315 | 319.065 | 1186.25 | 0
|  | 1673.574 | 484.797 | 0 | 0 | 0 | 1188.777 | 6365.844 | 63.66% | 0 | 1673.574 | 390.777 | 110.537 | 679.068 | 0 | 493.193 | 248.48 | 236.317 | 0 | 1673.574 | 484.797 | 1188.777 | 0
|  | 1175.041 | 744.9 | 430.141 | 0 | 2500 | 0 | 5177.067 | 51.77% | 0 | 1175.041 | 336.329 | 83.793 | 485.209 | 0 | 269.71 | 248.48 | 496.42 | 7500 | 1175.041 | 744.9 | 0 | 430.141
|  | 1131.561 | 1103.201 | 28.36 | 0 | 2322.933 | 0 | 7677.067 | 76.77% | 0 | 1131.561 | 375.822 | 83.668 | 549.729 | 0 | 122.343 | 248.48 | 854.721 | 7500 | 1131.561 | 1103.201 | 0 | 28.36
|  | 890.856 | 890.856 | 0 | 1137.832 | 0 | 0 | 10000 | 100% | 0 | 890.856 | 320.234 | 60.9 | 436.444 | 0 | 73.278 | 248.48 | 1780.208 | 0 | 890.856 | 890.856 | 0 | 0
|  | 937.85 | 937.85 | 0 | 1269.921 | 0 | 0 | 10000 | 100% | 0 | 937.85 | 401.602 | 57.18 | 453.229 | 0 | 25.839 | 248.48 | 1959.291 | 0 | 937.85 | 937.85 | 0 | 0
|  | 823.327 | 823.327 | 0 | 1304.798 | 0 | 0 | 10000 | 100% | 0 | 823.327 | 311.793 | 82.713 | 426.245 | 0 | 2.577 | 248.48 | 1879.645 | 0 | 823.327 | 823.327 | 0 | 0
|  | 1057.398 | 1057.398 | 0 | 889.263 | 0 | 0 | 10000 | 100% | 0 | 1057.398 | 290.151 | 86.328 | 680.92 | 0 | 0 | 248.48 | 1698.181 | 0 | 1057.398 | 1057.398 | 0 | 0
|  | 1237.259 | 1237.259 | 0 | 454.434 | 0 | 0 | 10000 | 100% | 0 | 1237.259 | 377.759 | 65.607 | 793.892 | 0 | 0 | 248.48 | 1443.213 | 0 | 1237.259 | 1237.259 | 0 | 0
|  | 1130.721 | 1130.721 | 0 | 263.691 | 0 | 0 | 10000 | 100% | 0 | 1130.721 | 486.007 | 37.551 | 607.163 | 0 | 0 | 248.48 | 1145.932 | 0 | 1130.721 | 1130.721 | 0 | 0
|  | 875.933 | 875.933 | 0 | 238.589 | 0 | 0 | 10000 | 100% | 0 | 875.933 | 486.01 | 24.57 | 354.303 | 0 | 11.05 | 248.48 | 866.042 | 0 | 875.933 | 875.933 | 0 | 0
|  | 865.404 | 835.658 | 0 | 0 | 0 | 29.746 | 10000 | 100% | 0 | 865.404 | 511.667 | 19.454 | 312.183 | 0 | 22.1 | 248.48 | 587.178 | 0 | 865.404 | 835.658 | 29.746 | 0
|  | 801.84 | 558.151 | 0 | 0 | 0 | 243.689 | 9970.254 | 99.7% | 0 | 801.84 | 444.369 | 66.866 | 268.506 | 0 | 22.1 | 248.48 | 309.671 | 0 | 801.84 | 558.151 | 243.689 | 0
|  | 913.472 | 302.88 | 610.592 | 0 | 273.435 | 0 | 9726.565 | 97.27% | 0 | 913.472 | 527.093 | 99.795 | 264.484 | 0 | 22.1 | 248.48 | 54.4 | 7500 | 913.472 | 302.88 | 0 | 610.592
|  | 950.73 | 248.48 | 0 | 0 | 0 | 702.25 | 10000 | 100% | 0 | 950.73 | 566.314 | 87.882 | 274.435 | 0 | 22.1 | 248.48 | 0 | 0 | 950.73 | 248.48 | 702.25 | 0
|  | 1014.02 | 248.48 | 765.54 | 0 | 702.25 | 0 | 9297.75 | 92.98% | 0 | 1014.02 | 418.486 | 78.68 | 494.754 | 0 | 22.1 | 248.48 | 0 | 7500 | 1014.02 | 248.48 | 0 | 765.54
|  | 894.164 | 248.48 | 645.684 | 0 | 0 | 0 | 10000 | 100% | 0 | 894.164 | 309.207 | 75.332 | 483.036 | 0 | 26.589 | 248.48 | 0 | 7500 | 894.164 | 248.48 | 0 | 645.684
|  | 910.955 | 248.48 | 662.475 | 0 | 0 | 0 | 10000 | 100% | 0 | 910.955 | 217.399 | 77.199 | 554.37 | 0 | 61.987 | 248.48 | 0 | 7500 | 910.955 | 248.48 | 0 | 662.475
|  | 772.277 | 248.48 | 523.797 | 0 | 0 | 0 | 10000 | 100% | 0 | 772.277 | 181.25 | 93.367 | 427.662 | 0 | 69.999 | 248.48 | 0 | 7500 | 772.277 | 248.48 | 0 | 523.797
|  | 756.013 | 248.48 | 507.533 | 0 | 0 | 0 | 10000 | 100% | 0 | 756.013 | 181.247 | 59.36 | 486.975 | 0 | 28.431 | 248.48 | 0 | 7500 | 756.013 | 248.48 | 0 | 507.533
|  | 690.553 | 248.48 | 0 | 0 | 0 | 442.073 | 10000 | 100% | 0 | 690.553 | 163.333 | 54.583 | 403.51 | 0 | 69.128 | 248.48 | 0 | 0 | 690.553 | 248.48 | 442.073 | 0
|  | 719.733 | 248.48 | 0 | 0 | 0 | 471.253 | 9557.927 | 95.58% | 0 | 719.733 | 155.929 | 23.631 | 450.165 | 0 | 90.009 | 248.48 | 0 | 0 | 719.733 | 248.48 | 471.253 | 0
|  | 652.29 | 523.891 | 0 | 0 | 0 | 128.399 | 9086.674 | 90.87% | 0 | 652.29 | 185.996 | 21.637 | 420.347 | 0 | 24.31 | 248.48 | 275.411 | 0 | 652.29 | 523.891 | 128.399 | 0
|  | 1026.043 | 476.604 | 0 | 0 | 0 | 549.439 | 8958.275 | 89.58% | 0 | 1026.043 | 321.692 | 27.877 | 516.573 | 0 | 159.901 | 248.48 | 228.124 | 0 | 1026.043 | 476.604 | 549.439 | 0
|  | 1458.02 | 459.827 | 0 | 0 | 0 | 998.193 | 8408.836 | 84.09% | 0 | 1458.02 | 371.65 | 100.184 | 604.532 | 0 | 381.654 | 248.48 | 211.347 | 0 | 1458.02 | 459.827 | 998.193 | 0
|  | 1330.969 | 1296.816 | 0 | 0 | 0 | 34.153 | 7410.643 | 74.11% | 0 | 1330.969 | 356.536 | 96.334 | 611.143 | 0 | 266.957 | 248.48 | 1048.336 | 0 | 1330.969 | 1296.816 | 34.153 | 0
|  | 1022.967 | 1022.967 | 0 | 781.749 | 781.749 | 0 | 7376.49 | 73.76% | 0 | 1022.967 | 351.445 | 79.426 | 501.092 | 0 | 91.004 | 248.48 | 1556.236 | 0 | 1022.967 | 1022.967 | 0 | 0
|  | 939.995 | 939.995 | 0 | 1058.755 | 1058.755 | 0 | 8158.239 | 81.58% | 0 | 939.995 | 321.292 | 78.416 | 493.641 | 0 | 46.647 | 248.48 | 1750.27 | 0 | 939.995 | 939.995 | 0 | 0
|  | 804.981 | 804.981 | 0 | 1231.071 | 783.006 | 0 | 9216.994 | 92.17% | 0 | 804.981 | 382.606 | 61.835 | 353.607 | 0 | 6.933 | 248.48 | 1787.572 | 0 | 804.981 | 804.981 | 0 | 0
|  | 766.329 | 766.329 | 0 | 1353.386 | 0 | 0 | 10000 | 100% | 0 | 766.329 | 342.128 | 70.934 | 346.334 | 0 | 6.933 | 248.48 | 1871.235 | 0 | 766.329 | 766.329 | 0 | 0
|  | 770.232 | 770.232 | 0 | 1276.856 | 0 | 0 | 10000 | 100% | 0 | 770.232 | 329.24 | 96.658 | 344.334 | 0 | 0 | 248.48 | 1798.608 | 0 | 770.232 | 770.232 | 0 | 0
|  | 1146.392 | 1146.392 | 0 | 399.428 | 0 | 0 | 10000 | 100% | 0 | 1146.392 | 307.229 | 74.188 | 764.974 | 0 | 0 | 248.48 | 1297.34 | 0 | 1146.392 | 1146.392 | 0 | 0
|  | 1008.411 | 705.664 | 0 | 0 | 0 | 302.747 | 10000 | 100% | 0 | 1008.411 | 375.79 | 54.979 | 577.642 | 0 | 0 | 248.48 | 457.184 | 0 | 1008.411 | 705.664 | 302.747 | 0
|  | 951.65 | 569.136 | 0 | 0 | 0 | 382.514 | 9697.253 | 96.97% | 0 | 951.65 | 434.051 | 25.668 | 491.931 | 0 | 0 | 248.48 | 320.656 | 0 | 951.65 | 569.136 | 382.514 | 0
|  | 827.804 | 558.92 | 0 | 0 | 0 | 268.884 | 9314.739 | 93.15% | 0 | 827.804 | 499.561 | 21.619 | 293.949 | 0 | 12.675 | 248.48 | 310.44 | 0 | 827.804 | 558.92 | 268.884 | 0
|  | 794.709 | 794.709 | 0 | 158.639 | 158.639 | 0 | 9045.855 | 90.46% | 0 | 794.709 | 471.933 | 28.76 | 268.666 | 0 | 25.35 | 248.48 | 704.868 | 0 | 794.709 | 794.709 | 0 | 0
|  | 877.33 | 664.772 | 0 | 0 | 0 | 212.558 | 9204.494 | 92.04% | 0 | 877.33 | 447.209 | 101.711 | 302.529 | 0 | 25.881 | 248.48 | 416.292 | 0 | 877.33 | 664.772 | 212.558 | 0
|  | 860.344 | 613.769 | 246.575 | 0 | 1008.064 | 0 | 8991.936 | 89.92% | 0 | 860.344 | 489.691 | 100.892 | 243.526 | 0 | 26.235 | 248.48 | 365.289 | 7500 | 860.344 | 613.769 | 0 | 246.575
|  | 885.046 | 248.48 | 0 | 0 | 0 | 636.566 | 10000 | 100% | 0 | 885.046 | 506.269 | 77.218 | 274.616 | 0 | 26.943 | 248.48 | 0 | 0 | 885.046 | 248.48 | 636.566 | 0
|  | 1024.486 | 248.48 | 776.006 | 0 | 636.566 | 0 | 9363.434 | 93.63% | 0 | 1024.486 | 442.777 | 71.212 | 483.377 | 0 | 27.12 | 248.48 | 0 | 7500 | 1024.486 | 248.48 | 0 | 776.006
|  | 942.386 | 248.48 | 693.906 | 0 | 0 | 0 | 10000 | 100% | 0 | 942.386 | 283.04 | 75.981 | 545.403 | 0 | 37.962 | 248.48 | 0 | 7500 | 942.386 | 248.48 | 0 | 693.906
|  | 855.529 | 248.48 | 607.049 | 0 | 0 | 0 | 10000 | 100% | 0 | 855.529 | 213.877 | 99.669 | 511.652 | 0 | 30.331 | 248.48 | 0 | 7500 | 855.529 | 248.48 | 0 | 607.049
|  | 653.412 | 248.48 | 404.932 | 0 | 0 | 0 | 10000 | 100% | 0 | 653.412 | 169.248 | 77.57 | 383.844 | 0 | 22.75 | 248.48 | 0 | 7500 | 653.412 | 248.48 | 0 | 404.932
|  | 695.66 | 248.48 | 447.18 | 0 | 0 | 0 | 10000 | 100% | 0 | 695.66 | 156.838 | 53.291 | 458.9 | 0 | 26.631 | 248.48 | 0 | 7500 | 695.66 | 248.48 | 0 | 447.18
|  | 715.978 | 248.48 | 0 | 0 | 0 | 467.498 | 10000 | 100% | 0 | 715.978 | 163.4 | 41.886 | 464.882 | 0 | 45.81 | 248.48 | 0 | 0 | 715.978 | 248.48 | 467.498 | 0
|  | 608.882 | 248.48 | 0 | 0 | 0 | 360.402 | 9532.502 | 95.33% | 0 | 608.882 | 160.841 | 24.093 | 384.516 | 0 | 39.433 | 248.48 | 0 | 0 | 608.882 | 248.48 | 360.402 | 0
|  | 776.885 | 249.256 | 0 | 0 | 0 | 527.629 | 9172.1 | 91.72% | 0 | 776.885 | 162.705 | 19.119 | 375.752 | 0 | 219.31 | 248.48 | 0.776 | 0 | 776.885 | 249.256 | 527.629 | 0
|  | 1268.463 | 252.508 | 0 | 0 | 0 | 1015.955 | 8644.471 | 86.44% | 0 | 1268.463 | 288.262 | 65.938 | 527.367 | 0 | 386.897 | 248.48 | 4.028 | 0 | 1268.463 | 252.508 | 1015.955 | 0
|  | 1523.502 | 282.764 | 0 | 0 | 0 | 1240.738 | 7628.516 | 76.29% | 0 | 1523.502 | 354.979 | 106.782 | 616.994 | 0 | 444.747 | 248.48 | 34.284 | 0 | 1523.502 | 282.764 | 1240.738 | 0
|  | 1462.666 | 431.81 | 0 | 0 | 0 | 1030.856 | 6387.778 | 63.88% | 0 | 1462.666 | 379.32 | 84.504 | 623.448 | 0 | 375.394 | 248.48 | 183.33 | 0 | 1462.666 | 431.81 | 1030.856 | 0
|  | 1134.822 | 663.808 | 471.014 | 0 | 2500 | 0 | 5356.922 | 53.57% | 0 | 1134.822 | 339.339 | 81.245 | 453.387 | 0 | 260.852 | 248.48 | 415.328 | 7500 | 1134.822 | 663.808 | 0 | 471.014
|  | 927.541 | 927.541 | 0 | 124.272 | 124.272 | 0 | 7856.922 | 78.57% | 0 | 927.541 | 340.782 | 57.847 | 422.952 | 0 | 105.96 | 248.48 | 803.333 | 0 | 927.541 | 927.541 | 0 | 0
|  | 861.508 | 861.508 | 0 | 286.135 | 286.135 | 0 | 7981.194 | 79.81% | 0 | 861.508 | 354.322 | 61.282 | 379.06 | 0 | 66.845 | 248.48 | 899.163 | 0 | 861.508 | 861.508 | 0 | 0
|  | 770.271 | 770.271 | 0 | 407.411 | 407.411 | 0 | 8267.329 | 82.67% | 0 | 770.271 | 331.331 | 81.098 | 340.574 | 0 | 17.268 | 248.48 | 929.202 | 0 | 770.271 | 770.271 | 0 | 0
|  | 771.008 | 771.008 | 0 | 273.821 | 273.821 | 0 | 8674.74 | 86.75% | 0 | 771.008 | 305.614 | 85.023 | 380.371 | 0 | 0 | 248.48 | 796.349 | 0 | 771.008 | 771.008 | 0 | 0
|  | 1132.579 | 847.469 | 285.11 | 0 | 1051.439 | 0 | 8948.561 | 89.49% | 0 | 1132.579 | 336.003 | 63.57 | 733.007 | 0 | 0 | 248.48 | 598.989 | 7500 | 1132.579 | 847.469 | 0 | 285.11
|  | 1024.007 | 1024.007 | 0 | 429.734 | 0 | 0 | 10000 | 100% | 0 | 1024.007 | 363.54 | 41.828 | 618.64 | 0 | 0 | 248.48 | 1205.261 | 0 | 1024.007 | 1024.007 | 0 | 0
|  | 1036.794 | 1036.794 | 0 | 335.46 | 0 | 0 | 10000 | 100% | 0 | 1036.794 | 488.223 | 22.675 | 525.897 | 0 | 0 | 248.48 | 1123.774 | 0 | 1036.794 | 1036.794 | 0 | 0
|  | 846.814 | 846.814 | 0 | 137.394 | 0 | 0 | 10000 | 100% | 0 | 846.814 | 486.71 | 20.851 | 324.466 | 0 | 14.788 | 248.48 | 735.728 | 0 | 846.814 | 846.814 | 0 | 0
|  | 819.511 | 603.511 | 0 | 0 | 0 | 216 | 10000 | 100% | 0 | 819.511 | 434.598 | 62.072 | 293.266 | 0 | 29.575 | 248.48 | 355.031 | 0 | 819.511 | 603.511 | 216 | 0
|  | 836.049 | 593.57 | 0 | 0 | 0 | 242.479 | 9784 | 97.84% | 0 | 836.049 | 437.405 | 114.08 | 254.781 | 0 | 29.783 | 248.48 | 345.09 | 0 | 836.049 | 593.57 | 242.479 | 0
|  | 891.965 | 252.597 | 639.368 | 0 | 458.479 | 0 | 9541.521 | 95.42% | 0 | 891.965 | 515.014 | 88.765 | 257.986 | 0 | 30.2 | 248.48 | 4.117 | 7500 | 891.965 | 252.597 | 0 | 639.368
|  | 870.806 | 248.48 | 0 | 0 | 0 | 622.326 | 10000 | 100% | 0 | 870.806 | 498.189 | 79.764 | 261.402 | 0 | 31.451 | 248.48 | 0 | 0 | 870.806 | 248.48 | 622.326 | 0
|  | 926.935 | 248.48 | 678.455 | 0 | 622.326 | 0 | 9377.674 | 93.78% | 0 | 926.935 | 403.605 | 64.112 | 427.559 | 0 | 31.659 | 248.48 | 0 | 7500 | 926.935 | 248.48 | 0 | 678.455
|  | 978.576 | 248.48 | 730.096 | 0 | 0 | 0 | 10000 | 100% | 0 | 978.576 | 298.68 | 77.751 | 573.502 | 0 | 28.643 | 248.48 | 0 | 7500 | 978.576 | 248.48 | 0 | 730.096
|  | 945.597 | 248.48 | 697.117 | 0 | 0 | 0 | 10000 | 100% | 0 | 945.597 | 233.563 | 89.809 | 593.899 | 0 | 28.326 | 248.48 | 0 | 7500 | 945.597 | 248.48 | 0 | 697.117
|  | 696.355 | 248.48 | 447.875 | 0 | 0 | 0 | 10000 | 100% | 0 | 696.355 | 185.331 | 61.519 | 405.199 | 0 | 44.306 | 248.48 | 0 | 7500 | 696.355 | 248.48 | 0 | 447.875
|  | 732.473 | 248.48 | 483.993 | 0 | 0 | 0 | 10000 | 100% | 0 | 732.473 | 156.949 | 52.069 | 495.118 | 0 | 28.337 | 248.48 | 0 | 7500 | 732.473 | 248.48 | 0 | 483.993
|  | 657.889 | 248.48 | 0 | 0 | 0 | 409.409 | 10000 | 100% | 0 | 657.889 | 167.726 | 28.268 | 439.223 | 0 | 22.672 | 248.48 | 0 | 0 | 657.889 | 248.48 | 409.409 | 0
|  | 664.45 | 248.48 | 0 | 0 | 0 | 415.97 | 9590.591 | 95.91% | 0 | 664.45 | 179.021 | 20.301 | 454.412 | 0 | 10.717 | 248.48 | 0 | 0 | 664.45 | 248.48 | 415.97 | 0
|  | 897.308 | 248.79 | 0 | 0 | 0 | 648.518 | 9174.621 | 91.75% | 0 | 897.308 | 191.775 | 30.205 | 554.751 | 0 | 120.577 | 248.48 | 0.31 | 0 | 897.308 | 248.79 | 648.518 | 0
|  | 1042.526 | 257.292 | 0 | 0 | 0 | 785.234 | 8526.103 | 85.26% | 0 | 1042.526 | 286.476 | 92.187 | 486.101 | 0 | 177.763 | 248.48 | 8.812 | 0 | 1042.526 | 257.292 | 785.234 | 0
|  | 1682.138 | 392.249 | 0 | 0 | 0 | 1289.889 | 7740.869 | 77.41% | 0 | 1682.138 | 375.894 | 99.987 | 687.531 | 0 | 518.727 | 248.48 | 143.769 | 0 | 1682.138 | 392.249 | 1289.889 | 0
|  | 1475.667 | 726.484 | 0 | 0 | 0 | 749.183 | 6450.98 | 64.51% | 0 | 1475.667 | 362.704 | 80.328 | 707.749 | 0 | 324.886 | 248.48 | 478.004 | 0 | 1475.667 | 726.484 | 749.183 | 0
|  | 1012.087 | 884.134 | 127.953 | 0 | 2500 | 0 | 5701.797 | 57.02% | 0 | 1012.087 | 341.754 | 77.66 | 464.248 | 0 | 128.426 | 248.48 | 635.654 | 7500 | 1012.087 | 884.134 | 0 | 127.953
|  | 1147.732 | 1147.732 | 0 | 280.917 | 280.917 | 0 | 8201.797 | 82.02% | 0 | 1147.732 | 368.108 | 53.429 | 459.061 | 0 | 267.135 | 248.48 | 1180.169 | 0 | 1147.732 | 1147.732 | 0 | 0
|  | 1039.417 | 1039.417 | 0 | 1003.683 | 1003.683 | 0 | 8482.714 | 84.83% | 0 | 1039.417 | 366.772 | 69.283 | 494.418 | 0 | 108.944 | 248.48 | 1794.62 | 0 | 1039.417 | 1039.417 | 0 | 0
|  | 805.237 | 805.237 | 0 | 908.618 | 513.603 | 0 | 9486.397 | 94.86% | 0 | 805.237 | 346.87 | 100.396 | 328.347 | 0 | 29.624 | 248.48 | 1465.375 | 0 | 805.237 | 805.237 | 0 | 0
|  | 727.892 | 727.892 | 0 | 1204.248 | 0 | 0 | 10000 | 100% | 0 | 727.892 | 333.418 | 63.8 | 330.675 | 0 | 0 | 248.48 | 1683.66 | 0 | 727.892 | 727.892 | 0 | 0
|  | 1142.673 | 1142.673 | 0 | 756.95 | 0 | 0 | 10000 | 100% | 0 | 1142.673 | 324.179 | 58.511 | 759.982 | 0 | 0 | 248.48 | 1651.143 | 0 | 1142.673 | 1142.673 | 0 | 0
|  | 1131.097 | 1131.097 | 0 | 153.547 | 0 | 0 | 10000 | 100% | 0 | 1131.097 | 397.112 | 25.279 | 708.706 | 0 | 0 | 248.48 | 1036.164 | 0 | 1131.097 | 1131.097 | 0 | 0
|  | 944.138 | 944.138 | 0 | 90.478 | 0 | 0 | 10000 | 100% | 0 | 944.138 | 455.784 | 21.677 | 466.677 | 0 | 0 | 248.48 | 786.136 | 0 | 944.138 | 944.138 | 0 | 0
|  | 770.712 | 523.339 | 0 | 0 | 0 | 247.373 | 10000 | 100% | 0 | 770.712 | 436.778 | 27.517 | 294.555 | 0 | 11.863 | 248.48 | 274.859 | 0 | 770.712 | 523.339 | 247.373 | 0
|  | 845.899 | 473.695 | 0 | 0 | 0 | 372.204 | 9752.627 | 97.53% | 0 | 845.899 | 488.65 | 91.395 | 242.129 | 0 | 23.725 | 248.48 | 225.215 | 0 | 845.899 | 473.695 | 372.204 | 0
|  | 885.455 | 273.245 | 0 | 0 | 0 | 612.21 | 9380.423 | 93.8% | 0 | 885.455 | 487.019 | 101.247 | 273.464 | 0 | 23.725 | 248.48 | 24.765 | 0 | 885.455 | 273.245 | 612.21 | 0
|  | 833.827 | 249.063 | 584.764 | 0 | 1231.787 | 0 | 8768.213 | 87.68% | 0 | 833.827 | 469.367 | 76.534 | 263.994 | 0 | 23.933 | 248.48 | 0.583 | 7500 | 833.827 | 249.063 | 0 | 584.764
|  | 825.556 | 248.48 | 0 | 0 | 0 | 577.076 | 10000 | 100% | 0 | 825.556 | 495.724 | 75.344 | 229.098 | 0 | 25.39 | 248.48 | 0 | 0 | 825.556 | 248.48 | 577.076 | 0
|  | 1044.639 | 248.48 | 796.159 | 0 | 577.076 | 0 | 9422.924 | 94.23% | 0 | 1044.639 | 447.533 | 54.121 | 517.179 | 0 | 25.807 | 248.48 | 0 | 7500 | 1044.639 | 248.48 | 0 | 796.159
|  | 1002.258 | 248.48 | 753.778 | 0 | 0 | 0 | 10000 | 100% | 0 | 1002.258 | 331.034 | 94.906 | 547.747 | 0 | 28.571 | 248.48 | 0 | 7500 | 1002.258 | 248.48 | 0 | 753.778
|  | 930.041 | 248.48 | 681.561 | 0 | 0 | 0 | 10000 | 100% | 0 | 930.041 | 242.331 | 81.735 | 580.962 | 0 | 25.013 | 248.48 | 0 | 7500 | 930.041 | 248.48 | 0 | 681.561
|  | 770.309 | 248.48 | 521.829 | 0 | 0 | 0 | 10000 | 100% | 0 | 770.309 | 208.748 | 54.556 | 481.975 | 0 | 25.03 | 248.48 | 0 | 7500 | 770.309 | 248.48 | 0 | 521.829
|  | 686.016 | 248.48 | 437.536 | 0 | 0 | 0 | 10000 | 100% | 0 | 686.016 | 165.527 | 38.302 | 449.137 | 0 | 33.051 | 248.48 | 0 | 7500 | 686.016 | 248.48 | 0 | 437.536
|  | 803.24 | 248.48 | 0 | 0 | 0 | 554.76 | 10000 | 100% | 0 | 803.24 | 175.3 | 25.942 | 447.878 | 0 | 154.12 | 248.48 | 0 | 0 | 803.24 | 248.48 | 554.76 | 0
|  | 698.45 | 248.48 | 0 | 0 | 0 | 449.97 | 9445.24 | 94.45% | 0 | 698.45 | 145.306 | 19.063 | 459.798 | 0 | 74.283 | 248.48 | 0 | 0 | 698.45 | 248.48 | 449.97 | 0
|  | 923.318 | 248.797 | 0 | 0 | 0 | 674.521 | 8995.27 | 89.95% | 0 | 923.318 | 185.587 | 65.39 | 548.967 | 0 | 123.374 | 248.48 | 0.317 | 0 | 923.318 | 248.797 | 674.521 | 0
|  | 1076.466 | 257.235 | 0 | 0 | 0 | 819.231 | 8320.749 | 83.21% | 0 | 1076.466 | 209.783 | 100.59 | 470.31 | 0 | 295.783 | 248.48 | 8.755 | 0 | 1076.466 | 257.235 | 819.231 | 0
|  | 1812.429 | 309.077 | 0 | 0 | 0 | 1503.352 | 7501.518 | 75.02% | 0 | 1812.429 | 357.464 | 85.411 | 590.715 | 0 | 778.839 | 248.48 | 60.597 | 0 | 1812.429 | 309.077 | 1503.352 | 0
|  | 1052.133 | 364.705 | 0 | 0 | 0 | 687.428 | 5998.166 | 59.98% | 0 | 1052.133 | 366.431 | 69.538 | 327.747 | 0 | 288.417 | 248.48 | 116.225 | 0 | 1052.133 | 364.705 | 687.428 | 0
|  | 1098.864 | 491.265 | 607.599 | 0 | 2500 | 0 | 5310.738 | 53.11% | 0 | 1098.864 | 450.489 | 61.721 | 323.242 | 0 | 263.412 | 248.48 | 242.785 | 7500 | 1098.864 | 491.265 | 0 | 607.599
|  | 933.276 | 482.586 | 450.69 | 0 | 2189.262 | 0 | 7810.738 | 78.11% | 0 | 933.276 | 461.064 | 60.939 | 332.971 | 0 | 78.303 | 248.48 | 234.106 | 7500 | 933.276 | 482.586 | 0 | 450.69
|  | 1073.413 | 448.254 | 625.159 | 0 | 0 | 0 | 10000 | 100% | 0 | 1073.413 | 611.012 | 85.005 | 370.553 | 0 | 6.843 | 248.48 | 199.774 | 7500 | 1073.413 | 448.254 | 0 | 625.159
|  | 807.322 | 471.015 | 336.307 | 0 | 0 | 0 | 10000 | 100% | 0 | 807.322 | 493.247 | 74.185 | 239.89 | 0 | 0 | 248.48 | 222.535 | 7500 | 807.322 | 471.015 | 0 | 336.307
|  | 747.157 | 426.331 | 320.826 | 0 | 0 | 0 | 10000 | 100% | 0 | 747.157 | 391.437 | 68.194 | 287.526 | 0 | 0 | 248.48 | 177.851 | 7500 | 747.157 | 426.331 | 0 | 320.826
|  | 955.435 | 503.265 | 452.17 | 0 | 0 | 0 | 10000 | 100% | 0 | 955.435 | 380.611 | 38.141 | 536.684 | 0 | 0 | 248.48 | 254.785 | 7500 | 955.435 | 503.265 | 0 | 452.17
|  | 1014.045 | 543.692 | 0 | 0 | 0 | 470.353 | 10000 | 100% | 0 | 1014.045 | 386.67 | 22.779 | 604.597 | 0 | 0 | 248.48 | 295.212 | 0 | 1014.045 | 543.692 | 470.353 | 0
|  | 1001.473 | 334.402 | 0 | 0 | 0 | 667.071 | 9529.647 | 95.3% | 0 | 1001.473 | 432.828 | 19.18 | 549.466 | 0 | 0 | 248.48 | 85.922 | 0 | 1001.473 | 334.402 | 667.071 | 0
|  | 864.286 | 322.231 | 0 | 0 | 0 | 542.055 | 8862.576 | 88.63% | 0 | 864.286 | 477.731 | 60.433 | 311.985 | 0 | 14.137 | 248.48 | 73.751 | 0 | 864.286 | 322.231 | 542.055 | 0
|  | 777 | 292.934 | 0 | 0 | 0 | 484.066 | 8320.521 | 83.21% | 0 | 777 | 430.292 | 108.855 | 209.578 | 0 | 28.275 | 248.48 | 44.454 | 0 | 777 | 292.934 | 484.066 | 0
|  | 812.7 | 256.571 | 0 | 0 | 0 | 556.129 | 7836.455 | 78.36% | 0 | 812.7 | 435.599 | 78.896 | 269.931 | 0 | 28.275 | 248.48 | 8.091 | 0 | 812.7 | 256.571 | 556.129 | 0
|  | 732.24 | 248.48 | 483.76 | 0 | 2500 | 0 | 7280.326 | 72.8% | 0 | 732.24 | 425.82 | 72.466 | 205.68 | 0 | 28.275 | 248.48 | 0 | 7500 | 732.24 | 248.48 | 0 | 483.76
|  | 796.022 | 248.48 | 0 | 0 | 0 | 547.542 | 9780.326 | 97.8% | 0 | 796.022 | 486.851 | 59.36 | 221.536 | 0 | 28.275 | 248.48 | 0 | 0 | 796.022 | 248.48 | 547.542 | 0
|  | 974.221 | 248.48 | 725.741 | 0 | 767.216 | 0 | 9232.784 | 92.33% | 0 | 974.221 | 421.341 | 61.99 | 462.614 | 0 | 28.275 | 248.48 | 0 | 7500 | 974.221 | 248.48 | 0 | 725.741
|  | 1076.602 | 248.48 | 828.122 | 0 | 0 | 0 | 10000 | 100% | 0 | 1076.602 | 306.27 | 86.51 | 656.733 | 0 | 27.089 | 248.48 | 0 | 7500 | 1076.602 | 248.48 | 0 | 828.122
|  | 798.692 | 248.48 | 550.212 | 0 | 0 | 0 | 10000 | 100% | 0 | 798.692 | 203.681 | 59.17 | 512.531 | 0 | 23.311 | 248.48 | 0 | 7500 | 798.692 | 248.48 | 0 | 550.212
|  | 775.58 | 248.48 | 527.1 | 0 | 0 | 0 | 10000 | 100% | 0 | 775.58 | 201.027 | 48.527 | 498.939 | 0 | 27.087 | 248.48 | 0 | 7500 | 775.58 | 248.48 | 0 | 527.1
|  | 715.459 | 248.48 | 466.979 | 0 | 0 | 0 | 10000 | 100% | 0 | 715.459 | 170.026 | 25.398 | 421.156 | 0 | 98.879 | 248.48 | 0 | 7500 | 715.459 | 248.48 | 0 | 466.979
|  | 712.462 | 248.48 | 0 | 0 | 0 | 463.982 | 10000 | 100% | 0 | 712.462 | 168.124 | 20.205 | 419.24 | 0 | 104.894 | 248.48 | 0 | 0 | 712.462 | 248.48 | 463.982 | 0
|  | 767.177 | 248.48 | 0 | 0 | 0 | 518.697 | 9536.018 | 95.36% | 0 | 767.177 | 159.926 | 26.561 | 518.395 | 0 | 62.295 | 248.48 | 0 | 0 | 767.177 | 248.48 | 518.697 | 0
|  | 904.071 | 248.48 | 0 | 0 | 0 | 655.591 | 9017.321 | 90.17% | 0 | 904.071 | 196.768 | 90.599 | 586.122 | 0 | 30.582 | 248.48 | 0 | 0 | 904.071 | 248.48 | 655.591 | 0
|  | 959.557 | 250.136 | 0 | 0 | 0 | 709.421 | 8361.73 | 83.62% | 0 | 959.557 | 233.212 | 91.182 | 556.068 | 0 | 79.096 | 248.48 | 1.656 | 0 | 959.557 | 250.136 | 709.421 | 0
|  | 1215.614 | 253.999 | 0 | 0 | 0 | 961.615 | 7652.309 | 76.52% | 0 | 1215.614 | 305.251 | 84.399 | 475.656 | 0 | 350.308 | 248.48 | 5.519 | 0 | 1215.614 | 253.999 | 961.615 | 0
|  | 1135.623 | 297.456 | 0 | 0 | 0 | 838.167 | 6690.694 | 66.91% | 0 | 1135.623 | 388.385 | 67.392 | 334.079 | 0 | 345.767 | 248.48 | 48.976 | 0 | 1135.623 | 297.456 | 838.167 | 0
|  | 1016.221 | 428.457 | 587.764 | 0 | 2500 | 0 | 5852.527 | 58.53% | 0 | 1016.221 | 451.806 | 59.265 | 268.556 | 0 | 236.594 | 248.48 | 179.977 | 7500 | 1016.221 | 428.457 | 0 | 587.764
|  | 1019.627 | 464.824 | 554.803 | 0 | 1647.473 | 0 | 8352.527 | 83.53% | 0 | 1019.627 | 501.757 | 65.848 | 306.792 | 0 | 145.23 | 248.48 | 216.344 | 7500 | 1019.627 | 464.824 | 0 | 554.803
|  | 1078.302 | 643.555 | 434.747 | 0 | 0 | 0 | 10000 | 100% | 0 | 1078.302 | 539.891 | 85.891 | 293.901 | 0 | 158.619 | 248.48 | 395.075 | 7500 | 1078.302 | 643.555 | 0 | 434.747
|  | 977.004 | 977.004 | 0 | 39.823 | 0 | 0 | 10000 | 100% | 0 | 977.004 | 563.812 | 68.555 | 262.628 | 0 | 82.009 | 248.48 | 768.347 | 0 | 977.004 | 977.004 | 0 | 0
|  | 754.268 | 754.268 | 0 | 1085.541 | 0 | 0 | 10000 | 100% | 0 | 754.268 | 441.469 | 52.372 | 248.241 | 0 | 12.186 | 248.48 | 1591.329 | 0 | 754.268 | 754.268 | 0 | 0
|  | 1081.773 | 1081.773 | 0 | 1118.173 | 0 | 0 | 10000 | 100% | 0 | 1081.773 | 401.256 | 24.661 | 583.5 | 0 | 72.357 | 248.48 | 1951.466 | 0 | 1081.773 | 1081.773 | 0 | 0
|  | 1135.449 | 1135.449 | 0 | 399.209 | 0 | 0 | 10000 | 100% | 0 | 1135.449 | 393.355 | 21.665 | 687.436 | 0 | 32.994 | 248.48 | 1286.178 | 0 | 1135.449 | 1135.449 | 0 | 0
|  | 976.161 | 976.161 | 0 | 146.244 | 0 | 0 | 10000 | 100% | 0 | 976.161 | 445.907 | 26.504 | 503.75 | 0 | 0 | 248.48 | 873.925 | 0 | 976.161 | 976.161 | 0 | 0
|  | 753.381 | 692.076 | 0 | 0 | 0 | 61.305 | 10000 | 100% | 0 | 753.381 | 407.094 | 96.894 | 236.393 | 0 | 13 | 248.48 | 443.596 | 0 | 753.381 | 692.076 | 61.305 | 0
|  | 847.058 | 350.887 | 0 | 0 | 0 | 496.171 | 9938.695 | 99.39% | 0 | 847.058 | 450.663 | 94.267 | 276.128 | 0 | 26 | 248.48 | 102.407 | 0 | 847.058 | 350.887 | 496.171 | 0
|  | 802.629 | 283.781 | 0 | 0 | 0 | 518.848 | 9442.524 | 94.43% | 1.1369e-13 | 802.629 | 432.625 | 86.397 | 257.141 | 0 | 26.466 | 248.48 | 35.301 | 0 | 802.629 | 283.781 | 518.848 | 0
|  | 763.253 | 248.48 | 514.773 | 0 | 1076.324 | 0 | 8923.676 | 89.24% | 0 | 763.253 | 444.057 | 78.259 | 214.316 | 0 | 26.622 | 248.48 | 0 | 7500 | 763.253 | 248.48 | 0 | 514.773
|  | 847.79 | 248.48 | 0 | 0 | 0 | 599.31 | 10000 | 100% | 0 | 847.79 | 522.049 | 58.366 | 241.227 | 0 | 26.148 | 248.48 | 0 | 0 | 847.79 | 248.48 | 599.31 | 0
|  | 1009.01 | 248.48 | 760.53 | 0 | 599.31 | 0 | 9400.69 | 94.01% | 0 | 1009.01 | 429.882 | 71.285 | 481.844 | 0 | 26 | 248.48 | 0 | 7500 | 1009.01 | 248.48 | 0 | 760.53
|  | 1072.871 | 248.48 | 824.391 | 0 | 0 | 0 | 10000 | 100% | 0 | 1072.871 | 266.36 | 76.204 | 667.69 | 0 | 62.618 | 248.48 | 0 | 7500 | 1072.871 | 248.48 | 0 | 824.391
|  | 839.863 | 248.48 | 591.383 | 0 | 0 | 0 | 10000 | 100% | 0 | 839.863 | 209.431 | 51.507 | 459.121 | 0 | 119.804 | 248.48 | 0 | 7500 | 839.863 | 248.48 | 0 | 591.383
|  | 717.592 | 248.48 | 469.112 | 0 | 0 | 0 | 10000 | 100% | 0 | 717.592 | 170.499 | 41.824 | 429.42 | 0 | 75.85 | 248.48 | 0 | 7500 | 717.592 | 248.48 | 0 | 469.112
|  | 741.67 | 248.48 | 493.19 | 0 | 0 | 0 | 10000 | 100% | 0 | 741.67 | 170.767 | 21.717 | 523.119 | 0 | 26.068 | 248.48 | 0 | 7500 | 741.67 | 248.48 | 0 | 493.19
|  | 712.326 | 248.48 | 0 | 0 | 0 | 463.846 | 10000 | 100% | 0 | 712.326 | 176.562 | 21.708 | 436.884 | 0 | 77.172 | 248.48 | 0 | 0 | 712.326 | 248.48 | 463.846 | 0
|  | 696.191 | 248.48 | 0 | 0 | 0 | 447.711 | 9536.154 | 95.36% | 0 | 696.191 | 150.245 | 62.342 | 471.091 | 0 | 12.513 | 248.48 | 0 | 0 | 696.191 | 248.48 | 447.711 | 0
|  | 984.682 | 248.48 | 0 | 0 | 0 | 736.202 | 9088.443 | 90.88% | 0 | 984.682 | 188.081 | 97.485 | 570.935 | 0 | 128.181 | 248.48 | 0 | 0 | 984.682 | 248.48 | 736.202 | 0
|  | 994.432 | 248.553 | 0 | 0 | 0 | 745.879 | 8352.241 | 83.52% | 0 | 994.432 | 309.458 | 80.58 | 501.607 | 0 | 102.786 | 248.48 | 0.073 | 0 | 994.432 | 248.553 | 745.879 | 0
|  | 1428.815 | 278.482 | 0 | 0 | 0 | 1150.333 | 7606.362 | 76.06% | 0 | 1428.815 | 423.497 | 79.409 | 781.085 | 0 | 144.824 | 248.48 | 30.002 | 0 | 1428.815 | 278.482 | 1150.333 | 0
|  | 1120.144 | 526.424 | 0 | 0 | 0 | 593.72 | 6456.029 | 64.56% | 0 | 1120.144 | 385.911 | 69.238 | 507.68 | 0 | 157.316 | 248.48 | 277.944 | 0 | 1120.144 | 526.424 | 593.72 | 0
|  | 1227.195 | 557.726 | 669.469 | 0 | 2500 | 0 | 5862.309 | 58.62% | 0 | 1227.195 | 361.836 | 63.877 | 559.325 | 0 | 242.158 | 248.48 | 309.246 | 7500 | 1227.195 | 557.726 | 0 | 669.469
|  | 1437.356 | 540.15 | 897.206 | 0 | 1637.691 | 0 | 8362.309 | 83.62% | 0 | 1437.356 | 336.056 | 89.061 | 650.957 | 0 | 361.282 | 248.48 | 291.67 | 7500 | 1437.356 | 540.15 | 0 | 897.206
|  | 911.593 | 673.942 | 237.651 | 0 | 0 | 0 | 10000 | 100% | 0 | 911.593 | 335.464 | 78.185 | 374.125 | 0 | 123.819 | 248.48 | 425.462 | 7500 | 911.593 | 673.942 | 0 | 237.651
|  | 859.669 | 797.103 | 62.566 | 0 | 0 | 0 | 10000 | 100% | 0 | 859.669 | 367.418 | 68.518 | 398.471 | 0 | 25.262 | 248.48 | 548.623 | 7500 | 859.669 | 797.103 | 0 | 62.566
|  | 785.376 | 785.376 | 0 | 41.813 | 0 | 0 | 10000 | 100% | 0 | 785.376 | 315.103 | 35.383 | 434.89 | 0 | 0 | 248.48 | 578.709 | 0 | 785.376 | 785.376 | 0 | 0
|  | 1047.264 | 543.927 | 503.337 | 0 | 0 | 0 | 10000 | 100% | 0 | 1047.264 | 324.32 | 23.637 | 699.307 | 0 | 0 | 248.48 | 295.447 | 7500 | 1047.264 | 543.927 | 0 | 503.337
|  | 1241.36 | 436.004 | 0 | 0 | 0 | 805.356 | 10000 | 100% | 0 | 1241.36 | 364.784 | 22.01 | 854.565 | 0 | 0 | 248.48 | 187.524 | 0 | 1241.36 | 436.004 | 805.356 | 0
|  | 1175.212 | 314.605 | 0 | 0 | 0 | 860.607 | 9194.644 | 91.95% | 0 | 1175.212 | 510.772 | 54.492 | 609.948 | 0 | 0 | 248.48 | 66.125 | 0 | 1175.212 | 314.605 | 860.607 | 0
|  | 995.793 | 268.374 | 0 | 0 | 0 | 727.419 | 8334.037 | 83.34% | -1.1369e-13 | 995.793 | 480.132 | 110.618 | 392.855 | 0 | 12.188 | 248.48 | 19.894 | 0 | 995.793 | 268.374 | 727.419 | 0
|  | 842.328 | 252.991 | 0 | 0 | 0 | 589.337 | 7606.618 | 76.07% | 0 | 842.328 | 440.098 | 95.98 | 281.875 | 0 | 24.375 | 248.48 | 4.511 | 0 | 842.328 | 252.991 | 589.337 | 0
|  | 949.377 | 248.485 | 0 | 0 | 0 | 700.892 | 7017.281 | 70.17% | 0 | 949.377 | 530.447 | 81.315 | 313.085 | 0 | 24.53 | 248.48 | 0.005 | 0 | 949.377 | 248.485 | 700.892 | 0
|  | 878.789 | 248.48 | 630.309 | 0 | 2500 | 0 | 6316.389 | 63.16% | 0 | 878.789 | 527.444 | 66.803 | 260.013 | 0 | 24.53 | 248.48 | 0 | 7500 | 878.789 | 248.48 | 0 | 630.309
|  | 892.307 | 248.48 | 0 | 0 | 0 | 643.827 | 8816.389 | 88.16% | 0 | 892.307 | 533.726 | 59.034 | 275.173 | 0 | 24.375 | 248.48 | 0 | 0 | 892.307 | 248.48 | 643.827 | 0
|  | 999.66 | 248.48 | 751.18 | 0 | 1827.438 | 0 | 8172.562 | 81.73% | 0 | 999.66 | 413.6 | 88.11 | 473.575 | 0 | 24.375 | 248.48 | 0 | 7500 | 999.66 | 248.48 | 0 | 751.18
|  | 931.877 | 248.48 | 683.397 | 0 | 0 | 0 | 10000 | 100% | 0 | 931.877 | 310.673 | 64.867 | 532.938 | 0 | 23.4 | 248.48 | 0 | 7500 | 931.877 | 248.48 | 0 | 683.397
|  | 774.144 | 248.48 | 525.664 | 0 | 0 | 0 | 10000 | 100% | 0 | 774.144 | 195.062 | 53.246 | 505.137 | 0 | 20.7 | 248.48 | 0 | 7500 | 774.144 | 248.48 | 0 | 525.664
|  | 752.129 | 248.48 | 503.649 | 0 | 0 | 0 | 10000 | 100% | 0 | 752.129 | 180.894 | 25.37 | 452.089 | 0 | 93.777 | 248.48 | 0 | 7500 | 752.129 | 248.48 | 0 | 503.649
|  | 889.31 | 248.48 | 640.83 | 0 | 0 | 0 | 10000 | 100% | 0 | 889.31 | 169.703 | 20.139 | 473.796 | 0 | 225.672 | 248.48 | 0 | 7500 | 889.31 | 248.48 | 0 | 640.83
|  | 708.55 | 248.48 | 0 | 0 | 0 | 460.07 | 10000 | 100% | 0 | 708.55 | 170.068 | 27.743 | 426.236 | 0 | 84.503 | 248.48 | 0 | 0 | 708.55 | 248.48 | 460.07 | 0
|  | 811.248 | 248.48 | 0 | 0 | 0 | 562.768 | 9539.93 | 95.4% | 0 | 811.248 | 171.973 | 92.188 | 498.983 | 0 | 48.105 | 248.48 | 0 | 0 | 811.248 | 248.48 | 562.768 | 0
|  | 881.538 | 248.48 | 0 | 0 | 0 | 633.058 | 8977.162 | 89.77% | 0 | 881.538 | 185.279 | 87.645 | 558.701 | 0 | 49.913 | 248.48 | 0 | 0 | 881.538 | 248.48 | 633.058 | 0
|  | 1135.129 | 249.188 | 0 | 0 | 0 | 885.941 | 8344.104 | 83.44% | 0 | 1135.129 | 279.379 | 83.883 | 473.034 | 0 | 298.833 | 248.48 | 0.708 | 0 | 1135.129 | 249.188 | 885.941 | 0
|  | 1600.532 | 264.352 | 0 | 0 | 0 | 1336.18 | 7458.163 | 74.58% | 2.2737e-13 | 1600.532 | 387.526 | 77.044 | 691.907 | 0 | 444.055 | 248.48 | 15.872 | 0 | 1600.532 | 264.352 | 1336.18 | 0
|  | 1521.837 | 276.036 | 0 | 0 | 0 | 1245.801 | 6121.983 | 61.22% | 0 | 1521.837 | 344.916 | 55.449 | 666.318 | 0 | 455.155 | 248.48 | 27.556 | 0 | 1521.837 | 276.036 | 1245.801 | 0
|  | 1023.107 | 309.616 | 713.491 | 0 | 2500 | 0 | 4876.182 | 48.76% | 0 | 1023.107 | 336.371 | 72.14 | 546.279 | 0 | 68.318 | 248.48 | 61.136 | 7500 | 1023.107 | 309.616 | 0 | 713.491
|  | 1058.073 | 377.056 | 681.017 | 0 | 2500 | 0 | 7376.182 | 73.76% | 0 | 1058.073 | 350.33 | 98.861 | 596.328 | 0 | 12.554 | 248.48 | 128.576 | 7500 | 1058.073 | 377.056 | 0 | 681.017
|  | 1028.552 | 471.622 | 556.93 | 0 | 123.818 | 0 | 9876.182 | 98.76% | 0 | 1028.552 | 400.517 | 70.927 | 486.068 | 0 | 71.039 | 248.48 | 223.142 | 7500 | 1028.552 | 471.622 | 0 | 556.93
|  | 830.298 | 582.508 | 247.79 | 0 | 0 | 0 | 10000 | 100% | 0 | 830.298 | 325.612 | 52.468 | 417.277 | 0 | 34.941 | 248.48 | 334.028 | 7500 | 830.298 | 582.508 | 0 | 247.79
|  | 878.018 | 465.832 | 412.186 | 0 | 0 | 0 | 10000 | 100% | 0 | 878.018 | 359.762 | 25.797 | 492.459 | 0 | 0 | 248.48 | 217.352 | 7500 | 878.018 | 465.832 | 0 | 412.186
|  | 1022.432 | 429.581 | 592.851 | 0 | 0 | 0 | 10000 | 100% | 0 | 1022.432 | 308.929 | 21.789 | 691.714 | 0 | 0 | 248.48 | 181.101 | 7500 | 1022.432 | 429.581 | 0 | 592.851
|  | 1095.721 | 332.96 | 0 | 0 | 0 | 762.761 | 10000 | 100% | 0 | 1095.721 | 382.004 | 27.441 | 686.276 | 0 | 0 | 248.48 | 84.48 | 0 | 1095.721 | 332.96 | 762.761 | 0
|  | 1044.312 | 364.285 | 0 | 0 | 0 | 680.027 | 9237.239 | 92.37% | 0 | 1044.312 | 429.163 | 99.855 | 515.294 | 0 | 0 | 248.48 | 115.805 | 0 | 1044.312 | 364.285 | 680.027 | 0
|  | 1002.382 | 457.088 | 0 | 0 | 0 | 545.294 | 8557.212 | 85.57% | 0 | 1002.382 | 524.22 | 103.698 | 362.764 | 0 | 11.7 | 248.48 | 208.608 | 0 | 1002.382 | 457.088 | 545.294 | 0
|  | 852.136 | 286.476 | 0 | 0 | 0 | 565.66 | 8011.918 | 80.12% | 0 | 852.136 | 481.491 | 83.38 | 263.866 | 0 | 23.4 | 248.48 | 37.996 | 0 | 852.136 | 286.476 | 565.66 | 0
|  | 821.79 | 250.601 | 0 | 0 | 0 | 571.189 | 7446.258 | 74.46% | 0 | 821.79 | 468.589 | 70.007 | 259.794 | 0 | 23.4 | 248.48 | 2.121 | 0 | 821.79 | 250.601 | 571.189 | 0
|  | 815.989 | 248.48 | 567.509 | 0 | 2500 | 0 | 6875.069 | 68.75% | 0 | 815.989 | 478.813 | 55.348 | 258.428 | 0 | 23.4 | 248.48 | 0 | 7500 | 815.989 | 248.48 | 0 | 567.509
|  | 933.814 | 248.48 | 0 | 0 | 0 | 685.334 | 9375.069 | 93.75% | 0 | 933.814 | 540.379 | 66.189 | 303.847 | 0 | 23.4 | 248.48 | 0 | 0 | 933.814 | 248.48 | 685.334 | 0
|  | 1032.748 | 248.48 | 784.268 | 0 | 1310.265 | 0 | 8689.735 | 86.9% | 0 | 1032.748 | 441.811 | 87.93 | 479.607 | 0 | 23.4 | 248.48 | 0 | 7500 | 1032.748 | 248.48 | 0 | 784.268
|  | 1067.172 | 248.48 | 818.692 | 0 | 0 | 0 | 10000 | 100% | 0 | 1067.172 | 304.379 | 52.975 | 643.753 | 0 | 66.066 | 248.48 | 0 | 7500 | 1067.172 | 248.48 | 0 | 818.692
|  | 772.138 | 248.48 | 523.658 | 0 | 0 | 0 | 10000 | 100% | 0 | 772.138 | 201.504 | 41.528 | 431.797 | 0 | 97.31 | 248.48 | 0 | 7500 | 772.138 | 248.48 | 0 | 523.658
|  | 682.741 | 248.48 | 434.261 | 0 | 0 | 0 | 10000 | 100% | 0 | 682.741 | 177.177 | 23.44 | 399.377 | 0 | 82.747 | 248.48 | 0 | 7500 | 682.741 | 248.48 | 0 | 434.261
|  | 734.375 | 248.48 | 485.895 | 0 | 0 | 0 | 10000 | 100% | 0 | 734.375 | 167.055 | 20.727 | 437.639 | 0 | 108.954 | 248.48 | 0 | 7500 | 734.375 | 248.48 | 0 | 485.895
|  | 599.507 | 248.48 | 0 | 0 | 0 | 351.027 | 10000 | 100% | 0 | 599.507 | 146.985 | 63.273 | 372.275 | 0 | 16.975 | 248.48 | 0 | 0 | 599.507 | 248.48 | 351.027 | 0
|  | 921.49 | 248.48 | 0 | 0 | 0 | 673.01 | 9648.973 | 96.49% | 0 | 921.49 | 174.31 | 109.13 | 524.565 | 0 | 113.485 | 248.48 | 0 | 0 | 921.49 | 248.48 | 673.01 | 0
|  | 938.419 | 248.48 | 0 | 0 | 0 | 689.939 | 8975.963 | 89.76% | 0 | 938.419 | 201.651 | 84.347 | 607.652 | 0 | 44.77 | 248.48 | 0 | 0 | 938.419 | 248.48 | 689.939 | 0
|  | 1024.731 | 250.684 | 0 | 0 | 0 | 774.047 | 8286.024 | 82.86% | 0 | 1024.731 | 299.631 | 73.3 | 440.776 | 0 | 211.024 | 248.48 | 2.204 | 0 | 1024.731 | 250.684 | 774.047 | 0
|  | 1452.476 | 265.816 | 0 | 0 | 0 | 1186.66 | 7511.977 | 75.12% | 0 | 1452.476 | 334.975 | 67.385 | 572.606 | 0 | 477.51 | 248.48 | 17.336 | 0 | 1452.476 | 265.816 | 1186.66 | 0
|  | 1033.417 | 343.757 | 0 | 0 | 0 | 689.66 | 6325.317 | 63.25% | 0 | 1033.417 | 327.653 | 63.851 | 433.322 | 0 | 208.592 | 248.48 | 95.277 | 0 | 1033.417 | 343.757 | 689.66 | 0
|  | 1205.48 | 402.596 | 802.884 | 0 | 2500 | 0 | 5635.657 | 56.36% | 0 | 1205.48 | 329.839 | 83.471 | 540.083 | 0 | 252.087 | 248.48 | 154.116 | 7500 | 1205.48 | 402.596 | 0 | 802.884
|  | 946.836 | 415.851 | 530.985 | 0 | 1864.343 | 0 | 8135.657 | 81.36% | 0 | 946.836 | 311.254 | 77.728 | 447.79 | 0 | 110.064 | 248.48 | 167.371 | 7500 | 946.836 | 415.851 | 0 | 530.985
|  | 1007.651 | 445.952 | 561.699 | 0 | 0 | 0 | 10000 | 100% | 0 | 1007.651 | 385.104 | 71.324 | 487.075 | 0 | 64.148 | 248.48 | 197.472 | 7500 | 1007.651 | 445.952 | 0 | 561.699
|  | 802.463 | 572.521 | 229.942 | 0 | 0 | 0 | 10000 | 100% | 0 | 802.463 | 353.135 | 44.345 | 404.983 | 0 | 0 | 248.48 | 324.041 | 7500 | 802.463 | 572.521 | 0 | 229.942
|  | 680.929 | 416.26 | 264.669 | 0 | 0 | 0 | 10000 | 100% | 0 | 680.929 | 280.876 | 22.095 | 377.958 | 0 | 0 | 248.48 | 167.78 | 7500 | 680.929 | 416.26 | 0 | 264.669
|  | 934.05 | 455.522 | 478.528 | 0 | 0 | 0 | 10000 | 100% | 0 | 934.05 | 304.798 | 20.732 | 608.521 | 0 | 0 | 248.48 | 207.042 | 7500 | 934.05 | 455.522 | 0 | 478.528
|  | 1061.653 | 407.102 | 0 | 0 | 0 | 654.551 | 10000 | 100% | 0 | 1061.653 | 336.224 | 59.637 | 665.792 | 0 | 0 | 248.48 | 158.622 | 0 | 1061.653 | 407.102 | 654.551 | 0
|  | 1034.192 | 492.932 | 0 | 0 | 0 | 541.26 | 9345.449 | 93.45% | 0 | 1034.192 | 412.845 | 99.66 | 521.687 | 0 | 0 | 248.48 | 244.452 | 0 | 1034.192 | 492.932 | 541.26 | 0
|  | 834.067 | 284.084 | 0 | 0 | 0 | 549.983 | 8804.189 | 88.04% | 0 | 834.067 | 443.526 | 78.952 | 300.051 | 0 | 11.538 | 248.48 | 35.604 | 0 | 834.067 | 284.084 | 549.983 | 0
|  | 911.987 | 302.123 | 0 | 0 | 0 | 609.864 | 8254.206 | 82.54% | -1.1369e-13 | 911.987 | 504.198 | 86.33 | 298.384 | 0 | 23.075 | 248.48 | 53.643 | 0 | 911.987 | 302.123 | 609.864 | 0
|  | 863.798 | 249.105 | 0 | 0 | 0 | 614.693 | 7644.342 | 76.44% | 0 | 863.798 | 479.417 | 59.764 | 301.014 | 0 | 23.603 | 248.48 | 0.625 | 0 | 863.798 | 249.105 | 614.693 | 0
|  | 869.469 | 248.48 | 620.989 | 0 | 2500 | 0 | 7029.649 | 70.3% | 0 | 869.469 | 522.928 | 56.698 | 265.888 | 0 | 23.955 | 248.48 | 0 | 7500 | 869.469 | 248.48 | 0 | 620.989
|  | 885.739 | 248.48 | 0 | 0 | 0 | 637.259 | 9529.649 | 95.3% | 0 | 885.739 | 498.62 | 94.216 | 268.243 | 0 | 24.66 | 248.48 | 0 | 0 | 885.739 | 248.48 | 637.259 | 0
|  | 1021.236 | 248.48 | 772.756 | 0 | 1107.61 | 0 | 8892.39 | 88.92% | 0 | 1021.236 | 441.798 | 75.787 | 478.815 | 0 | 24.836 | 248.48 | 0 | 7500 | 1021.236 | 248.48 | 0 | 772.756
|  | 873.198 | 248.48 | 624.718 | 0 | 0 | 0 | 10000 | 100% | 0 | 873.198 | 290.631 | 53.079 | 502.038 | 0 | 27.451 | 248.48 | 0 | 7500 | 873.198 | 248.48 | 0 | 624.718
|  | 804.54 | 248.48 | 556.06 | 0 | 0 | 0 | 10000 | 100% | 0 | 804.54 | 201.092 | 25.047 | 524.057 | 0 | 54.344 | 248.48 | 0 | 7500 | 804.54 | 248.48 | 0 | 556.06
|  | 765.172 | 248.48 | 516.692 | 0 | 0 | 0 | 10000 | 100% | 0 | 765.172 | 178.732 | 20.387 | 474.584 | 0 | 91.469 | 248.48 | 0 | 7500 | 765.172 | 248.48 | 0 | 516.692
|  | 797.186 | 248.48 | 548.706 | 0 | 0 | 0 | 10000 | 100% | 0 | 797.186 | 181.314 | 30.579 | 451.864 | 0 | 133.429 | 248.48 | 0 | 7500 | 797.186 | 248.48 | 0 | 548.706
|  | 767.011 | 248.48 | 0 | 0 | 0 | 518.531 | 10000 | 100% | 0 | 767.011 | 174.622 | 106.133 | 424.961 | 0 | 61.296 | 248.48 | 0 | 0 | 767.011 | 248.48 | 518.531 | 0
|  | 827.849 | 248.48 | 0 | 0 | 0 | 579.369 | 9481.469 | 94.81% | 0 | 827.849 | 182.528 | 102.051 | 532.666 | 0 | 10.604 | 248.48 | 0 | 0 | 827.849 | 248.48 | 579.369 | 0
|  | 801.439 | 252.86 | 0 | 0 | 0 | 548.579 | 8902.1 | 89.02% | 0 | 801.439 | 199.54 | 82.716 | 509.684 | 0 | 9.5 | 248.48 | 4.38 | 0 | 801.439 | 252.86 | 548.579 | 0
|  | 1104.919 | 295.374 | 0 | 0 | 0 | 809.545 | 8353.521 | 83.54% | 0 | 1104.919 | 327.145 | 77.219 | 475.041 | 0 | 225.514 | 248.48 | 46.894 | 0 | 1104.919 | 295.374 | 809.545 | 0
|  | 1271.193 | 455.571 | 0 | 0 | 0 | 815.622 | 7543.976 | 75.44% | 0 | 1271.193 | 375.061 | 56.469 | 621.287 | 0 | 218.377 | 248.48 | 207.091 | 0 | 1271.193 | 455.571 | 815.622 | 0
|  | 1259.998 | 679.064 | 0 | 0 | 0 | 580.934 | 6728.354 | 67.28% | 0 | 1259.998 | 386.405 | 68.373 | 567.452 | 0 | 237.768 | 248.48 | 430.584 | 0 | 1259.998 | 679.064 | 580.934 | 0
|  | 1241.575 | 1241.575 | 0 | 197.595 | 197.595 | 0 | 6147.42 | 61.47% | 0 | 1241.575 | 350.53 | 90.626 | 529.471 | 0 | 270.949 | 248.48 | 1190.69 | 0 | 1241.575 | 1241.575 | 0 | 0
|  | 1210.637 | 1193.411 | 17.226 | 0 | 2500 | 0 | 6345.015 | 63.45% | 0 | 1210.637 | 339.53 | 73.596 | 497.478 | 0 | 300.034 | 248.48 | 944.931 | 7500 | 1210.637 | 1193.411 | 0 | 17.226
|  | 1090.948 | 1090.948 | 0 | 775.254 | 775.254 | 0 | 8845.015 | 88.45% | 0 | 1090.948 | 390.414 | 57.768 | 419.314 | 0 | 223.452 | 248.48 | 1617.722 | 0 | 1090.948 | 1090.948 | 0 | 0
|  | 781.453 | 781.453 | 0 | 1053.747 | 379.731 | 0 | 9620.269 | 96.2% | 0 | 781.453 | 347.05 | 25.162 | 351.422 | 0 | 57.819 | 248.48 | 1586.72 | 0 | 781.453 | 781.453 | 0 | 0
|  | 759.305 | 759.305 | 0 | 692.199 | 0 | 0 | 10000 | 100% | 0 | 759.305 | 370.349 | 20.445 | 368.511 | 0 | 0 | 248.48 | 1203.024 | 0 | 759.305 | 759.305 | 0 | 0
|  | 944.941 | 944.941 | 0 | 246.037 | 0 | 0 | 10000 | 100% | 0 | 944.941 | 292.685 | 26.802 | 625.454 | 0 | 0 | 248.48 | 942.498 | 0 | 944.941 | 944.941 | 0 | 0
|  | 1131.449 | 988.488 | 0 | 0 | 0 | 142.961 | 10000 | 100% | 0 | 1131.449 | 342.882 | 96.824 | 691.744 | 0 | 0 | 248.48 | 740.008 | 0 | 1131.449 | 988.488 | 142.961 | 0
|  | 1042.061 | 559.134 | 0 | 0 | 0 | 482.927 | 9857.039 | 98.57% | 0 | 1042.061 | 443.408 | 91.688 | 506.965 | 0 | 0 | 248.48 | 310.654 | 0 | 1042.061 | 559.134 | 482.927 | 0
|  | 851.583 | 349.675 | 0 | 0 | 0 | 501.908 | 9374.112 | 93.74% | 0 | 851.583 | 450.968 | 79.598 | 308.017 | 0 | 13 | 248.48 | 101.195 | 0 | 851.583 | 349.675 | 501.908 | 0
|  | 885.407 | 264.916 | 0 | 0 | 0 | 620.491 | 8872.204 | 88.72% | 1.1369e-13 | 885.407 | 487.634 | 74.037 | 297.736 | 0 | 26 | 248.48 | 16.436 | 0 | 885.407 | 264.916 | 620.491 | 0
|  | 806.645 | 248.631 | 0 | 0 | 0 | 558.014 | 8251.713 | 82.52% | 0 | 806.645 | 455.734 | 52.645 | 272.06 | 0 | 26.207 | 248.48 | 0.151 | 0 | 806.645 | 248.631 | 558.014 | 0
|  | 868.671 | 248.48 | 620.191 | 0 | 2306.301 | 0 | 7693.699 | 76.94% | 0 | 868.671 | 480.947 | 76.868 | 284.233 | 0 | 26.623 | 248.48 | 0 | 7500 | 868.671 | 248.48 | 0 | 620.191
|  | 961.539 | 248.48 | 0 | 0 | 0 | 713.059 | 10000 | 100% | 0 | 961.539 | 552.076 | 99.385 | 282.212 | 0 | 27.866 | 248.48 | 0 | 0 | 961.539 | 248.48 | 713.059 | 0
|  | 1006.62 | 248.48 | 758.14 | 0 | 713.059 | 0 | 9286.941 | 92.87% | 0 | 1006.62 | 465.497 | 68.114 | 444.936 | 0 | 28.074 | 248.48 | 0 | 7500 | 1006.62 | 248.48 | 0 | 758.14
|  | 910.74 | 248.48 | 662.26 | 0 | 0 | 0 | 10000 | 100% | 0 | 910.74 | 294.537 | 41.526 | 498.066 | 0 | 76.612 | 248.48 | 0 | 7500 | 910.74 | 248.48 | 0 | 662.26
|  | 958.502 | 248.48 | 710.022 | 0 | 0 | 0 | 10000 | 100% | 0 | 958.502 | 208.26 | 22.757 | 540.667 | 0 | 186.819 | 248.48 | 0 | 7500 | 958.502 | 248.48 | 0 | 710.022
|  | 945.267 | 248.48 | 696.787 | 0 | 0 | 0 | 10000 | 100% | 0 | 945.267 | 200.669 | 22.083 | 496.033 | 0 | 226.482 | 248.48 | 0 | 7500 | 945.267 | 248.48 | 0 | 696.787
|  | 730.322 | 248.48 | 481.842 | 0 | 0 | 0 | 10000 | 100% | 0 | 730.322 | 156.85 | 61.315 | 420.358 | 0 | 91.799 | 248.48 | 0 | 7500 | 730.322 | 248.48 | 0 | 481.842
|  | 857.878 | 248.48 | 0 | 0 | 0 | 609.398 | 10000 | 100% | 0 | 857.878 | 173.311 | 97.312 | 447.689 | 0 | 139.566 | 248.48 | 0 | 0 | 857.878 | 248.48 | 609.398 | 0
|  | 768.353 | 248.48 | 0 | 0 | 0 | 519.873 | 9390.602 | 93.91% | 0 | 768.353 | 147.628 | 85.463 | 510.57 | 0 | 24.692 | 248.48 | 0 | 0 | 768.353 | 248.48 | 519.873 | 0
|  | 772.475 | 248.544 | 0 | 0 | 0 | 523.931 | 8870.729 | 88.71% | 0 | 772.475 | 191.422 | 74.179 | 464.211 | 0 | 42.663 | 248.48 | 0.064 | 0 | 772.475 | 248.544 | 523.931 | 0
|  | 1271.686 | 249.836 | 0 | 0 | 0 | 1021.85 | 8346.798 | 83.47% | 0 | 1271.686 | 316.156 | 67.495 | 571.536 | 0 | 316.5 | 248.48 | 1.356 | 0 | 1271.686 | 249.836 | 1021.85 | 0
|  | 1360.53 | 387.077 | 0 | 0 | 0 | 973.453 | 7324.948 | 73.25% | 0 | 1360.53 | 354.709 | 63.48 | 673.989 | 0 | 268.353 | 248.48 | 138.597 | 0 | 1360.53 | 387.077 | 973.453 | 0
|  | 1087.418 | 486.307 | 0 | 0 | 0 | 601.111 | 6351.495 | 63.51% | 0 | 1087.418 | 316.483 | 80.888 | 529.93 | 0 | 160.117 | 248.48 | 237.827 | 0 | 1087.418 | 486.307 | 601.111 | 0
|  | 1050.314 | 504.484 | 545.83 | 0 | 2500 | 0 | 5750.384 | 57.5% | 0 | 1050.314 | 336.521 | 82.031 | 437.69 | 0 | 194.073 | 248.48 | 256.004 | 7500 | 1050.314 | 504.484 | 0 | 545.83
|  | 976.435 | 976.435 | 0 | 633.052 | 633.052 | 0 | 8250.384 | 82.5% | 0 | 976.435 | 309.55 | 67.598 | 409.783 | 0 | 189.504 | 248.48 | 1361.007 | 0 | 976.435 | 976.435 | 0 | 0
|  | 1033.477 | 1033.477 | 0 | 57.046 | 57.046 | 0 | 8883.436 | 88.83% | 0 | 1033.477 | 383.734 | 42.24 | 515.387 | 0 | 92.116 | 248.48 | 842.043 | 0 | 1033.477 | 1033.477 | 0 | 0
|  | 729.754 | 729.754 | 0 | 707.987 | 707.987 | 0 | 8940.482 | 89.4% | 0 | 729.754 | 360.587 | 21.239 | 347.928 | 0 | 0 | 248.48 | 1189.261 | 0 | 729.754 | 729.754 | 0 | 0
|  | 777.098 | 777.098 | 0 | 693.103 | 351.531 | 0 | 9648.469 | 96.48% | 0 | 777.098 | 350.644 | 21.451 | 405.004 | 0 | 0 | 248.48 | 1221.721 | 0 | 777.098 | 777.098 | 0 | 0
|  | 1050.61 | 1050.61 | 0 | 679.123 | 0 | 0 | 10000 | 100% | 0 | 1050.61 | 305.173 | 60.613 | 684.825 | 0 | 0 | 248.48 | 1481.253 | 0 | 1050.61 | 1050.61 | 0 | 0
|  | 1071.117 | 1071.117 | 0 | 591.617 | 0 | 0 | 10000 | 100% | 0 | 1071.117 | 359.986 | 114.651 | 596.48 | 0 | 0 | 248.48 | 1414.254 | 0 | 1071.117 | 1071.117 | 0 | 0
|  | 1045.288 | 1045.288 | 0 | 284.004 | 0 | 0 | 10000 | 100% | 0 | 1045.288 | 474.843 | 91.604 | 478.841 | 0 | 0 | 248.48 | 1080.812 | 0 | 1045.288 | 1045.288 | 0 | 0
|  | 926.384 | 811.276 | 0 | 0 | 0 | 115.108 | 10000 | 100% | 0 | 926.384 | 495.653 | 78.728 | 335.753 | 0 | 16.25 | 248.48 | 562.796 | 0 | 926.384 | 811.276 | 115.108 | 0
|  | 838.888 | 314.973 | 0 | 0 | 0 | 523.915 | 9884.892 | 98.85% | 0 | 838.888 | 464.988 | 60.536 | 280.863 | 0 | 32.5 | 248.48 | 66.493 | 0 | 838.888 | 314.973 | 523.915 | 0
|  | 723.483 | 248.624 | 0 | 0 | 0 | 474.859 | 9360.977 | 93.61% | 0 | 723.483 | 405.487 | 62.425 | 223.071 | 0 | 32.5 | 248.48 | 0.144 | 0 | 723.483 | 248.624 | 474.859 | 0
|  | 919.346 | 248.48 | 670.866 | 0 | 1113.882 | 0 | 8886.118 | 88.86% | 0 | 919.346 | 511.107 | 83.162 | 292.37 | 0 | 32.707 | 248.48 | 0 | 7500 | 919.346 | 248.48 | 0 | 670.866
|  | 893.788 | 248.48 | 0 | 0 | 0 | 645.308 | 10000 | 100% | 0 | 893.788 | 519.191 | 86.325 | 254.114 | 0 | 34.158 | 248.48 | 0 | 0 | 893.788 | 248.48 | 645.308 | 0
|  | 871.915 | 248.48 | 623.435 | 0 | 645.308 | 0 | 9354.692 | 93.55% | 0 | 871.915 | 388.436 | 62.803 | 386.104 | 0 | 34.572 | 248.48 | 0 | 7500 | 871.915 | 248.48 | 0 | 623.435
|  | 1008.595 | 248.48 | 760.115 | 0 | 0 | 0 | 10000 | 100% | 0 | 1008.595 | 331.812 | 25.78 | 619.184 | 0 | 31.819 | 248.48 | 0 | 7500 | 1008.595 | 248.48 | 0 | 760.115
|  | 840.559 | 248.48 | 592.079 | 0 | 0 | 0 | 10000 | 100% | 0 | 840.559 | 236.436 | 22.343 | 515.342 | 0 | 66.438 | 248.48 | 0 | 7500 | 840.559 | 248.48 | 0 | 592.079
|  | 725.695 | 248.48 | 477.215 | 0 | 0 | 0 | 10000 | 100% | 0 | 725.695 | 195.308 | 24.881 | 461.664 | 0 | 43.843 | 248.48 | 0 | 7500 | 725.695 | 248.48 | 0 | 477.215
|  | 724.19 | 248.48 | 475.71 | 0 | 0 | 0 | 10000 | 100% | 0 | 724.19 | 162.344 | 96.417 | 434.31 | 0 | 31.12 | 248.48 | 0 | 7500 | 724.19 | 248.48 | 0 | 475.71
|  | 748.384 | 248.48 | 0 | 0 | 0 | 499.904 | 10000 | 100% | 0 | 748.384 | 175.19 | 105.085 | 440.429 | 0 | 27.68 | 248.48 | 0 | 0 | 748.384 | 248.48 | 499.904 | 0
|  | 661.869 | 248.48 | 0 | 0 | 0 | 413.389 | 9500.096 | 95% | 0 | 661.869 | 143.671 | 78.762 | 436.002 | 0 | 3.435 | 248.48 | 0 | 0 | 661.869 | 248.48 | 413.389 | 0
|  | 875.204 | 371.64 | 0 | 0 | 0 | 503.564 | 9086.707 | 90.87% | 0 | 875.204 | 177.778 | 76.793 | 492.656 | 0 | 127.978 | 248.48 | 123.16 | 0 | 875.204 | 371.64 | 503.564 | 0
|  | 1124.92 | 341.5 | 0 | 0 | 0 | 783.42 | 8583.143 | 85.83% | 0 | 1124.92 | 229.385 | 59.261 | 460.107 | 0 | 376.167 | 248.48 | 93.02 | 0 | 1124.92 | 341.5 | 783.42 | 0
|  | 1303.377 | 284.394 | 0 | 0 | 0 | 1018.983 | 7799.723 | 78% | 0 | 1303.377 | 285.83 | 75.142 | 448.591 | 0 | 493.814 | 248.48 | 35.914 | 0 | 1303.377 | 284.394 | 1018.983 | 0
|  | 1117.025 | 263.233 | 0 | 0 | 0 | 853.792 | 6780.74 | 67.81% | 0 | 1117.025 | 363.927 | 85.912 | 369.967 | 0 | 297.219 | 248.48 | 14.753 | 0 | 1117.025 | 263.233 | 853.792 | 0
|  | 994.203 | 260.437 | 733.766 | 0 | 2500 | 0 | 5926.948 | 59.27% | 0 | 994.203 | 438.069 | 78.047 | 301.051 | 0 | 177.037 | 248.48 | 11.957 | 7500 | 994.203 | 260.437 | 0 | 733.766
|  | 966.246 | 255.63 | 710.616 | 0 | 1573.052 | 0 | 8426.948 | 84.27% | 0 | 966.246 | 475.928 | 53.534 | 405.182 | 0 | 31.603 | 248.48 | 7.15 | 7500 | 966.246 | 255.63 | 0 | 710.616
|  | 974.382 | 338.413 | 635.969 | 0 | 0 | 0 | 10000 | 100% | 0 | 974.382 | 584.036 | 25.08 | 328.422 | 0 | 36.844 | 248.48 | 89.933 | 7500 | 974.382 | 338.413 | 0 | 635.969
|  | 824.556 | 527.332 | 297.224 | 0 | 0 | 0 | 10000 | 100% | 0 | 824.556 | 490.278 | 20.689 | 310.567 | 0 | 3.023 | 248.48 | 278.852 | 7500 | 824.556 | 527.332 | 0 | 297.224
|  | 714.713 | 714.713 | 0 | 130.635 | 0 | 0 | 10000 | 100% | 0 | 714.713 | 392.067 | 26.843 | 295.802 | 0 | 0 | 248.48 | 596.868 | 0 | 714.713 | 714.713 | 0 | 0
|  | 1069.707 | 569.813 | 499.894 | 0 | 0 | 0 | 10000 | 100% | 0 | 1069.707 | 378.688 | 104.93 | 586.089 | 0 | 0 | 248.48 | 321.333 | 7500 | 1069.707 | 569.813 | 0 | 499.894
|  | 1139.343 | 1139.343 | 0 | 275.213 | 0 | 0 | 10000 | 100% | 0 | 1139.343 | 379.48 | 92.974 | 666.889 | 0 | 0 | 248.48 | 1166.076 | 0 | 1139.343 | 1139.343 | 0 | 0
|  | 942.162 | 942.162 | 0 | 509.786 | 0 | 0 | 10000 | 100% | 0 | 942.162 | 380.734 | 75.913 | 485.515 | 0 | 0 | 248.48 | 1203.468 | 0 | 942.162 | 942.162 | 0 | 0
|  | 779.352 | 779.352 | 0 | 52.681 | 0 | 0 | 10000 | 100% | 0 | 779.352 | 424.331 | 72.761 | 266.498 | 0 | 15.762 | 248.48 | 583.553 | 0 | 779.352 | 779.352 | 0 | 0
|  | 707.688 | 478.448 | 0 | 0 | 0 | 229.24 | 10000 | 100% | 0 | 707.688 | 396.579 | 61.913 | 217.671 | 0 | 31.525 | 248.48 | 229.968 | 0 | 707.688 | 478.448 | 229.24 | 0
|  | 763.859 | 299.282 | 0 | 0 | 0 | 464.577 | 9770.76 | 97.71% | 0 | 763.859 | 416.694 | 69.506 | 246.134 | 0 | 31.525 | 248.48 | 50.802 | 0 | 763.859 | 299.282 | 464.577 | 0
|  | 871.167 | 248.48 | 622.687 | 0 | 693.817 | 0 | 9306.183 | 93.06% | 0 | 871.167 | 514.003 | 84.961 | 240.679 | 0 | 31.525 | 248.48 | 0 | 7500 | 871.167 | 248.48 | 0 | 622.687
|  | 818.263 | 248.48 | 0 | 0 | 0 | 569.783 | 10000 | 100% | 0 | 818.263 | 483.603 | 64.681 | 238.455 | 0 | 31.525 | 248.48 | 0 | 0 | 818.263 | 248.48 | 569.783 | 0
|  | 1004.148 | 248.48 | 755.668 | 0 | 569.783 | 0 | 9430.217 | 94.3% | 0 | 1004.148 | 430.298 | 53.181 | 489.145 | 0 | 31.525 | 248.48 | 0 | 7500 | 1004.148 | 248.48 | 0 | 755.668
|  | 1087.903 | 248.48 | 839.423 | 0 | 0 | 0 | 10000 | 100% | 0 | 1087.903 | 362.056 | 22.071 | 671.17 | 0 | 32.606 | 248.48 | 0 | 7500 | 1087.903 | 248.48 | 0 | 839.423
|  | 786.992 | 248.48 | 538.512 | 0 | 0 | 0 | 10000 | 100% | 0 | 786.992 | 236.985 | 21.537 | 430.503 | 0 | 97.967 | 248.48 | 0 | 7500 | 786.992 | 248.48 | 0 | 538.512
|  | 872.778 | 248.48 | 624.298 | 0 | 0 | 0 | 10000 | 100% | 0 | 872.778 | 218.591 | 58.113 | 470.116 | 0 | 125.959 | 248.48 | 0 | 7500 | 872.778 | 248.48 | 0 | 624.298
|  | 716.459 | 248.48 | 467.979 | 0 | 0 | 0 | 10000 | 100% | 0 | 716.459 | 166.853 | 106.857 | 411.91 | 0 | 30.839 | 248.48 | 0 | 7500 | 716.459 | 248.48 | 0 | 467.979
|  | 685.641 | 248.48 | 0 | 0 | 0 | 437.161 | 10000 | 100% | 0 | 685.641 | 151.985 | 85.874 | 428.382 | 0 | 19.4 | 248.48 | 0 | 0 | 685.641 | 248.48 | 437.161 | 0
|  | 782.496 | 248.48 | 0 | 0 | 0 | 534.016 | 9562.839 | 95.63% | 0 | 782.496 | 174.468 | 78.231 | 400.4 | 0 | 129.398 | 248.48 | 0 | 0 | 782.496 | 248.48 | 534.016 | 0
|  | 1032.326 | 248.849 | 0 | 0 | 0 | 783.477 | 9028.823 | 90.29% | 0 | 1032.326 | 170.817 | 69.167 | 562.768 | 0 | 229.575 | 248.48 | 0.369 | 0 | 1032.326 | 248.849 | 783.477 | 0
|  | 960.025 | 276.049 | 0 | 0 | 0 | 683.976 | 8245.346 | 82.45% | 0 | 960.025 | 250.096 | 56.963 | 439.83 | 0 | 213.136 | 248.48 | 27.569 | 0 | 960.025 | 276.049 | 683.976 | 0
|  | 1262.37 | 310.318 | 0 | 0 | 0 | 952.052 | 7561.37 | 75.61% | 0 | 1262.37 | 294.784 | 86.548 | 486.834 | 0 | 394.204 | 248.48 | 61.838 | 0 | 1262.37 | 310.318 | 952.052 | 0
|  | 1269.534 | 501.935 | 0 | 0 | 0 | 767.599 | 6609.318 | 66.09% | 0 | 1269.534 | 361.982 | 72.808 | 321.278 | 0 | 513.466 | 248.48 | 253.455 | 0 | 1269.534 | 501.935 | 767.599 | 0
|  | 1282.315 | 486.423 | 795.892 | 0 | 2500 | 0 | 5841.719 | 58.42% | 0 | 1282.315 | 441.563 | 67.673 | 310.989 | 0 | 462.09 | 248.48 | 237.943 | 7500 | 1282.315 | 486.423 | 0 | 795.892
|  | 1012.945 | 1012.945 | 0 | 309.113 | 309.113 | 0 | 8341.719 | 83.42% | 0 | 1012.945 | 474.828 | 40.822 | 314.869 | 0 | 182.426 | 248.48 | 1073.578 | 0 | 1012.945 | 1012.945 | 0 | 0
|  | 985.672 | 621.458 | 364.214 | 0 | 1349.168 | 0 | 8650.832 | 86.51% | 0 | 985.672 | 564.633 | 24.344 | 314.563 | 0 | 82.133 | 248.48 | 372.978 | 7500 | 985.672 | 621.458 | 0 | 364.214
|  | 807.419 | 807.419 | 0 | 134.323 | 0 | 0 | 10000 | 100% | 0 | 807.419 | 462.758 | 18.441 | 292.284 | 0 | 33.935 | 248.48 | 693.262 | 0 | 807.419 | 807.419 | 0 | 0
|  | 811.45 | 811.45 | 0 | 102.924 | 0 | 0 | 10000 | 100% | 0 | 811.45 | 438.881 | 59.502 | 313.068 | 0 | 0 | 248.48 | 665.894 | 0 | 811.45 | 811.45 | 0 | 0
|  | 1052.89 | 808.757 | 244.133 | 0 | 0 | 0 | 10000 | 100% | 0 | 1052.89 | 361.384 | 111.567 | 579.94 | 0 | 0 | 248.48 | 560.277 | 7500 | 1052.89 | 808.757 | 0 | 244.133
|  | 1136.61 | 683.08 | 0 | 0 | 0 | 453.53 | 10000 | 100% | 0 | 1136.61 | 370.072 | 86.761 | 679.777 | 0 | 0 | 248.48 | 434.6 | 0 | 1136.61 | 683.08 | 453.53 | 0
|  | 941.192 | 941.192 | 0 | 93.081 | 93.081 | 0 | 9546.47 | 95.46% | 0 | 941.192 | 407.278 | 74.108 | 459.807 | 0 | 0 | 248.48 | 785.793 | 0 | 941.192 | 941.192 | 0 | 0
|  | 826.923 | 762.715 | 0 | 0 | 0 | 64.208 | 9639.551 | 96.4% | 0 | 826.923 | 460.532 | 65.065 | 285.565 | 0 | 15.762 | 248.48 | 514.235 | 0 | 826.923 | 762.715 | 64.208 | 0
|  | 743.697 | 332.23 | 0 | 0 | 0 | 411.467 | 9575.343 | 95.75% | 0 | 743.697 | 399.066 | 63.125 | 249.981 | 0 | 31.525 | 248.48 | 83.75 | 0 | 743.697 | 332.23 | 411.467 | 0
|  | 817.033 | 328.001 | 0 | 0 | 0 | 489.032 | 9163.876 | 91.64% | 0 | 817.033 | 418.978 | 87.401 | 278.667 | 0 | 31.988 | 248.48 | 79.521 | 0 | 817.033 | 328.001 | 489.032 | 0
|  | 882.464 | 248.48 | 633.984 | 0 | 1325.156 | 0 | 8674.844 | 86.75% | 0 | 882.464 | 505.181 | 76.843 | 268.297 | 0 | 32.143 | 248.48 | 0 | 7500 | 882.464 | 248.48 | 0 | 633.984
|  | 830.299 | 248.48 | 0 | 0 | 0 | 581.819 | 10000 | 100% | 0 | 830.299 | 502.247 | 62.059 | 234.321 | 0 | 31.672 | 248.48 | 0 | 0 | 830.299 | 248.48 | 581.819 | 0
|  | 986.646 | 248.48 | 738.166 | 0 | 581.819 | 0 | 9418.181 | 94.18% | 0 | 986.646 | 428.831 | 43.361 | 482.93 | 0 | 31.525 | 248.48 | 0 | 7500 | 986.646 | 248.48 | 0 | 738.166
|  | 1052.476 | 248.48 | 803.996 | 0 | 0 | 0 | 10000 | 100% | 0 | 1052.476 | 285.096 | 20.894 | 720.708 | 0 | 25.779 | 248.48 | 0 | 7500 | 1052.476 | 248.48 | 0 | 803.996
|  | 760.813 | 248.48 | 512.333 | 0 | 0 | 0 | 10000 | 100% | 0 | 760.813 | 193.537 | 28.743 | 513.084 | 0 | 25.449 | 248.48 | 0 | 7500 | 760.813 | 248.48 | 0 | 512.333
|  | 755.187 | 248.48 | 506.707 | 0 | 0 | 0 | 10000 | 100% | 0 | 755.187 | 177.112 | 93.419 | 427.581 | 0 | 57.075 | 248.48 | 0 | 7500 | 755.187 | 248.48 | 0 | 506.707
|  | 867.565 | 248.48 | 619.085 | 0 | 0 | 0 | 10000 | 100% | 0 | 867.565 | 180.519 | 99.264 | 468.395 | 0 | 119.387 | 248.48 | 0 | 7500 | 867.565 | 248.48 | 0 | 619.085
|  | 889.818 | 248.48 | 0 | 0 | 0 | 641.338 | 10000 | 100% | 0 | 889.818 | 167.704 | 83.805 | 553.149 | 0 | 85.16 | 248.48 | 0 | 0 | 889.818 | 248.48 | 641.338 | 0
|  | 735.329 | 248.48 | 0 | 0 | 0 | 486.849 | 9358.662 | 93.59% | 0 | 735.329 | 153.693 | 70.973 | 496.296 | 0 | 14.367 | 248.48 | 0 | 0 | 735.329 | 248.48 | 486.849 | 0
|  | 891.056 | 555.063 | 0 | 0 | 0 | 335.993 | 8871.813 | 88.72% | 0 | 891.056 | 185.045 | 51.909 | 550.077 | 0 | 104.025 | 248.48 | 306.583 | 0 | 891.056 | 555.063 | 335.993 | 0
|  | 1108.884 | 394.883 | 0 | 0 | 0 | 714.001 | 8535.82 | 85.36% | 0 | 1108.884 | 296.77 | 71.616 | 428.309 | 0 | 312.189 | 248.48 | 146.403 | 0 | 1108.884 | 394.883 | 714.001 | 0
|  | 1418.283 | 377.259 | 0 | 0 | 0 | 1041.024 | 7821.819 | 78.22% | 0 | 1418.283 | 351.38 | 89.182 | 625.214 | 0 | 352.507 | 248.48 | 128.779 | 0 | 1418.283 | 377.259 | 1041.024 | 0
|  | 1232.883 | 873.152 | 0 | 0 | 0 | 359.731 | 6780.795 | 67.81% | 0 | 1232.883 | 367.058 | 67.715 | 595.426 | 0 | 202.684 | 248.48 | 624.672 | 0 | 1232.883 | 873.152 | 359.731 | 0
|  | 1055.188 | 964.713 | 90.475 | 0 | 2500 | 0 | 6421.064 | 64.21% | 0 | 1055.188 | 334.743 | 55.869 | 448.194 | 0 | 216.382 | 248.48 | 716.233 | 7500 | 1055.188 | 964.713 | 0 | 90.475
|  | 959.106 | 436.718 | 522.388 | 0 | 1078.936 | 0 | 8921.064 | 89.21% | 0 | 959.106 | 332.541 | 27.324 | 495.815 | 0 | 103.426 | 248.48 | 188.238 | 7500 | 959.106 | 436.718 | 0 | 522.388
|  | 955.876 | 532.753 | 423.123 | 0 | 0 | 0 | 10000 | 100% | 0 | 955.876 | 364.304 | 20.694 | 474.472 | 0 | 96.406 | 248.48 | 284.273 | 7500 | 955.876 | 532.753 | 0 | 423.123
|  | 897.124 | 747.136 | 149.988 | 0 | 0 | 0 | 10000 | 100% | 0 | 897.124 | 365.656 | 28.79 | 456.269 | 0 | 46.409 | 248.48 | 498.656 | 7500 | 897.124 | 747.136 | 0 | 149.988
|  | 726.499 | 715.124 | 11.375 | 0 | 0 | 0 | 10000 | 100% | 0 | 726.499 | 310.476 | 105.797 | 309.677 | 0 | 0.549 | 248.48 | 466.644 | 7500 | 726.499 | 715.124 | 0 | 11.375
|  | 1100.583 | 844.376 | 256.207 | 0 | 0 | 0 | 10000 | 100% | 0 | 1100.583 | 327.422 | 96.963 | 676.198 | 0 | 0 | 248.48 | 595.896 | 7500 | 1100.583 | 844.376 | 0 | 256.207
|  | 1136.694 | 556.69 | 0 | 0 | 0 | 580.004 | 10000 | 100% | 0 | 1136.694 | 354.977 | 81.56 | 700.156 | 0 | 0 | 248.48 | 308.21 | 0 | 1136.694 | 556.69 | 580.004 | 0
|  | 1059.673 | 408.563 | 0 | 0 | 0 | 651.11 | 9419.996 | 94.2% | 0 | 1059.673 | 453.806 | 76.104 | 529.763 | 0 | 0 | 248.48 | 160.083 | 0 | 1059.673 | 408.563 | 651.11 | 0
|  | 786.305 | 359.595 | 0 | 0 | 0 | 426.71 | 8768.886 | 87.69% | 0 | 786.305 | 424.164 | 59.368 | 290.424 | 0 | 12.35 | 248.48 | 111.115 | 0 | 786.305 | 359.595 | 426.71 | 0
|  | 969.16 | 253.731 | 0 | 0 | 0 | 715.429 | 8342.176 | 83.42% | 0 | 969.16 | 517.032 | 73.289 | 354.139 | 0 | 24.7 | 248.48 | 5.251 | 0 | 969.16 | 253.731 | 715.429 | 0
|  | 881.406 | 250.675 | 0 | 0 | 0 | 630.731 | 7626.747 | 76.27% | 0 | 881.406 | 441.679 | 86.25 | 328.623 | 0 | 24.854 | 248.48 | 2.195 | 0 | 881.406 | 250.675 | 630.731 | 0
|  | 854.223 | 248.48 | 605.743 | 0 | 2500 | 0 | 6996.016 | 69.96% | 0 | 854.223 | 494.984 | 75.803 | 258.582 | 0 | 24.854 | 248.48 | 0 | 7500 | 854.223 | 248.48 | 0 | 605.743
|  | 814.115 | 248.48 | 0 | 0 | 0 | 565.635 | 9496.016 | 94.96% | 0 | 814.115 | 480.085 | 60.415 | 248.915 | 0 | 24.7 | 248.48 | 0 | 0 | 814.115 | 248.48 | 565.635 | 0
|  | 935.996 | 248.48 | 687.516 | 0 | 1069.619 | 0 | 8930.381 | 89.3% | 0 | 935.996 | 407.095 | 25.407 | 478.794 | 0 | 24.7 | 248.48 | 0 | 7500 | 935.996 | 248.48 | 0 | 687.516
|  | 1022.189 | 248.48 | 773.709 | 0 | 0 | 0 | 10000 | 100% | 0 | 1022.189 | 316.592 | 17.586 | 658.262 | 0 | 29.749 | 248.48 | 0 | 7500 | 1022.189 | 248.48 | 0 | 773.709
|  | 728.078 | 248.48 | 479.598 | 0 | 0 | 0 | 10000 | 100% | 0 | 728.078 | 198.699 | 62.009 | 438.467 | 0 | 28.903 | 248.48 | 0 | 7500 | 728.078 | 248.48 | 0 | 479.598
|  | 756.392 | 248.48 | 507.912 | 0 | 0 | 0 | 10000 | 100% | 0 | 756.392 | 167.362 | 97.148 | 471.632 | 0 | 20.25 | 248.48 | 0 | 7500 | 756.392 | 248.48 | 0 | 507.912
|  | 711.544 | 248.48 | 463.064 | 0 | 0 | 0 | 10000 | 100% | 0 | 711.544 | 165.88 | 83.11 | 412.26 | 0 | 50.294 | 248.48 | 0 | 7500 | 711.544 | 248.48 | 0 | 463.064
|  | 852.968 | 248.48 | 0 | 0 | 0 | 604.488 | 10000 | 100% | 0 | 852.968 | 158.547 | 81.62 | 449.759 | 0 | 163.042 | 248.48 | 0 | 0 | 852.968 | 248.48 | 604.488 | 0
|  | 811.625 | 248.48 | 0 | 0 | 0 | 563.145 | 9395.512 | 93.96% | 0 | 811.625 | 168.224 | 64.45 | 464.444 | 0 | 114.508 | 248.48 | 0 | 0 | 811.625 | 248.48 | 563.145 | 0
|  | 757.341 | 248.91 | 0 | 0 | 0 | 508.431 | 8832.367 | 88.32% | 0 | 757.341 | 189.574 | 54.158 | 478.463 | 0 | 35.146 | 248.48 | 0.43 | 0 | 757.341 | 248.91 | 508.431 | 0
|  | 1118.841 | 249.2 | 0 | 0 | 0 | 869.641 | 8323.936 | 83.24% | 0 | 1118.841 | 288.805 | 88.607 | 559.828 | 0 | 181.601 | 248.48 | 0.72 | 0 | 1118.841 | 249.2 | 869.641 | 0
|  | 1720.486 | 252.931 | 0 | 0 | 0 | 1467.555 | 7454.295 | 74.54% | 0 | 1720.486 | 358.677 | 78.544 | 708.547 | 0 | 574.718 | 248.48 | 4.451 | 0 | 1720.486 | 252.931 | 1467.555 | 0
|  | 1385.5 | 287.549 | 0 | 0 | 0 | 1097.951 | 5986.74 | 59.87% | 0 | 1385.5 | 351.36 | 70.93 | 513.969 | 0 | 449.241 | 248.48 | 39.069 | 0 | 1385.5 | 287.549 | 1097.951 | 0
|  | 1329.888 | 282.818 | 1047.07 | 0 | 2500 | 0 | 4888.789 | 48.89% | 0 | 1329.888 | 366.745 | 36.638 | 483.014 | 0 | 443.491 | 248.48 | 34.338 | 7500 | 1329.888 | 282.818 | 0 | 1047.07
|  | 969.757 | 273.996 | 695.761 | 0 | 2500 | 0 | 7388.789 | 73.89% | 0 | 969.757 | 313.937 | 23.752 | 488.592 | 0 | 143.476 | 248.48 | 25.516 | 7500 | 969.757 | 273.996 | 0 | 695.761
|  | 854.719 | 386.687 | 468.032 | 0 | 111.211 | 0 | 9888.789 | 98.89% | 0 | 854.719 | 349.909 | 22.418 | 482.392 | 0 | 0 | 248.48 | 138.207 | 7500 | 854.719 | 386.687 | 0 | 468.032
|  | 810.426 | 810.426 | 0 | 342.003 | 0 | 0 | 10000 | 100% | 0 | 810.426 | 339.951 | 62.989 | 407.486 | 0 | 0 | 248.48 | 903.949 | 0 | 810.426 | 810.426 | 0 | 0
|  | 868.756 | 868.756 | 0 | 781.913 | 0 | 0 | 10000 | 100% | 0 | 868.756 | 338.454 | 111.299 | 419.003 | 0 | 0 | 248.48 | 1402.189 | 0 | 868.756 | 868.756 | 0 | 0
|  | 1349.122 | 1280.818 | 68.304 | 0 | 0 | 0 | 10000 | 100% | 0 | 1349.122 | 352.079 | 85.757 | 911.286 | 0 | 0 | 248.48 | 1032.338 | 7500 | 1349.122 | 1280.818 | 0 | 68.304
|  | 1213.115 | 1051.712 | 0 | 0 | 0 | 161.403 | 10000 | 100% | 0 | 1213.115 | 337.668 | 76.502 | 798.945 | 0 | 0 | 248.48 | 803.232 | 0 | 1213.115 | 1051.712 | 161.403 | 0
|  | 1145.519 | 845.254 | 0 | 0 | 0 | 300.265 | 9838.597 | 98.39% | 0 | 1145.519 | 483.806 | 64.898 | 596.814 | 0 | 0 | 248.48 | 596.774 | 0 | 1145.519 | 845.254 | 300.265 | 0
|  | 867.442 | 310.46 | 0 | 0 | 0 | 556.982 | 9538.332 | 95.38% | 0 | 867.442 | 413.987 | 56.206 | 384.087 | 0 | 13.163 | 248.48 | 61.98 | 0 | 867.442 | 310.46 | 556.982 | 0
|  | 789.813 | 265.711 | 0 | 0 | 0 | 524.102 | 8981.35 | 89.81% | 0 | 789.813 | 421.505 | 91.019 | 250.965 | 0 | 26.325 | 248.48 | 17.231 | 0 | 789.813 | 265.711 | 524.102 | 0
|  | 801.985 | 248.484 | 0 | 0 | 0 | 553.501 | 8457.248 | 84.57% | 1.1369e-13 | 801.985 | 416.508 | 88.623 | 270.529 | 0 | 26.325 | 248.48 | 0.004 | 0 | 801.985 | 248.484 | 553.501 | 0
|  | 834.361 | 248.48 | 585.881 | 0 | 2096.253 | 0 | 7903.747 | 79.04% | 0 | 834.361 | 483.614 | 68.928 | 255.494 | 0 | 26.325 | 248.48 | 0 | 7500 | 834.361 | 248.48 | 0 | 585.881
|  | 860.47 | 248.48 | 0 | 0 | 0 | 611.99 | 10000 | 100% | 0 | 860.47 | 539.025 | 37.477 | 257.643 | 0 | 26.325 | 248.48 | 0 | 0 | 860.47 | 248.48 | 611.99 | 0
|  | 997.394 | 248.48 | 748.914 | 0 | 611.99 | 0 | 9388.01 | 93.88% | 0 | 997.394 | 453.943 | 23.978 | 493.148 | 0 | 26.325 | 248.48 | 0 | 7500 | 997.394 | 248.48 | 0 | 748.914
|  | 1036.17 | 248.48 | 787.69 | 0 | 0 | 0 | 10000 | 100% | 0 | 1036.17 | 290.148 | 25.01 | 690.214 | 0 | 30.799 | 248.48 | 0 | 7500 | 1036.17 | 248.48 | 0 | 787.69
|  | 801.328 | 248.48 | 552.848 | 0 | 0 | 0 | 10000 | 100% | 0 | 801.328 | 209.256 | 96.955 | 468.605 | 0 | 26.513 | 248.48 | 0 | 7500 | 801.328 | 248.48 | 0 | 552.848
|  | 735.044 | 248.48 | 486.564 | 0 | 0 | 0 | 10000 | 100% | 0 | 735.044 | 188.189 | 106.205 | 414.48 | 0 | 26.17 | 248.48 | 0 | 7500 | 735.044 | 248.48 | 0 | 486.564
|  | 800.782 | 248.48 | 552.302 | 0 | 0 | 0 | 10000 | 100% | 0 | 800.782 | 165.205 | 88.328 | 509.293 | 0 | 37.956 | 248.48 | 0 | 7500 | 800.782 | 248.48 | 0 | 552.302
|  | 671.607 | 248.48 | 0 | 0 | 0 | 423.127 | 10000 | 100% | 0 | 671.607 | 162.798 | 73.473 | 382.573 | 0 | 52.763 | 248.48 | 0 | 0 | 671.607 | 248.48 | 423.127 | 0
|  | 761.558 | 248.48 | 0 | 0 | 0 | 513.078 | 9576.873 | 95.77% | 0 | 761.558 | 143.946 | 58.728 | 480.115 | 0 | 78.769 | 248.48 | 0 | 0 | 761.558 | 248.48 | 513.078 | 0
|  | 1094.283 | 250.168 | 0 | 0 | 0 | 844.115 | 9063.795 | 90.64% | 0 | 1094.283 | 207.926 | 76.62 | 589.758 | 0 | 219.979 | 248.48 | 1.688 | 0 | 1094.283 | 250.168 | 844.115 | 0
|  | 1102.448 | 286.523 | 0 | 0 | 0 | 815.925 | 8219.68 | 82.2% | 0 | 1102.448 | 305.98 | 86.988 | 482.299 | 0 | 227.181 | 248.48 | 38.043 | 0 | 1102.448 | 286.523 | 815.925 | 0
|  | 1510.158 | 784.514 | 0 | 0 | 0 | 725.644 | 7403.755 | 74.04% | 0 | 1510.158 | 414.191 | 76.272 | 651.9 | 0 | 367.796 | 248.48 | 536.034 | 0 | 1510.158 | 784.514 | 725.644 | 0
|  | 1372.476 | 980.743 | 0 | 0 | 0 | 391.733 | 6678.111 | 66.78% | 0 | 1372.476 | 344.16 | 54.819 | 527.186 | 0 | 446.311 | 248.48 | 732.263 | 0 | 1372.476 | 980.743 | 391.733 | 0
|  | 1142.144 | 676.667 | 465.477 | 0 | 2500 | 0 | 6286.378 | 62.86% | 0 | 1142.144 | 362.774 | 25.247 | 596.678 | 0 | 157.445 | 248.48 | 428.187 | 7500 | 1142.144 | 676.667 | 0 | 465.477
|  | 958.698 | 958.698 | 0 | 6.436 | 6.436 | 0 | 8786.378 | 87.86% | 0 | 958.698 | 320.511 | 21.095 | 448.078 | 0 | 169.015 | 248.48 | 716.654 | 0 | 958.698 | 958.698 | 0 | 0
|  | 986.752 | 897.931 | 88.821 | 0 | 1207.186 | 0 | 8792.814 | 87.93% | 0 | 986.752 | 356.388 | 28.952 | 521.065 | 0 | 80.347 | 248.48 | 649.451 | 7500 | 986.752 | 897.931 | 0 | 88.821
|  | 958.179 | 958.179 | 0 | 570.122 | 0 | 0 | 10000 | 100% | 0 | 958.179 | 377.556 | 96.226 | 443.586 | 0 | 40.811 | 248.48 | 1279.821 | 0 | 958.179 | 958.179 | 0 | 0
|  | 789.757 | 789.757 | 0 | 858.201 | 0 | 0 | 10000 | 100% | 0 | 789.757 | 309.471 | 89.313 | 390.974 | 0 | 0 | 0 | 1647.958 | 0 | 789.757 | 789.757 | 0 | 0
|  | 1087.182 | 962.821 | 124.361 | 0 | 0 | 0 | 10000 | 100% | 0 | 1087.182 | 308.796 | 79.871 | 698.515 | 0 | 0 | 0 | 962.821 | 7500 | 1087.182 | 962.821 | 0 | 124.361
|  | 992.701 | 737.971 | 0 | 0 | 0 | 254.73 | 10000 | 100% | 0 | 992.701 | 316.842 | 70.464 | 605.395 | 0 | 0 | 0 | 737.971 | 0 | 992.701 | 737.971 | 254.73 | 0
|  | 969.698 | 435.743 | 0 | 0 | 0 | 533.955 | 9745.27 | 97.45% | 1.1369e-13 | 969.698 | 425.451 | 58.179 | 486.068 | 0 | 0 | 0 | 435.743 | 0 | 969.698 | 435.743 | 533.955 | 0
|  | 951.738 | 270.076 | 0 | 0 | 0 | 681.662 | 9211.315 | 92.11% | 0 | 951.738 | 516.151 | 72.572 | 348.227 | 0 | 14.788 | 0 | 270.076 | 0 | 951.738 | 270.076 | 681.662 | 0
|  | 820.477 | 60.103 | 0 | 0 | 0 | 760.374 | 8529.653 | 85.3% | 0 | 820.477 | 424.299 | 94.813 | 271.79 | 0 | 29.575 | 0 | 60.103 | 0 | 820.477 | 60.103 | 760.374 | 0
|  | 783.013 | 8.492 | 0 | 0 | 0 | 774.521 | 7769.279 | 77.69% | 0 | 783.013 | 436.358 | 67.22 | 249.336 | 0 | 30.1 | 0 | 8.492 | 0 | 783.013 | 8.492 | 774.521 | 0
|  | 900.471 | 0 | 900.471 | 0 | 2500 | 0 | 6994.758 | 69.95% | 0 | 900.471 | 525.393 | 56.358 | 288.27 | 0 | 30.45 | 0 | 0 | 7500 | 900.471 | 0 | 0 | 900.471
|  | 802.592 | 0 | 0 | 0 | 0 | 802.592 | 9494.758 | 94.95% | 0 | 802.592 | 484.283 | 25.881 | 261.279 | 0 | 31.149 | 0 | 0 | 0 | 802.592 | 0 | 802.592 | 0
|  | 953.853 | 0 | 953.853 | 0 | 1307.834 | 0 | 8692.166 | 86.92% | 0 | 953.853 | 425.742 | 20.667 | 476.12 | 0 | 31.324 | 0 | 0 | 7500 | 953.853 | 0 | 0 | 953.853
|  | 1038.893 | 0 | 1038.893 | 0 | 0 | 0 | 10000 | 100% | 0 | 1038.893 | 319.392 | 57.239 | 633.194 | 0 | 29.069 | 0 | 0 | 7500 | 1038.893 | 0 | 0 | 1038.893
|  | 859.381 | 0 | 859.381 | 0 | 0 | 0 | 10000 | 100% | 0 | 859.381 | 205.144 | 103.098 | 526.29 | 0 | 24.85 | 0 | 0 | 7500 | 859.381 | 0 | 0 | 859.381
|  | 824.065 | 0 | 824.065 | 0 | 0 | 0 | 10000 | 100% | 0 | 824.065 | 183.092 | 89.669 | 462.415 | 0 | 88.889 | 0 | 0 | 7500 | 824.065 | 0 | 0 | 824.065
|  | 868.23 | 0 | 868.23 | 0 | 0 | 0 | 10000 | 100% | 0 | 868.23 | 167.02 | 79.075 | 425.494 | 0 | 196.641 | 0 | 0 | 7500 | 868.23 | 0 | 0 | 868.23
|  | 934.678 | 0 | 0 | 0 | 0 | 934.678 | 10000 | 100% | 0 | 934.678 | 178.29 | 68.085 | 487.268 | 0 | 201.036 | 0 | 0 | 0 | 934.678 | 0 | 934.678 | 0
|  | 755.869 | 0 | 0 | 0 | 0 | 755.869 | 9065.322 | 90.65% | 0 | 755.869 | 149.966 | 56.165 | 440.884 | 0 | 108.855 | 0 | 0 | 0 | 755.869 | 0 | 755.869 | 0
|  | 819.259 | 120.347 | 0 | 0 | 0 | 698.912 | 8309.453 | 83.09% | 0 | 819.259 | 170.033 | 87.769 | 432.498 | 0 | 128.959 | 0 | 120.347 | 0 | 819.259 | 120.347 | 698.912 | 0
|  | 1188.045 | 266.319 | 0 | 0 | 0 | 921.726 | 7610.541 | 76.11% | 0 | 1188.045 | 295.908 | 85.751 | 552.898 | 0 | 253.488 | 0 | 266.319 | 0 | 1188.045 | 266.319 | 921.726 | 0
|  | 1317.788 | 921.052 | 0 | 0 | 0 | 396.736 | 6688.815 | 66.89% | 0 | 1317.788 | 362.059 | 60.429 | 550.117 | 0 | 345.183 | 0 | 921.052 | 0 | 1317.788 | 921.052 | 396.736 | 0
|  | 1132.233 | 704.123 | 0 | 0 | 0 | 428.11 | 6292.079 | 62.92% | 0 | 1132.233 | 363.78 | 44.553 | 514.55 | 0 | 209.351 | 0 | 704.123 | 0 | 1132.233 | 704.123 | 428.11 | 0
|  | 1095.683 | 1095.683 | 0 | 64.918 | 64.918 | 0 | 5863.969 | 58.64% | 0 | 1095.683 | 329.981 | 21.382 | 500.474 | 0 | 243.846 | 0 | 1160.601 | 0 | 1095.683 | 1095.683 | 0 | 0
|  | 1026.373 | 1026.373 | 0 | 439.075 | 439.075 | 0 | 5928.887 | 59.29% | 0 | 1026.373 | 328.405 | 20.094 | 500.882 | 0 | 176.992 | 0 | 1465.448 | 0 | 1026.373 | 1026.373 | 0 | 0
|  | 871.522 | 871.522 | 0 | 972.962 | 972.962 | 0 | 6367.962 | 63.68% | 0 | 871.522 | 362.336 | 61.15 | 422.701 | 0 | 25.335 | 0 | 1844.484 | 0 | 871.522 | 871.522 | 0 | 0
|  | 1037.428 | 1037.428 | 0 | 826.887 | 826.887 | 0 | 7340.924 | 73.41% | 0 | 1037.428 | 381.539 | 108.09 | 538.069 | 0 | 9.731 | 0 | 1864.315 | 0 | 1037.428 | 1037.428 | 0 | 0
|  | 938.069 | 938.069 | 0 | 801.894 | 801.894 | 0 | 8167.811 | 81.68% | 0 | 938.069 | 323.72 | 89.884 | 524.466 | 0 | 0 | 0 | 1739.963 | 0 | 938.069 | 938.069 | 0 | 0
|  | 1188.405 | 1188.405 | 0 | 390.787 | 390.787 | 0 | 8969.705 | 89.7% | 0 | 1188.405 | 322.955 | 74.294 | 791.156 | 0 | 0 | 0 | 1579.192 | 0 | 1188.405 | 1188.405 | 0 | 0
|  | 822.624 | 822.624 | 0 | 776.824 | 639.508 | 0 | 9360.492 | 93.6% | 0 | 822.624 | 333.835 | 59.824 | 428.966 | 0 | 0 | 248.48 | 1350.968 | 0 | 822.624 | 822.624 | 0 | 0
|  | 821.79 | 821.79 | 0 | 433.911 | 0 | 0 | 10000 | 100% | 0 | 821.79 | 442.479 | 60.959 | 318.352 | 0 | 0 | 248.48 | 1007.221 | 0 | 821.79 | 821.79 | 0 | 0
|  | 904.051 | 776.596 | 0 | 0 | 0 | 127.455 | 10000 | 100% | 0 | 904.051 | 469.962 | 88.827 | 331.448 | 0 | 13.813 | 248.48 | 528.116 | 0 | 904.051 | 776.596 | 127.455 | 0
|  | 905.528 | 519.641 | 0 | 0 | 0 | 385.887 | 9872.545 | 98.73% | 0 | 905.528 | 506.207 | 90.048 | 281.647 | 0 | 27.625 | 248.48 | 271.161 | 0 | 905.528 | 519.641 | 385.887 | 0
|  | 882.459 | 414.311 | 0 | 0 | 0 | 468.148 | 9486.658 | 94.87% | 0 | 882.459 | 498.354 | 65.846 | 290.428 | 0 | 27.831 | 248.48 | 165.831 | 0 | 882.459 | 414.311 | 468.148 | 0
|  | 838.079 | 248.48 | 589.599 | 0 | 981.49 | 0 | 9018.51 | 90.19% | 0 | 838.079 | 447.58 | 39.729 | 322.526 | 0 | 28.243 | 248.48 | 0 | 7500 | 838.079 | 248.48 | 0 | 589.599
|  | 1234.796 | 248.48 | 0 | 0 | 0 | 986.316 | 10000 | 100% | 0 | 1234.796 | 506.202 | 23.493 | 675.621 | 0 | 29.481 | 248.48 | 0 | 0 | 1234.796 | 248.48 | 986.316 | 0
|  | 1075.935 | 248.48 | 827.455 | 0 | 986.316 | 0 | 9013.684 | 90.14% | 0 | 1075.935 | 379.846 | 19.735 | 646.668 | 0 | 29.687 | 248.48 | 0 | 7500 | 1075.935 | 248.48 | 0 | 827.455
|  | 882.806 | 248.48 | 634.326 | 0 | 0 | 0 | 10000 | 100% | 0 | 882.806 | 300.643 | 91.772 | 453.257 | 0 | 37.134 | 248.48 | 0 | 7500 | 882.806 | 248.48 | 0 | 634.326
|  | 763.537 | 248.48 | 515.057 | 0 | 0 | 0 | 10000 | 100% | 0 | 763.537 | 192.287 | 105.807 | 441.169 | 0 | 24.274 | 248.48 | 0 | 7500 | 763.537 | 248.48 | 0 | 515.057
|  | 811.953 | 248.48 | 563.473 | 0 | 0 | 0 | 10000 | 100% | 0 | 811.953 | 161.579 | 80.378 | 512.091 | 0 | 57.905 | 248.48 | 0 | 7500 | 811.953 | 248.48 | 0 | 563.473
|  | 848.833 | 248.48 | 600.353 | 0 | 0 | 0 | 10000 | 100% | 0 | 848.833 | 170.479 | 70.628 | 542.747 | 0 | 64.98 | 248.48 | 0 | 7500 | 848.833 | 248.48 | 0 | 600.353
|  | 884.284 | 248.48 | 0 | 0 | 0 | 635.804 | 10000 | 100% | 0 | 884.284 | 160.171 | 57.634 | 571.272 | 0 | 95.208 | 248.48 | 0 | 0 | 884.284 | 248.48 | 635.804 | 0
|  | 958.117 | 248.48 | 0 | 0 | 0 | 709.637 | 9364.196 | 93.64% | 0 | 958.117 | 150.961 | 69.198 | 554.017 | 0 | 183.942 | 248.48 | 0 | 0 | 958.117 | 248.48 | 709.637 | 0
|  | 940.176 | 286.203 | 0 | 0 | 0 | 653.973 | 8654.559 | 86.55% | 0 | 940.176 | 201.866 | 88.474 | 516.146 | 0 | 133.69 | 248.48 | 37.723 | 0 | 940.176 | 286.203 | 653.973 | 0
|  | 1403.323 | 599.029 | 0 | 0 | 0 | 804.294 | 8000.586 | 80.01% | 0 | 1403.323 | 315.984 | 68.787 | 586.149 | 0 | 432.403 | 248.48 | 350.549 | 0 | 1403.323 | 599.029 | 804.294 | 0
|  | 1154.141 | 1024.656 | 0 | 0 | 0 | 129.485 | 7196.292 | 71.96% | 0 | 1154.141 | 335.479 | 52.949 | 448.528 | 0 | 317.185 | 248.48 | 776.176 | 0 | 1154.141 | 1024.656 | 129.485 | 0
|  | 1257.405 | 1257.405 | 0 | 80.488 | 80.488 | 0 | 7066.807 | 70.67% | 0 | 1257.405 | 370.199 | 24.756 | 569.657 | 0 | 292.794 | 248.48 | 1089.413 | 0 | 1257.405 | 1257.405 | 0 | 0
|  | 1100.499 | 1100.499 | 0 | 555.678 | 555.678 | 0 | 7147.295 | 71.47% | 0 | 1100.499 | 362.664 | 22.255 | 546.181 | 0 | 169.4 | 248.48 | 1407.697 | 0 | 1100.499 | 1100.499 | 0 | 0
|  | 1000.417 | 1000.417 | 0 | 916.701 | 916.701 | 0 | 7702.973 | 77.03% | 0 | 1000.417 | 342.756 | 30.342 | 581.645 | 0 | 45.675 | 248.48 | 1668.638 | 0 | 1000.417 | 1000.417 | 0 | 0
|  | 870.66 | 870.66 | 0 | 1193.038 | 1193.038 | 0 | 8619.674 | 86.2% | 0 | 870.66 | 367.061 | 96.549 | 400.637 | 0 | 6.414 | 248.48 | 1815.218 | 0 | 870.66 | 870.66 | 0 | 0
|  | 1006.212 | 1006.212 | 0 | 1070.005 | 187.288 | 0 | 9812.712 | 98.13% | 0 | 1006.212 | 352.877 | 100.331 | 553.004 | 0 | 0 | 248.48 | 1827.737 | 0 | 1006.212 | 1006.212 | 0 | 0
|  | 1092.393 | 1092.393 | 0 | 897.926 | 0 | 0 | 10000 | 100% | 0 | 1092.393 | 319.623 | 77.22 | 695.55 | 0 | 0 | 248.48 | 1741.839 | 0 | 1092.393 | 1092.393 | 0 | 0
|  | 978.345 | 978.345 | 0 | 841 | 0 | 0 | 10000 | 100% | 0 | 978.345 | 301.427 | 75.476 | 601.443 | 0 | 0 | 248.48 | 1570.865 | 0 | 978.345 | 978.345 | 0 | 0
|  | 817.663 | 817.663 | 0 | 738.883 | 0 | 0 | 10000 | 100% | 0 | 817.663 | 382.13 | 57.482 | 378.052 | 0 | 0 | 248.48 | 1308.066 | 0 | 817.663 | 817.663 | 0 | 0
|  | 779.304 | 779.304 | 0 | 460.347 | 0 | 0 | 10000 | 100% | 0 | 779.304 | 421.906 | 69.828 | 287.57 | 0 | 0 | 248.48 | 991.171 | 0 | 779.304 | 779.304 | 0 | 0
|  | 936.819 | 936.052 | 0 | 0 | 0 | 0.767 | 10000 | 100% | 0 | 936.819 | 484.961 | 98.161 | 340.208 | 0 | 13.488 | 248.48 | 687.572 | 0 | 936.819 | 936.052 | 0.767 | 0
|  | 921.562 | 623.068 | 0 | 0 | 0 | 298.494 | 9999.233 | 99.99% | 0 | 921.562 | 522.472 | 66.306 | 305.809 | 0 | 26.975 | 248.48 | 374.588 | 0 | 921.562 | 623.068 | 298.494 | 0
|  | 782.64 | 350.78 | 0 | 0 | 0 | 431.86 | 9700.739 | 97.01% | 0 | 782.64 | 436.659 | 57.541 | 261.465 | 0 | 26.975 | 248.48 | 102.3 | 0 | 782.64 | 350.78 | 431.86 | 0
|  | 884.495 | 248.48 | 636.015 | 0 | 731.121 | 0 | 9268.879 | 92.69% | 0 | 884.495 | 496.119 | 25.091 | 336.104 | 0 | 27.181 | 248.48 | 0 | 7500 | 884.495 | 248.48 | 0 | 636.015
|  | 1216.187 | 248.48 | 0 | 0 | 0 | 967.707 | 10000 | 100% | 0 | 1216.187 | 547.29 | 20.708 | 619.566 | 0 | 28.623 | 248.48 | 0 | 0 | 1216.187 | 248.48 | 967.707 | 0
|  | 1126.855 | 248.48 | 878.375 | 0 | 967.707 | 0 | 9032.293 | 90.32% | 0 | 1126.855 | 412.105 | 30.252 | 655.463 | 0 | 29.035 | 248.48 | 0 | 7500 | 1126.855 | 248.48 | 0 | 878.375
|  | 1022.479 | 248.48 | 773.999 | 0 | 0 | 0 | 10000 | 100% | 0 | 1022.479 | 336.301 | 108.829 | 545.374 | 0 | 31.975 | 248.48 | 0 | 7500 | 1022.479 | 248.48 | 0 | 773.999
|  | 848.445 | 248.48 | 599.965 | 0 | 0 | 0 | 10000 | 100% | 0 | 848.445 | 251.902 | 89.007 | 480.207 | 0 | 27.33 | 248.48 | 0 | 7500 | 848.445 | 248.48 | 0 | 599.965
|  | 931.971 | 248.48 | 683.491 | 0 | 0 | 0 | 10000 | 100% | 0 | 931.971 | 217.079 | 80.901 | 542.622 | 0 | 91.37 | 248.48 | 0 | 7500 | 931.971 | 248.48 | 0 | 683.491
|  | 658.048 | 248.48 | 409.568 | 0 | 0 | 0 | 10000 | 100% | 0 | 658.048 | 165.303 | 62.244 | 371.575 | 0 | 58.926 | 248.48 | 0 | 7500 | 658.048 | 248.48 | 0 | 409.568
|  | 804.905 | 248.48 | 0 | 0 | 0 | 556.425 | 10000 | 100% | 0 | 804.905 | 169.6 | 58.305 | 566.125 | 0 | 10.875 | 248.48 | 0 | 0 | 804.905 | 248.48 | 556.425 | 0
|  | 762.292 | 248.48 | 0 | 0 | 0 | 513.812 | 9443.575 | 94.44% | 0 | 762.292 | 162.77 | 85.075 | 476.003 | 0 | 38.444 | 248.48 | 0 | 0 | 762.292 | 248.48 | 513.812 | 0
|  | 908.082 | 251.629 | 0 | 0 | 0 | 656.453 | 8929.763 | 89.3% | 0 | 908.082 | 177.236 | 86.813 | 524.397 | 0 | 119.636 | 248.48 | 3.149 | 0 | 908.082 | 251.629 | 656.453 | 0
|  | 1255.237 | 267.963 | 0 | 0 | 0 | 987.274 | 8273.31 | 82.73% | 0 | 1255.237 | 242.334 | 67.656 | 448.433 | 0 | 496.814 | 248.48 | 19.483 | 0 | 1255.237 | 267.963 | 987.274 | 0
|  | 1294.021 | 467.937 | 0 | 0 | 0 | 826.084 | 7286.036 | 72.86% | 0 | 1294.021 | 293.554 | 43.222 | 290.354 | 0 | 666.891 | 248.48 | 219.457 | 0 | 1294.021 | 467.937 | 826.084 | 0
|  | 958.842 | 958.842 | 0 | 58.974 | 58.974 | 0 | 6459.952 | 64.6% | 0 | 958.842 | 355.574 | 22.099 | 327.203 | 0 | 253.967 | 248.48 | 769.336 | 0 | 958.842 | 958.842 | 0 | 0
|  | 729.699 | 729.699 | 0 | 829.752 | 829.752 | 0 | 6518.926 | 65.19% | 0 | 729.699 | 387.13 | 20.782 | 274.017 | 0 | 47.771 | 248.48 | 1310.971 | 0 | 729.699 | 729.699 | 0 | 0
|  | 992.275 | 992.275 | 0 | 884.217 | 884.217 | 0 | 7348.678 | 73.49% | 0 | 992.275 | 483.875 | 56.636 | 377.977 | 0 | 73.787 | 248.48 | 1628.012 | 0 | 992.275 | 992.275 | 0 | 0
|  | 1098.492 | 1098.492 | 0 | 809.289 | 809.289 | 0 | 8232.895 | 82.33% | 0 | 1098.492 | 563.84 | 110.18 | 410.842 | 0 | 13.63 | 248.48 | 1659.301 | 0 | 1098.492 | 1098.492 | 0 | 0
|  | 1157.558 | 1157.558 | 0 | 801.994 | 801.994 | 0 | 9042.184 | 90.42% | 0 | 1157.558 | 485.57 | 81.457 | 583.716 | 0 | 6.815 | 248.48 | 1711.072 | 0 | 1157.558 | 1157.558 | 0 | 0
|  | 1289.675 | 1289.675 | 0 | 583.607 | 155.822 | 0 | 9844.178 | 98.44% | 0 | 1289.675 | 379.09 | 82.238 | 828.347 | 0 | 0 | 248.48 | 1624.802 | 0 | 1289.675 | 1289.675 | 0 | 0
|  | 1082.427 | 1082.427 | 0 | 623.314 | 0 | 0 | 10000 | 100% | 0 | 1082.427 | 404.024 | 67.374 | 611.029 | 0 | 0 | 248.48 | 1457.261 | 0 | 1082.427 | 1082.427 | 0 | 0
|  | 841.76 | 841.76 | 0 | 591.722 | 0 | 0 | 10000 | 100% | 0 | 841.76 | 411.581 | 60.207 | 369.973 | 0 | 0 | 248.48 | 1185.002 | 0 | 841.76 | 841.76 | 0 | 0
|  | 831.659 | 831.659 | 0 | 245.881 | 0 | 0 | 10000 | 100% | 0 | 831.659 | 392.244 | 91.899 | 347.516 | 0 | 0 | 248.48 | 829.06 | 0 | 831.659 | 831.659 | 0 | 0
|  | 799.206 | 799.206 | 0 | 43.458 | 0 | 0 | 10000 | 100% | 0 | 799.206 | 421.209 | 79.042 | 284.818 | 0 | 14.137 | 248.48 | 594.184 | 0 | 799.206 | 799.206 | 0 | 0
|  | 779.579 | 482.936 | 0 | 0 | 0 | 296.643 | 10000 | 100% | 0 | 779.579 | 427.069 | 68.274 | 255.961 | 0 | 28.275 | 248.48 | 234.456 | 0 | 779.579 | 482.936 | 296.643 | 0
|  | 773.831 | 277.931 | 0 | 0 | 0 | 495.9 | 9703.357 | 97.03% | 0 | 773.831 | 461.959 | 40.842 | 242.754 | 0 | 28.275 | 248.48 | 29.451 | 0 | 773.831 | 277.931 | 495.9 | 0
|  | 854.931 | 248.48 | 606.451 | 0 | 792.543 | 0 | 9207.457 | 92.07% | 0 | 854.931 | 461.534 | 21.704 | 343.418 | 0 | 28.275 | 248.48 | 0 | 7500 | 854.931 | 248.48 | 0 | 606.451
|  | 1156.15 | 248.48 | 0 | 0 | 0 | 907.67 | 10000 | 100% | 0 | 1156.15 | 490.743 | 20.669 | 616.463 | 0 | 28.275 | 248.48 | 0 | 0 | 1156.15 | 248.48 | 907.67 | 0
|  | 1000.657 | 248.48 | 752.177 | 0 | 907.67 | 0 | 9092.33 | 90.92% | 0 | 1000.657 | 410.888 | 64.422 | 497.072 | 0 | 28.275 | 248.48 | 0 | 7500 | 1000.657 | 248.48 | 0 | 752.177
|  | 1017.728 | 248.48 | 769.248 | 0 | 0 | 0 | 10000 | 100% | 0 | 1017.728 | 316.12 | 100.323 | 569.014 | 0 | 32.272 | 248.48 | 0 | 7500 | 1017.728 | 248.48 | 0 | 769.248
|  | 781.418 | 248.48 | 532.938 | 0 | 0 | 0 | 10000 | 100% | 0 | 781.418 | 236.58 | 89.843 | 423.823 | 0 | 31.173 | 248.48 | 0 | 7500 | 781.418 | 248.48 | 0 | 532.938
|  | 804.508 | 248.48 | 556.028 | 0 | 0 | 0 | 10000 | 100% | 0 | 804.508 | 203.107 | 80.349 | 493.243 | 0 | 27.81 | 248.48 | 0 | 7500 | 804.508 | 248.48 | 0 | 556.028
|  | 675.142 | 248.48 | 426.662 | 0 | 0 | 0 | 10000 | 100% | 0 | 675.142 | 174.36 | 57.094 | 419.688 | 0 | 24 | 248.48 | 0 | 7500 | 675.142 | 248.48 | 0 | 426.662
|  | 812.263 | 248.48 | 0 | 0 | 0 | 563.783 | 10000 | 100% | 0 | 812.263 | 177.734 | 71.627 | 525.733 | 0 | 37.17 | 248.48 | 0 | 0 | 812.263 | 248.48 | 563.783 | 0
|  | 722.596 | 248.48 | 0 | 0 | 0 | 474.116 | 9436.217 | 94.36% | 0 | 722.596 | 167.538 | 92.849 | 461.392 | 0 | 0.817 | 248.48 | 0 | 0 | 722.596 | 248.48 | 474.116 | 0
|  | 909.574 | 256.107 | 0 | 0 | 0 | 653.467 | 8962.101 | 89.62% | 0 | 909.574 | 167.042 | 74.441 | 549.596 | 0 | 118.495 | 248.48 | 7.627 | 0 | 909.574 | 256.107 | 653.467 | 0
|  | 972.423 | 309.057 | 0 | 0 | 0 | 663.366 | 8308.634 | 83.09% | 0 | 972.423 | 246.062 | 54.288 | 452.113 | 0 | 219.96 | 248.48 | 60.577 | 0 | 972.423 | 309.057 | 663.366 | 0
|  | 1032.12 | 477.648 | 0 | 0 | 0 | 554.472 | 7645.268 | 76.45% | 0 | 1032.12 | 313.428 | 26.636 | 285.954 | 0 | 406.102 | 248.48 | 229.168 | 0 | 1032.12 | 477.648 | 554.472 | 0
|  | 1016.594 | 817.597 | 0 | 0 | 0 | 198.997 | 7090.796 | 70.91% | 0 | 1016.594 | 374.875 | 19.835 | 302.365 | 0 | 319.519 | 248.48 | 569.117 | 0 | 1016.594 | 817.597 | 198.997 | 0
|  | 1046.487 | 1017.091 | 29.396 | 0 | 2500 | 0 | 6891.799 | 68.92% | 0 | 1046.487 | 470.54 | 28.802 | 343.849 | 0 | 203.296 | 248.48 | 768.611 | 7500 | 1046.487 | 1017.091 | 0 | 29.396
|  | 1051.664 | 1045.102 | 6.562 | 0 | 608.201 | 0 | 9391.799 | 93.92% | 0 | 1051.664 | 463.335 | 106.168 | 340.207 | 0 | 141.954 | 248.48 | 796.622 | 7500 | 1051.664 | 1045.102 | 0 | 6.562
|  | 1223.758 | 1116.002 | 107.756 | 0 | 0 | 0 | 10000 | 100% | 0 | 1223.758 | 586.657 | 98.507 | 392.022 | 0 | 146.572 | 248.48 | 867.522 | 7500 | 1223.758 | 1116.002 | 0 | 107.756
|  | 1236.468 | 1236.468 | 0 | 318.742 | 0 | 0 | 10000 | 100% | 0 | 1236.468 | 448.989 | 83.548 | 519.581 | 0 | 184.35 | 248.48 | 1306.73 | 0 | 1236.468 | 1236.468 | 0 | 0
|  | 1169.37 | 1169.37 | 0 | 355.056 | 0 | 0 | 10000 | 100% | 0 | 1169.37 | 413.864 | 68.38 | 687.126 | 0 | 0 | 248.48 | 1275.946 | 0 | 1169.37 | 1169.37 | 0 | 0
|  | 911.243 | 911.243 | 0 | 502.62 | 0 | 0 | 10000 | 100% | 0 | 911.243 | 377.807 | 61.978 | 471.458 | 0 | 0 | 248.48 | 1165.383 | 0 | 911.243 | 911.243 | 0 | 0
|  | 811.456 | 811.456 | 0 | 425.838 | 0 | 0 | 10000 | 100% | 0 | 811.456 | 384.984 | 72.295 | 354.177 | 0 | 0 | 248.48 | 988.814 | 0 | 811.456 | 811.456 | 0 | 0
|  | 833.125 | 833.125 | 0 | 150.601 | 0 | 0 | 10000 | 100% | 0 | 833.125 | 436.332 | 89.911 | 306.883 | 0 | 0 | 248.48 | 735.246 | 0 | 833.125 | 833.125 | 0 | 0
|  | 830.009 | 705.973 | 0 | 0 | 0 | 124.036 | 10000 | 100% | 0 | 830.009 | 471.649 | 69.161 | 273.599 | 0 | 15.6 | 248.48 | 457.493 | 0 | 830.009 | 705.973 | 124.036 | 0
|  | 866.605 | 439.505 | 0 | 0 | 0 | 427.1 | 9875.964 | 98.76% | 0 | 866.605 | 486.97 | 60.115 | 288.32 | 0 | 31.2 | 248.48 | 191.025 | 0 | 866.605 | 439.505 | 427.1 | 0
|  | 772.531 | 334.85 | 0 | 0 | 0 | 437.681 | 9448.864 | 94.49% | 0 | 772.531 | 451.6 | 26.504 | 262.768 | 0 | 31.659 | 248.48 | 86.37 | 0 | 772.531 | 334.85 | 437.681 | 0
|  | 826.407 | 248.48 | 577.927 | 0 | 988.817 | 0 | 9011.183 | 90.11% | 0 | 826.407 | 456.828 | 20.001 | 317.765 | 0 | 31.813 | 248.48 | 0 | 7500 | 826.407 | 248.48 | 0 | 577.927
|  | 1160.906 | 248.48 | 0 | 0 | 0 | 912.426 | 10000 | 100% | 0 | 1160.906 | 501.19 | 25.457 | 602.913 | 0 | 31.346 | 248.48 | 0 | 0 | 1160.906 | 248.48 | 912.426 | 0
|  | 1011.343 | 248.48 | 762.863 | 0 | 912.426 | 0 | 9087.574 | 90.88% | 0 | 1011.343 | 384.09 | 100.542 | 495.512 | 0 | 31.2 | 248.48 | 0 | 7500 | 1011.343 | 248.48 | 0 | 762.863
|  | 939.454 | 248.48 | 690.974 | 0 | 0 | 0 | 10000 | 100% | 0 | 939.454 | 274.267 | 82.307 | 558.41 | 0 | 24.471 | 248.48 | 0 | 7500 | 939.454 | 248.48 | 0 | 690.974
|  | 822.035 | 248.48 | 573.555 | 0 | 0 | 0 | 10000 | 100% | 0 | 822.035 | 207.158 | 80.63 | 513.241 | 0 | 21.006 | 248.48 | 0 | 7500 | 822.035 | 248.48 | 0 | 573.555
|  | 750.074 | 248.48 | 501.594 | 0 | 0 | 0 | 10000 | 100% | 0 | 750.074 | 158.226 | 65.969 | 469.102 | 0 | 56.777 | 248.48 | 0 | 7500 | 750.074 | 248.48 | 0 | 501.594
|  | 809.223 | 248.48 | 560.743 | 0 | 0 | 0 | 10000 | 100% | 0 | 809.223 | 154.104 | 64.996 | 423.227 | 0 | 166.897 | 248.48 | 0 | 7500 | 809.223 | 248.48 | 0 | 560.743
|  | 969.557 | 248.48 | 0 | 0 | 0 | 721.077 | 10000 | 100% | 0 | 969.557 | 182.215 | 92.979 | 577.843 | 0 | 116.52 | 248.48 | 0 | 0 | 969.557 | 248.48 | 721.077 | 0
|  | 839.928 | 248.48 | 0 | 0 | 0 | 591.448 | 9278.923 | 92.79% | 0 | 839.928 | 155.604 | 84.751 | 564.881 | 0 | 34.692 | 248.48 | 0 | 0 | 839.928 | 248.48 | 591.448 | 0
|  | 903.296 | 248.48 | 0 | 0 | 0 | 654.816 | 8687.475 | 86.87% | 0 | 903.296 | 189.891 | 63.956 | 502.4 | 0 | 147.049 | 248.48 | 0 | 0 | 903.296 | 248.48 | 654.816 | 0
|  | 1143.881 | 309.78 | 0 | 0 | 0 | 834.101 | 8032.659 | 80.33% | 0 | 1143.881 | 287.467 | 42.548 | 392.441 | 0 | 421.425 | 248.48 | 61.3 | 0 | 1143.881 | 309.78 | 834.101 | 0
|  | 1308.314 | 578.69 | 0 | 0 | 0 | 729.624 | 7198.558 | 71.99% | 0 | 1308.314 | 408.834 | 24.455 | 471.599 | 0 | 403.426 | 248.48 | 330.21 | 0 | 1308.314 | 578.69 | 729.624 | 0
|  | 983.664 | 898.769 | 0 | 0 | 0 | 84.895 | 6468.934 | 64.69% | 0 | 983.664 | 346.628 | 19.167 | 410.59 | 0 | 207.279 | 248.48 | 650.289 | 0 | 983.664 | 898.769 | 84.895 | 0
|  | 1136.305 | 1136.305 | 0 | 50.004 | 50.004 | 0 | 6384.039 | 63.84% | 0 | 1136.305 | 354.254 | 59.734 | 523.304 | 0 | 199.013 | 248.48 | 937.829 | 0 | 1136.305 | 1136.305 | 0 | 0
|  | 1016.044 | 1016.044 | 0 | 435.053 | 435.053 | 0 | 6434.043 | 64.34% | 0 | 1016.044 | 350.611 | 98.728 | 469.1 | 0 | 97.605 | 248.48 | 1202.617 | 0 | 1016.044 | 1016.044 | 0 | 0
|  | 1076.49 | 1076.49 | 0 | 513.433 | 513.433 | 0 | 6869.096 | 68.69% | 0 | 1076.49 | 379.057 | 88.417 | 563.989 | 0 | 45.028 | 248.48 | 1341.443 | 0 | 1076.49 | 1076.49 | 0 | 0
|  | 1035.459 | 1035.459 | 0 | 622.372 | 622.372 | 0 | 7382.529 | 73.83% | 0 | 1035.459 | 345.187 | 76.694 | 613.579 | 0 | 0 | 248.48 | 1409.351 | 0 | 1035.459 | 1035.459 | 0 | 0
|  | 1316.863 | 1316.863 | 0 | 319.298 | 319.298 | 0 | 8004.901 | 80.05% | 0 | 1316.863 | 356.617 | 68.488 | 891.757 | 0 | 0 | 248.48 | 1387.681 | 0 | 1316.863 | 1316.863 | 0 | 0
|  | 1002.044 | 1002.044 | 0 | 469.455 | 469.455 | 0 | 8324.199 | 83.24% | 0 | 1002.044 | 323.251 | 58.229 | 620.565 | 0 | 0 | 248.48 | 1223.019 | 0 | 1002.044 | 1002.044 | 0 | 0
|  | 799.421 | 799.421 | 0 | 482.211 | 482.211 | 0 | 8793.654 | 87.94% | 0 | 799.421 | 359.18 | 76.41 | 363.831 | 0 | 0 | 248.48 | 1033.152 | 0 | 799.421 | 799.421 | 0 | 0
|  | 933.477 | 933.477 | 0 | 18.887 | 18.887 | 0 | 9275.865 | 92.76% | 0 | 933.477 | 496.444 | 81.421 | 355.612 | 0 | 0 | 248.48 | 703.884 | 0 | 933.477 | 933.477 | 0 | 0
|  | 869.529 | 638.046 | 0 | 0 | 0 | 231.483 | 9294.752 | 92.95% | 0 | 869.529 | 504.839 | 63.576 | 289.415 | 0 | 11.7 | 248.48 | 389.566 | 0 | 869.529 | 638.046 | 231.483 | 0
|  | 920.578 | 407.591 | 0 | 0 | 0 | 512.987 | 9063.269 | 90.63% | 0 | 920.578 | 513.444 | 39.341 | 344.393 | 0 | 23.4 | 248.48 | 159.111 | 0 | 920.578 | 407.591 | 512.987 | 0
|  | 878.529 | 273.766 | 0 | 0 | 0 | 604.763 | 8550.282 | 85.5% | 0 | 878.529 | 516.674 | 22.399 | 315.904 | 0 | 23.553 | 248.48 | 25.286 | 0 | 878.529 | 273.766 | 604.763 | 0
|  | 909.505 | 248.48 | 661.025 | 0 | 2054.481 | 0 | 7945.519 | 79.46% | 0 | 909.505 | 517.703 | 21.724 | 346.525 | 0 | 23.553 | 248.48 | 0 | 7500 | 909.505 | 248.48 | 0 | 661.025
|  | 1273.302 | 248.48 | 0 | 0 | 0 | 1024.822 | 10000 | 100% | 0 | 1273.302 | 483.419 | 63.523 | 702.96 | 0 | 23.4 | 248.48 | 0 | 0 | 1273.302 | 248.48 | 1024.822 | 0
|  | 1054.747 | 248.48 | 806.267 | 0 | 1024.822 | 0 | 8975.178 | 89.75% | 0 | 1054.747 | 392.365 | 112.167 | 526.816 | 0 | 23.4 | 248.48 | 0 | 7500 | 1054.747 | 248.48 | 0 | 806.267
|  | 842.672 | 248.48 | 594.192 | 0 | 0 | 0 | 10000 | 100% | 0 | 842.672 | 288.215 | 88.251 | 440.062 | 0 | 26.144 | 248.48 | 0 | 7500 | 842.672 | 248.48 | 0 | 594.192
|  | 775.822 | 248.48 | 527.342 | 0 | 0 | 0 | 10000 | 100% | 0 | 775.822 | 198.395 | 76.601 | 472.691 | 0 | 28.135 | 248.48 | 0 | 7500 | 775.822 | 248.48 | 0 | 527.342
|  | 962.252 | 248.48 | 713.772 | 0 | 0 | 0 | 10000 | 100% | 0 | 962.252 | 183.28 | 59.481 | 565.865 | 0 | 153.626 | 248.48 | 0 | 7500 | 962.252 | 248.48 | 0 | 713.772
|  | 830.865 | 248.48 | 582.385 | 0 | 0 | 0 | 10000 | 100% | 0 | 830.865 | 168.693 | 66.906 | 449.786 | 0 | 145.48 | 248.48 | 0 | 7500 | 830.865 | 248.48 | 0 | 582.385
|  | 826.333 | 248.48 | 0 | 0 | 0 | 577.853 | 10000 | 100% | 0 | 826.333 | 153.728 | 94.446 | 517.014 | 0 | 61.146 | 248.48 | 0 | 0 | 826.333 | 248.48 | 577.853 | 0
|  | 797.506 | 248.48 | 0 | 0 | 0 | 549.026 | 9422.147 | 94.22% | 0 | 797.506 | 175.978 | 64.605 | 548.099 | 0 | 8.825 | 248.48 | 0 | 0 | 797.506 | 248.48 | 549.026 | 0
|  | 926.301 | 248.48 | 0 | 0 | 0 | 677.821 | 8873.121 | 88.73% | 0 | 926.301 | 199.426 | 57.984 | 534.06 | 0 | 134.831 | 248.48 | 0 | 0 | 926.301 | 248.48 | 677.821 | 0
|  | 908.988 | 470.859 | 0 | 0 | 0 | 438.129 | 8195.3 | 81.95% | 0 | 908.988 | 300.909 | 24.503 | 435.984 | 0 | 147.592 | 248.48 | 222.379 | 0 | 908.988 | 470.859 | 438.129 | 0
|  | 1176.696 | 424.122 | 0 | 0 | 0 | 752.574 | 7757.171 | 77.57% | 0 | 1176.696 | 375.759 | 20.483 | 428.142 | 0 | 352.313 | 248.48 | 175.642 | 0 | 1176.696 | 424.122 | 752.574 | 0
|  | 1172.456 | 725.826 | 0 | 0 | 0 | 446.63 | 7004.597 | 70.05% | 0 | 1172.456 | 381.378 | 27.866 | 481.314 | 0 | 281.898 | 248.48 | 477.346 | 0 | 1172.456 | 725.826 | 446.63 | 0
|  | 1189.609 | 964.926 | 224.683 | 0 | 2500 | 0 | 6557.967 | 65.58% | 0 | 1189.609 | 335.887 | 103.9 | 539.82 | 0 | 210.003 | 248.48 | 716.446 | 7500 | 1189.609 | 964.926 | 0 | 224.683
|  | 1129.995 | 735.924 | 394.071 | 0 | 942.033 | 0 | 9057.967 | 90.58% | 0 | 1129.995 | 368.65 | 108.393 | 476.056 | 0 | 176.897 | 248.48 | 487.444 | 7500 | 1129.995 | 735.924 | 0 | 394.071
|  | 967.546 | 849.328 | 118.218 | 0 | 0 | 0 | 10000 | 100% | 0 | 967.546 | 331.909 | 86.744 | 480.325 | 0 | 68.569 | 248.48 | 600.848 | 7500 | 967.546 | 849.328 | 0 | 118.218
|  | 993.765 | 624.436 | 369.329 | 0 | 0 | 0 | 10000 | 100% | 0 | 993.765 | 326.337 | 79.492 | 548.983 | 0 | 38.953 | 248.48 | 375.956 | 7500 | 993.765 | 624.436 | 0 | 369.329
|  | 1242.792 | 368.374 | 874.418 | 0 | 0 | 0 | 10000 | 100% | 0 | 1242.792 | 338.237 | 53.097 | 844.67 | 0 | 6.788 | 248.48 | 119.894 | 7500 | 1242.792 | 368.374 | 0 | 874.418
|  | 1141.089 | 326.854 | 814.235 | 0 | 0 | 0 | 10000 | 100% | 0 | 1141.089 | 328.367 | 67.725 | 744.726 | 0 | 0.271 | 248.48 | 78.374 | 7500 | 1141.089 | 326.854 | 0 | 814.235
|  | 812.247 | 283.993 | 0 | 0 | 0 | 528.254 | 10000 | 100% | 1.1369e-13 | 812.247 | 362.574 | 87.571 | 362.102 | 0 | 0 | 248.48 | 35.513 | 0 | 812.247 | 283.993 | 528.254 | 0
|  | 862.458 | 307.945 | 0 | 0 | 0 | 554.513 | 9471.746 | 94.72% | 1.1369e-13 | 862.458 | 457.617 | 64.84 | 340.001 | 0 | 0 | 248.48 | 59.465 | 0 | 862.458 | 307.945 | 554.513 | 0
|  | 938.201 | 256.981 | 0 | 0 | 0 | 681.22 | 8917.233 | 89.17% | 0 | 938.201 | 512.828 | 53.603 | 360.396 | 0 | 11.375 | 248.48 | 8.501 | 0 | 938.201 | 256.981 | 681.22 | 0
|  | 853.91 | 248.624 | 0 | 0 | 0 | 605.286 | 8236.013 | 82.36% | 0 | 853.91 | 478.142 | 24.813 | 328.206 | 0 | 22.75 | 248.48 | 0.144 | 0 | 853.91 | 248.624 | 605.286 | 0
|  | 795.694 | 248.48 | 0 | 0 | 0 | 547.214 | 7630.727 | 76.31% | 0 | 795.694 | 476.624 | 20.528 | 275.792 | 0 | 22.75 | 248.48 | 0 | 0 | 795.694 | 248.48 | 547.214 | 0
|  | 908.658 | 248.48 | 660.178 | 0 | 2500 | 0 | 7083.513 | 70.84% | 0 | 908.658 | 541.052 | 26.869 | 317.987 | 0 | 22.75 | 248.48 | 0 | 7500 | 908.658 | 248.48 | 0 | 660.178
|  | 1403.958 | 248.48 | 0 | 0 | 0 | 1155.478 | 9583.513 | 95.84% | 0 | 1403.958 | 548.871 | 93.438 | 738.898 | 0 | 22.75 | 248.48 | 0 | 0 | 1403.958 | 248.48 | 1155.478 | 0
|  | 1162.869 | 248.48 | 914.389 | 0 | 1571.965 | 0 | 8428.035 | 84.28% | 0 | 1162.869 | 401.879 | 97.981 | 640.259 | 0 | 22.75 | 248.48 | 0 | 7500 | 1162.869 | 248.48 | 0 | 914.389
|  | 786.347 | 248.48 | 537.867 | 0 | 0 | 0 | 10000 | 100% | 0 | 786.347 | 263.355 | 82.276 | 408.164 | 0 | 32.553 | 248.48 | 0 | 7500 | 786.347 | 248.48 | 0 | 537.867
|  | 715.414 | 248.48 | 466.934 | 0 | 0 | 0 | 10000 | 100% | 0 | 715.414 | 193.448 | 64.494 | 422.232 | 0 | 35.24 | 248.48 | 0 | 7500 | 715.414 | 248.48 | 0 | 466.934
|  | 900.877 | 248.48 | 652.397 | 0 | 0 | 0 | 10000 | 100% | 0 | 900.877 | 191.262 | 62.698 | 540.36 | 0 | 106.557 | 248.48 | 0 | 7500 | 900.877 | 248.48 | 0 | 652.397
|  | 1013.555 | 248.48 | 765.075 | 0 | 0 | 0 | 10000 | 100% | 0 | 1013.555 | 166.677 | 78.893 | 615.495 | 0 | 152.491 | 248.48 | 0 | 7500 | 1013.555 | 248.48 | 0 | 765.075
|  | 809.359 | 248.48 | 0 | 0 | 0 | 560.879 | 10000 | 100% | 0 | 809.359 | 160.857 | 82.196 | 440.834 | 0 | 125.472 | 248.48 | 0 | 0 | 809.359 | 248.48 | 560.879 | 0
|  | 1021.083 | 248.48 | 0 | 0 | 0 | 772.603 | 9439.121 | 94.39% | 0 | 1021.083 | 176.293 | 65.311 | 602.65 | 0 | 176.83 | 248.48 | 0 | 0 | 1021.083 | 248.48 | 772.603 | 0
|  | 873.043 | 248.481 | 0 | 0 | 0 | 624.562 | 8666.518 | 86.67% | 0 | 873.043 | 175.055 | 38.665 | 454.707 | 0 | 204.616 | 248.48 | 0.001 | 0 | 873.043 | 248.481 | 624.562 | 0
|  | 927.701 | 266.481 | 0 | 0 | 0 | 661.22 | 8041.956 | 80.42% | 0 | 927.701 | 293.009 | 24.446 | 439.214 | 0 | 171.031 | 248.48 | 18.001 | 0 | 927.701 | 266.481 | 661.22 | 0
|  | 1126.446 | 285.281 | 0 | 0 | 0 | 841.165 | 7380.736 | 73.81% | 0 | 1126.446 | 345.743 | 18.937 | 463.608 | 0 | 298.159 | 248.48 | 36.801 | 0 | 1126.446 | 285.281 | 841.165 | 0
|  | 1219.866 | 366.282 | 0 | 0 | 0 | 853.584 | 6539.571 | 65.4% | 0 | 1219.866 | 370.718 | 63.71 | 470.867 | 0 | 314.572 | 248.48 | 117.802 | 0 | 1219.866 | 366.282 | 853.584 | 0
|  | 1367.979 | 548.113 | 819.866 | 0 | 2500 | 0 | 5685.987 | 56.86% | 0 | 1367.979 | 373.103 | 104.071 | 567.679 | 0 | 323.127 | 248.48 | 299.633 | 7500 | 1367.979 | 548.113 | 0 | 819.866
|  | 987.787 | 762.46 | 225.327 | 0 | 1814.013 | 0 | 8185.987 | 81.86% | 0 | 987.787 | 342.63 | 78.469 | 527.2 | 0 | 39.488 | 248.48 | 513.98 | 7500 | 987.787 | 762.46 | 0 | 225.327
|  | 992.283 | 696.284 | 295.999 | 0 | 0 | 0 | 10000 | 100% | 0 | 992.283 | 386.612 | 78.687 | 489.521 | 0 | 37.463 | 248.48 | 447.804 | 7500 | 992.283 | 696.284 | 0 | 295.999
|  | 941.792 | 723.688 | 218.104 | 0 | 0 | 0 | 10000 | 100% | 0 | 941.792 | 346.414 | 67.578 | 506.087 | 0 | 21.714 | 248.48 | 475.208 | 7500 | 941.792 | 723.688 | 0 | 218.104
|  | 1175.783 | 943.957 | 231.826 | 0 | 0 | 0 | 10000 | 100% | 0 | 1175.783 | 325.063 | 54.688 | 796.031 | 0 | 0 | 248.48 | 695.477 | 7500 | 1175.783 | 943.957 | 0 | 231.826
|  | 1125.236 | 787.01 | 338.226 | 0 | 0 | 0 | 10000 | 100% | 0 | 1125.236 | 336.358 | 84.726 | 704.151 | 0 | 0 | 248.48 | 538.53 | 7500 | 1125.236 | 787.01 | 0 | 338.226
|  | 864.839 | 864.839 | 0 | 7.007 | 0 | 0 | 10000 | 100% | 0 | 864.839 | 354.119 | 82.573 | 428.148 | 0 | 0 | 248.48 | 623.366 | 0 | 864.839 | 864.839 | 0 | 0
|  | 817.181 | 553.312 | 0 | 0 | 0 | 263.869 | 10000 | 100% | 0 | 817.181 | 426.046 | 68.864 | 322.271 | 0 | 0 | 248.48 | 304.832 | 0 | 817.181 | 553.312 | 263.869 | 0
|  | 975.546 | 632.475 | 0 | 0 | 0 | 343.071 | 9736.131 | 97.36% | 0 | 975.546 | 512.889 | 42.792 | 405.89 | 0 | 13.975 | 248.48 | 383.995 | 0 | 975.546 | 632.475 | 343.071 | 0
|  | 879.282 | 481.812 | 0 | 0 | 0 | 397.47 | 9393.06 | 93.93% | 0 | 879.282 | 474.721 | 22.977 | 353.634 | 0 | 27.95 | 248.48 | 233.332 | 0 | 879.282 | 481.812 | 397.47 | 0
|  | 767.588 | 294.653 | 0 | 0 | 0 | 472.935 | 8995.59 | 89.96% | 0 | 767.588 | 470.27 | 20.655 | 248.192 | 0 | 28.471 | 248.48 | 46.173 | 0 | 767.588 | 294.653 | 472.935 | 0
|  | 992.381 | 248.48 | 743.901 | 0 | 1477.345 | 0 | 8522.655 | 85.23% | 0 | 992.381 | 535.211 | 62.045 | 366.307 | 0 | 28.818 | 248.48 | 0 | 7500 | 992.381 | 248.48 | 0 | 743.901
|  | 1322.758 | 248.48 | 0 | 0 | 0 | 1074.278 | 10000 | 100% | 0 | 1322.758 | 469.146 | 116.888 | 707.213 | 0 | 29.512 | 248.48 | 0 | 0 | 1322.758 | 248.48 | 1074.278 | 0
|  | 1079.216 | 248.48 | 830.736 | 0 | 1074.278 | 0 | 8925.722 | 89.26% | 0 | 1079.216 | 405.055 | 90.775 | 553.701 | 0 | 29.685 | 248.48 | 0 | 7500 | 1079.216 | 248.48 | 0 | 830.736
|  | 861.257 | 248.48 | 612.777 | 0 | 0 | 0 | 10000 | 100% | 0 | 861.257 | 283.692 | 72.338 | 475.518 | 0 | 29.709 | 248.48 | 0 | 7500 | 861.257 | 248.48 | 0 | 612.777
|  | 906.97 | 248.48 | 658.49 | 0 | 0 | 0 | 10000 | 100% | 0 | 906.97 | 198.464 | 60.36 | 554.317 | 0 | 93.83 | 248.48 | 0 | 7500 | 906.97 | 248.48 | 0 | 658.49
|  | 835.303 | 248.48 | 586.823 | 0 | 0 | 0 | 10000 | 100% | 0 | 835.303 | 178.447 | 71.3 | 523.933 | 0 | 61.624 | 248.48 | 0 | 7500 | 835.303 | 248.48 | 0 | 586.823
|  | 919.875 | 248.48 | 671.395 | 0 | 0 | 0 | 10000 | 100% | 0 | 919.875 | 157.216 | 90.165 | 555.694 | 0 | 116.8 | 248.48 | 0 | 7500 | 919.875 | 248.48 | 0 | 671.395
|  | 821.427 | 248.48 | 0 | 0 | 0 | 572.947 | 10000 | 100% | 0 | 821.427 | 160.79 | 72.694 | 511.229 | 0 | 76.714 | 248.48 | 0 | 0 | 821.427 | 248.48 | 572.947 | 0
|  | 908.674 | 248.48 | 0 | 0 | 0 | 660.194 | 9427.053 | 94.27% | 0 | 908.674 | 160.381 | 61.221 | 584.38 | 0 | 102.692 | 248.48 | 0 | 0 | 908.674 | 248.48 | 660.194 | 0
|  | 1063.552 | 248.48 | 0 | 0 | 0 | 815.072 | 8766.859 | 87.67% | 0 | 1063.552 | 205.038 | 26.212 | 657.751 | 0 | 174.552 | 248.48 | 0 | 0 | 1063.552 | 248.48 | 815.072 | 0
|  | 1321.542 | 255.453 | 0 | 0 | 0 | 1066.089 | 7951.787 | 79.52% | 0 | 1321.542 | 329.727 | 19.56 | 629.058 | 0 | 343.197 | 248.48 | 6.973 | 0 | 1321.542 | 255.453 | 1066.089 | 0
|  | 1392.081 | 347.449 | 0 | 0 | 0 | 1044.632 | 6885.698 | 68.86% | -2.2737e-13 | 1392.081 | 391.546 | 27.82 | 467.056 | 0 | 505.66 | 248.48 | 98.969 | 0 | 1392.081 | 347.449 | 1044.632 | 0
|  | 1195.987 | 405.221 | 0 | 0 | 0 | 790.766 | 5841.066 | 58.41% | 0 | 1195.987 | 343.411 | 100.916 | 543.638 | 0 | 208.023 | 248.48 | 156.741 | 0 | 1195.987 | 405.221 | 790.766 | 0
|  | 1444.045 | 534.315 | 909.73 | 0 | 2500 | 0 | 5050.3 | 50.5% | 0 | 1444.045 | 395.89 | 96.035 | 581.29 | 0 | 370.831 | 248.48 | 285.835 | 7500 | 1444.045 | 534.315 | 0 | 909.73
|  | 1238.265 | 648.836 | 589.429 | 0 | 2449.7 | 0 | 7550.3 | 75.5% | 0 | 1238.265 | 339.833 | 83.457 | 606.157 | 0 | 208.819 | 248.48 | 400.356 | 7500 | 1238.265 | 648.836 | 0 | 589.429
|  | 1101.003 | 681.164 | 419.839 | 0 | 0 | 0 | 10000 | 100% | 0 | 1101.003 | 398.796 | 74.801 | 506.171 | 0 | 121.235 | 248.48 | 432.684 | 7500 | 1101.003 | 681.164 | 0 | 419.839
|  | 1042.761 | 655.434 | 387.327 | 0 | 0 | 0 | 10000 | 100% | 0 | 1042.761 | 366.287 | 59.053 | 607.133 | 0 | 10.289 | 248.48 | 406.954 | 7500 | 1042.761 | 655.434 | 0 | 387.327
|  | 1102.088 | 556.716 | 545.372 | 0 | 0 | 0 | 10000 | 100% | 0 | 1102.088 | 336.072 | 67.673 | 694.553 | 0 | 3.79 | 248.48 | 308.236 | 7500 | 1102.088 | 556.716 | 0 | 545.372
|  | 1080.169 | 1020.068 | 60.101 | 0 | 0 | 0 | 10000 | 100% | 0 | 1080.169 | 290.21 | 104.346 | 685.614 | 0 | 0 | 248.48 | 771.588 | 7500 | 1080.169 | 1020.068 | 0 | 60.101
|  | 776.74 | 776.74 | 0 | 170.161 | 0 | 0 | 10000 | 100% | 0 | 776.74 | 353.891 | 65.475 | 357.375 | 0 | 0 | 248.48 | 698.421 | 0 | 776.74 | 776.74 | 0 | 0
|  | 870.727 | 457.367 | 0 | 0 | 0 | 413.36 | 10000 | 100% | 0 | 870.727 | 438.34 | 61.621 | 370.767 | 0 | 0 | 248.48 | 208.887 | 0 | 870.727 | 457.367 | 413.36 | 0
|  | 916.894 | 368.624 | 0 | 0 | 0 | 548.27 | 9586.64 | 95.87% | 0 | 916.894 | 528.113 | 27.369 | 347.275 | 0 | 14.137 | 248.48 | 120.144 | 0 | 916.894 | 368.624 | 548.27 | 0
|  | 805.126 | 266.54 | 0 | 0 | 0 | 538.586 | 9038.37 | 90.38% | 0 | 805.126 | 455.472 | 20.925 | 300.455 | 0 | 28.275 | 248.48 | 18.06 | 0 | 805.126 | 266.54 | 538.586 | 0
|  | 714.401 | 249.155 | 0 | 0 | 0 | 465.246 | 8499.784 | 85% | 0 | 714.401 | 418.264 | 26.234 | 241.424 | 0 | 28.48 | 248.48 | 0.675 | 0 | 714.401 | 249.155 | 465.246 | 0
|  | 1013.985 | 248.48 | 765.505 | 0 | 1965.462 | 0 | 8034.538 | 80.35% | 0 | 1013.985 | 534.595 | 94.941 | 355.56 | 0 | 28.889 | 248.48 | 0 | 7500 | 1013.985 | 248.48 | 0 | 765.505
|  | 1199.157 | 248.48 | 0 | 0 | 0 | 950.677 | 10000 | 100% | 0 | 1199.157 | 480.46 | 107.426 | 581.153 | 0 | 30.118 | 248.48 | 0 | 0 | 1199.157 | 248.48 | 950.677 | 0
|  | 1156.379 | 248.48 | 907.899 | 0 | 950.677 | 0 | 9049.323 | 90.49% | 0 | 1156.379 | 435.87 | 82.982 | 607.204 | 0 | 30.323 | 248.48 | 0 | 7500 | 1156.379 | 248.48 | 0 | 907.899
|  | 870.275 | 248.48 | 621.795 | 0 | 0 | 0 | 10000 | 100% | 0 | 870.275 | 308.262 | 60.434 | 471.547 | 0 | 30.033 | 248.48 | 0 | 7500 | 870.275 | 248.48 | 0 | 621.795
|  | 733.762 | 248.48 | 485.282 | 0 | 0 | 0 | 10000 | 100% | 0 | 733.762 | 179.14 | 63.974 | 432.072 | 0 | 58.577 | 248.48 | 0 | 7500 | 733.762 | 248.48 | 0 | 485.282
|  | 873.282 | 248.48 | 624.802 | 0 | 0 | 0 | 10000 | 100% | 0 | 873.282 | 183.946 | 89.757 | 526.983 | 0 | 72.597 | 248.48 | 0 | 7500 | 873.282 | 248.48 | 0 | 624.802
|  | 801.752 | 248.48 | 553.272 | 0 | 0 | 0 | 10000 | 100% | 0 | 801.752 | 161.121 | 76.779 | 522.516 | 0 | 41.336 | 248.48 | 0 | 7500 | 801.752 | 248.48 | 0 | 553.272
|  | 804.385 | 248.48 | 0 | 0 | 0 | 555.905 | 10000 | 100% | 0 | 804.385 | 174.601 | 60.599 | 509.444 | 0 | 59.741 | 248.48 | 0 | 0 | 804.385 | 248.48 | 555.905 | 0
|  | 796.609 | 248.48 | 0 | 0 | 0 | 548.129 | 9444.095 | 94.44% | 0 | 796.609 | 180.536 | 42.509 | 512.43 | 0 | 61.134 | 248.48 | 0 | 0 | 796.609 | 248.48 | 548.129 | 0
|  | 957.072 | 248.48 | 0 | 0 | 0 | 708.592 | 8895.966 | 88.96% | 0 | 957.072 | 200.876 | 25.816 | 597.691 | 0 | 132.69 | 248.48 | 0 | 0 | 957.072 | 248.48 | 708.592 | 0
|  | 1097.232 | 259.413 | 0 | 0 | 0 | 837.819 | 8187.374 | 81.87% | 0 | 1097.232 | 293.444 | 20.864 | 475.255 | 0 | 307.67 | 248.48 | 10.933 | 0 | 1097.232 | 259.413 | 837.819 | 0
|  | 1613.924 | 293.399 | 0 | 0 | 0 | 1320.525 | 7349.555 | 73.5% | 0 | 1613.924 | 367.631 | 60.507 | 416.408 | 0 | 769.378 | 248.48 | 44.919 | 0 | 1613.924 | 293.399 | 1320.525 | 0
|  | 1353.962 | 310.154 | 0 | 0 | 0 | 1043.808 | 6029.03 | 60.29% | 0 | 1353.962 | 341.174 | 110.952 | 746.291 | 0 | 155.545 | 248.48 | 61.674 | 0 | 1353.962 | 310.154 | 1043.808 | 0
|  | 1221.883 | 345.919 | 875.964 | 0 | 2500 | 0 | 4985.222 | 49.85% | 0 | 1221.883 | 345.017 | 85.403 | 748.531 | 0 | 42.932 | 248.48 | 97.439 | 7500 | 1221.883 | 345.919 | 0 | 875.964
|  | 1344.599 | 369.724 | 974.875 | 0 | 2500 | 0 | 7485.222 | 74.85% | 0 | 1344.599 | 335.354 | 76.664 | 908.399 | 0 | 24.182 | 248.48 | 121.244 | 7500 | 1344.599 | 369.724 | 0 | 974.875
|  | 978.034 | 369.882 | 608.152 | 0 | 14.778 | 0 | 9985.222 | 99.85% | 0 | 978.034 | 375.744 | 61.686 | 539.253 | 0 | 1.352 | 248.48 | 121.402 | 7500 | 978.034 | 369.882 | 0 | 608.152
|  | 798.393 | 387.235 | 411.158 | 0 | 0 | 0 | 10000 | 100% | 0 | 798.393 | 339.324 | 56.949 | 402.12 | 0 | 0 | 248.48 | 138.755 | 7500 | 798.393 | 387.235 | 0 | 411.158
|  | 872.312 | 385.181 | 487.131 | 0 | 0 | 0 | 10000 | 100% | 0 | 872.312 | 331.691 | 78.464 | 462.157 | 0 | 0 | 248.48 | 136.701 | 7500 | 872.312 | 385.181 | 0 | 487.131
|  | 758.927 | 379.474 | 379.453 | 0 | 0 | 0 | 10000 | 100% | 0 | 758.927 | 314.234 | 84.493 | 360.199 | 0 | 0 | 248.48 | 130.994 | 7500 | 758.927 | 379.474 | 0 | 379.453
|  | 753.505 | 432.904 | 0 | 0 | 0 | 320.601 | 10000 | 100% | 0 | 753.505 | 345.864 | 67.314 | 340.327 | 0 | 0 | 248.48 | 184.424 | 0 | 753.505 | 432.904 | 320.601 | 0
|  | 995.781 | 379.558 | 0 | 0 | 0 | 616.223 | 9679.399 | 96.79% | 0 | 995.781 | 462.626 | 38.304 | 494.852 | 0 | 0 | 248.48 | 131.078 | 0 | 995.781 | 379.558 | 616.223 | 0
|  | 1146.686 | 305.602 | 0 | 0 | 0 | 841.084 | 9063.176 | 90.63% | 0 | 1146.686 | 409.639 | 21.775 | 700.971 | 0 | 14.3 | 248.48 | 57.122 | 0 | 1146.686 | 305.602 | 841.084 | 0
|  | 1021.275 | 253.985 | 0 | 0 | 0 | 767.29 | 8222.092 | 82.22% | 0 | 1021.275 | 423.574 | 20.572 | 548.529 | 0 | 28.6 | 248.48 | 5.505 | 0 | 1021.275 | 253.985 | 767.29 | 0
|  | 1057.22 | 248.48 | 0 | 0 | 0 | 808.74 | 7454.802 | 74.55% | 0 | 1057.22 | 464.656 | 60.684 | 503.28 | 0 | 28.6 | 248.48 | 0 | 0 | 1057.22 | 248.48 | 808.74 | 0
|  | 1212.199 | 248.48 | 963.719 | 0 | 2500 | 0 | 6646.062 | 66.46% | 0 | 1212.199 | 507.691 | 100.706 | 574.997 | 0 | 28.805 | 248.48 | 0 | 7500 | 1212.199 | 248.48 | 0 | 963.719
|  | 1184.16 | 248.48 | 0 | 0 | 0 | 935.68 | 9146.062 | 91.46% | 0 | 1184.16 | 563.435 | 83.816 | 506.673 | 0 | 30.237 | 248.48 | 0 | 0 | 1184.16 | 248.48 | 935.68 | 0
|  | 907.023 | 248.48 | 658.543 | 0 | 1789.618 | 0 | 8210.382 | 82.1% | 0 | 907.023 | 369.935 | 78.377 | 428.066 | 0 | 30.646 | 248.48 | 0 | 7500 | 907.023 | 248.48 | 0 | 658.543
|  | 894.302 | 248.48 | 645.822 | 0 | 0 | 0 | 10000 | 100% | 0 | 894.302 | 306.712 | 61.617 | 461.404 | 0 | 64.569 | 248.48 | 0 | 7500 | 894.302 | 248.48 | 0 | 645.822
|  | 871.133 | 248.48 | 622.653 | 0 | 0 | 0 | 10000 | 100% | 0 | 871.133 | 238.147 | 70.837 | 406.288 | 0 | 155.861 | 248.48 | 0 | 7500 | 871.133 | 248.48 | 0 | 622.653
|  | 888.998 | 248.48 | 640.518 | 0 | 0 | 0 | 10000 | 100% | 0 | 888.998 | 202.991 | 87.511 | 396.491 | 0 | 202.005 | 248.48 | 0 | 7500 | 888.998 | 248.48 | 0 | 640.518
|  | 704.679 | 248.48 | 456.199 | 0 | 0 | 0 | 10000 | 100% | 0 | 704.679 | 151.958 | 70.918 | 345.287 | 0 | 136.515 | 248.48 | 0 | 7500 | 704.679 | 248.48 | 0 | 456.199
|  | 519.931 | 248.48 | 0 | 0 | 0 | 271.451 | 10000 | 100% | 0 | 519.931 | 167.263 | 53.674 | 241.233 | 0 | 57.762 | 248.48 | 0 | 0 | 519.931 | 248.48 | 271.451 | 0
|  | 498.974 | 248.48 | 0 | 0 | 0 | 250.494 | 9728.549 | 97.29% | 0 | 498.974 | 177.359 | 23.446 | 262.54 | 0 | 35.629 | 248.48 | 0 | 0 | 498.974 | 248.48 | 250.494 | 0
|  | 625.408 | 248.482 | 0 | 0 | 0 | 376.926 | 9478.055 | 94.78% | 0 | 625.408 | 162.933 | 21.871 | 279.998 | 0 | 160.606 | 248.48 | 0.002 | 0 | 625.408 | 248.482 | 376.926 | 0
|  | 928.586 | 465.219 | 0 | 0 | 0 | 463.367 | 9101.129 | 91.01% | 0 | 928.586 | 242.949 | 26.112 | 325.584 | 0 | 333.941 | 248.48 | 216.739 | 0 | 928.586 | 465.219 | 463.367 | 0
|  | 927.347 | 468.759 | 0 | 0 | 0 | 458.588 | 8637.762 | 86.38% | 0 | 927.347 | 274.808 | 95.666 | 282.765 | 0 | 274.108 | 248.48 | 220.279 | 0 | 927.347 | 468.759 | 458.588 | 0
|  | 1346.682 | 834.392 | 0 | 0 | 0 | 512.29 | 8179.174 | 81.79% | 0 | 1346.682 | 361.217 | 93.348 | 668.209 | 0 | 223.908 | 248.48 | 585.912 | 0 | 1346.682 | 834.392 | 512.29 | 0
|  | 1386.14 | 501.918 | 884.222 | 0 | 2333.116 | 0 | 7666.884 | 76.67% | 0 | 1386.14 | 416.506 | 86.673 | 783.377 | 0 | 99.584 | 248.48 | 253.438 | 7500 | 1386.14 | 501.918 | 0 | 884.222
|  | 1277.203 | 462.69 | 814.513 | 0 | 0 | 0 | 10000 | 100% | 0 | 1277.203 | 463.743 | 68.17 | 568.837 | 0 | 176.453 | 248.48 | 214.21 | 7500 | 1277.203 | 462.69 | 0 | 814.513
|  | 1006.05 | 695.793 | 310.257 | 0 | 0 | 0 | 10000 | 100% | 0 | 1006.05 | 511.05 | 57.318 | 366.087 | 0 | 71.595 | 248.48 | 447.313 | 7500 | 1006.05 | 695.793 | 0 | 310.257
|  | 950.869 | 889.285 | 61.584 | 0 | 0 | 0 | 10000 | 100% | 0 | 950.869 | 470.003 | 73.944 | 345.11 | 0 | 61.812 | 248.48 | 640.805 | 7500 | 950.869 | 889.285 | 0 | 61.584
|  | 886.858 | 886.858 | 0 | 8.785 | 0 | 0 | 10000 | 100% | 0 | 886.858 | 448.754 | 93.158 | 344.946 | 0 | 0 | 248.48 | 647.163 | 0 | 886.858 | 886.858 | 0 | 0
|  | 718.495 | 718.495 | 0 | 99.452 | 0 | 0 | 10000 | 100% | 0 | 718.495 | 369.518 | 74.082 | 274.895 | 0 | 0 | 248.48 | 569.467 | 0 | 718.495 | 718.495 | 0 | 0
|  | 804.575 | 687.612 | 0 | 0 | 0 | 116.963 | 10000 | 100% | 0 | 804.575 | 399.17 | 59.883 | 345.522 | 0 | 0 | 248.48 | 439.132 | 0 | 804.575 | 687.612 | 116.963 | 0
|  | 923.546 | 923.546 | 0 | 65.981 | 65.981 | 0 | 9883.037 | 98.83% | 0 | 923.546 | 396.385 | 26.118 | 501.043 | 0 | 0 | 248.48 | 741.047 | 0 | 923.546 | 923.546 | 0 | 0
|  | 1189.056 | 616.688 | 0 | 0 | 0 | 572.368 | 9949.018 | 99.49% | 0 | 1189.056 | 398.725 | 21.422 | 758.184 | 0 | 10.725 | 248.48 | 368.208 | 0 | 1189.056 | 616.688 | 572.368 | 0
|  | 1019.134 | 315.837 | 0 | 0 | 0 | 703.297 | 9376.65 | 93.77% | 0 | 1019.134 | 456.999 | 27.224 | 513.461 | 0 | 21.45 | 248.48 | 67.357 | 0 | 1019.134 | 315.837 | 703.297 | 0
|  | 1188.175 | 272.146 | 0 | 0 | 0 | 916.029 | 8673.353 | 86.73% | 0 | 1188.175 | 499.588 | 101.228 | 565.909 | 0 | 21.45 | 248.48 | 23.666 | 0 | 1188.175 | 272.146 | 916.029 | 0
|  | 1180.174 | 248.48 | 931.694 | 0 | 2242.676 | 0 | 7757.324 | 77.57% | 0 | 1180.174 | 521.573 | 95.572 | 541.58 | 0 | 21.45 | 248.48 | 0 | 7500 | 1180.174 | 248.48 | 0 | 931.694
|  | 1102.816 | 248.48 | 0 | 0 | 0 | 854.336 | 10000 | 100% | 0 | 1102.816 | 503.578 | 81.757 | 496.032 | 0 | 21.45 | 248.48 | 0 | 0 | 1102.816 | 248.48 | 854.336 | 0
|  | 885.408 | 248.48 | 636.928 | 0 | 854.336 | 0 | 9145.664 | 91.46% | 0 | 885.408 | 374.029 | 68.167 | 421.762 | 0 | 21.45 | 248.48 | 0 | 7500 | 885.408 | 248.48 | 0 | 636.928
|  | 945.845 | 248.48 | 697.365 | 0 | 0 | 0 | 10000 | 100% | 0 | 945.845 | 317.557 | 60.764 | 542.087 | 0 | 25.437 | 248.48 | 0 | 7500 | 945.845 | 248.48 | 0 | 697.365
|  | 883.098 | 248.48 | 634.618 | 0 | 0 | 0 | 10000 | 100% | 0 | 883.098 | 252.786 | 88.656 | 519.79 | 0 | 21.866 | 248.48 | 0 | 7500 | 883.098 | 248.48 | 0 | 634.618
|  | 776.849 | 248.48 | 528.369 | 0 | 0 | 0 | 10000 | 100% | 0 | 776.849 | 197.189 | 80.989 | 472.742 | 0 | 25.93 | 248.48 | 0 | 7500 | 776.849 | 248.48 | 0 | 528.369
|  | 706.5 | 248.48 | 458.02 | 0 | 0 | 0 | 10000 | 100% | 0 | 706.5 | 168.664 | 73.462 | 369.185 | 0 | 95.19 | 248.48 | 0 | 7500 | 706.5 | 248.48 | 0 | 458.02
|  | 627.547 | 248.48 | 0 | 0 | 0 | 379.067 | 10000 | 100% | 0 | 627.547 | 174.363 | 43.75 | 249.972 | 0 | 159.462 | 248.48 | 0 | 0 | 627.547 | 248.48 | 379.067 | 0
|  | 587.917 | 248.48 | 0 | 0 | 0 | 339.437 | 9620.933 | 96.21% | 0 | 587.917 | 173.768 | 25.537 | 249.962 | 0 | 138.65 | 248.48 | 0 | 0 | 587.917 | 248.48 | 339.437 | 0
|  | 763.243 | 248.48 | 0 | 0 | 0 | 514.763 | 9281.496 | 92.81% | 0 | 763.243 | 181.926 | 21.436 | 314.131 | 0 | 245.75 | 248.48 | 0 | 0 | 763.243 | 248.48 | 514.763 | 0
|  | 845.821 | 672.617 | 0 | 0 | 0 | 173.204 | 8766.733 | 87.67% | 0 | 845.821 | 230.979 | 57.893 | 291.676 | 0 | 265.272 | 248.48 | 424.137 | 0 | 845.821 | 672.617 | 173.204 | 0
|  | 1066.767 | 972.063 | 0 | 0 | 0 | 94.704 | 8593.529 | 85.94% | 0 | 1066.767 | 289.419 | 108.142 | 323.058 | 0 | 346.148 | 248.48 | 723.583 | 0 | 1066.767 | 972.063 | 94.704 | 0
|  | 1208.872 | 1208.872 | 0 | 130.506 | 130.506 | 0 | 8498.825 | 84.99% | 0 | 1208.872 | 351.398 | 86.572 | 557.066 | 0 | 213.836 | 248.48 | 1090.898 | 0 | 1208.872 | 1208.872 | 0 | 0
|  | 1508.88 | 1508.88 | 0 | 116.014 | 116.014 | 0 | 8629.331 | 86.29% | 0 | 1508.88 | 453.976 | 84.817 | 644.754 | 0 | 325.334 | 248.48 | 1376.414 | 0 | 1508.88 | 1508.88 | 0 | 0
|  | 1509.659 | 1509.659 | 0 | 348.9 | 348.9 | 0 | 8745.345 | 87.45% | 0 | 1509.659 | 535.806 | 67.073 | 640.503 | 0 | 266.278 | 248.48 | 1610.079 | 0 | 1509.659 | 1509.659 | 0 | 0
|  | 903.303 | 903.303 | 0 | 1100.499 | 905.755 | 0 | 9094.245 | 90.94% | 0 | 903.303 | 518.472 | 61.541 | 276.166 | 0 | 47.124 | 248.48 | 1755.322 | 0 | 903.303 | 903.303 | 0 | 0
|  | 912.808 | 912.808 | 0 | 1100.354 | 0 | 0 | 10000 | 100% | 0 | 912.808 | 502.512 | 76.669 | 323.923 | 0 | 9.705 | 248.48 | 1764.682 | 0 | 912.808 | 912.808 | 0 | 0
|  | 850.093 | 850.093 | 0 | 1113.654 | 0 | 0 | 10000 | 100% | 0 | 850.093 | 453.07 | 82.663 | 313.955 | 0 | 0.405 | 248.48 | 1715.267 | 0 | 850.093 | 850.093 | 0 | 0
|  | 808.984 | 808.984 | 0 | 962.463 | 0 | 0 | 10000 | 100% | 0 | 808.984 | 431.812 | 66.915 | 310.257 | 0 | 0 | 248.48 | 1522.967 | 0 | 808.984 | 808.984 | 0 | 0
|  | 753.247 | 753.247 | 0 | 662.895 | 0 | 0 | 10000 | 100% | 0 | 753.247 | 405.112 | 45.127 | 303.008 | 0 | 0 | 248.48 | 1167.662 | 0 | 753.247 | 753.247 | 0 | 0
|  | 858.176 | 835.548 | 0 | 0 | 0 | 22.628 | 10000 | 100% | 0 | 858.176 | 374.717 | 25.254 | 458.206 | 0 | 0 | 248.48 | 587.068 | 0 | 858.176 | 835.548 | 22.628 | 0
|  | 1236.743 | 435.142 | 0 | 0 | 0 | 801.601 | 9977.372 | 99.77% | 0 | 1236.743 | 477.358 | 19.88 | 727.317 | 0 | 12.188 | 248.48 | 186.662 | 0 | 1236.743 | 435.142 | 801.601 | 0
|  | 1325.576 | 310.053 | 0 | 0 | 0 | 1015.523 | 9175.771 | 91.76% | 0 | 1325.576 | 487.318 | 57.408 | 756.474 | 0 | 24.375 | 248.48 | 61.573 | 0 | 1325.576 | 310.053 | 1015.523 | 0
|  | 1156.219 | 250.643 | 0 | 0 | 0 | 905.576 | 8160.248 | 81.6% | 0 | 1156.219 | 479.176 | 102.296 | 549.918 | 0 | 24.83 | 248.48 | 2.163 | 0 | 1156.219 | 250.643 | 905.576 | 0
|  | 1191.658 | 248.48 | 943.178 | 0 | 2500 | 0 | 7254.672 | 72.55% | 0 | 1191.658 | 552.681 | 84.504 | 529.491 | 0 | 24.982 | 248.48 | 0 | 7500 | 1191.658 | 248.48 | 0 | 943.178
|  | 1010.486 | 248.48 | 0 | 0 | 0 | 762.006 | 9754.672 | 97.55% | 0 | 1010.486 | 478.973 | 82.521 | 424.473 | 0 | 24.519 | 248.48 | 0 | 0 | 1010.486 | 248.48 | 762.006 | 0
|  | 1002.191 | 248.48 | 753.711 | 0 | 1007.334 | 0 | 8992.666 | 89.93% | 0 | 1002.191 | 450.404 | 59.908 | 467.504 | 0 | 24.375 | 248.48 | 0 | 7500 | 1002.191 | 248.48 | 0 | 753.711
|  | 853.701 | 248.48 | 605.221 | 0 | 0 | 0 | 10000 | 100% | 0 | 853.701 | 298.633 | 68.52 | 454.289 | 0 | 32.259 | 248.48 | 0 | 7500 | 853.701 | 248.48 | 0 | 605.221
|  | 663.793 | 248.48 | 415.313 | 0 | 0 | 0 | 10000 | 100% | 0 | 663.793 | 179.169 | 91.888 | 364.833 | 0 | 27.903 | 248.48 | 0 | 7500 | 663.793 | 248.48 | 0 | 415.313
|  | 718.559 | 248.48 | 470.079 | 0 | 0 | 0 | 10000 | 100% | 0 | 718.559 | 178.386 | 74.827 | 432.194 | 0 | 33.152 | 248.48 | 0 | 7500 | 718.559 | 248.48 | 0 | 470.079
|  | 583.005 | 248.48 | 334.525 | 0 | 0 | 0 | 10000 | 100% | 0 | 583.005 | 162.74 | 62.049 | 322.776 | 0 | 35.44 | 248.48 | 0 | 7500 | 583.005 | 248.48 | 0 | 334.525
|  | 469.218 | 248.48 | 0 | 0 | 0 | 220.738 | 10000 | 100% | 0 | 469.218 | 169.552 | 27.304 | 255.113 | 0 | 17.249 | 248.48 | 0 | 0 | 469.218 | 248.48 | 220.738 | 0
|  | 465.276 | 248.48 | 0 | 0 | 0 | 216.796 | 9779.262 | 97.79% | 0 | 465.276 | 162.254 | 22.496 | 246.586 | 0 | 33.941 | 248.48 | 0 | 0 | 465.276 | 248.48 | 216.796 | 0
|  | 788.624 | 248.48 | 0 | 0 | 0 | 540.144 | 9562.466 | 95.62% | 0 | 788.624 | 200.651 | 27.807 | 289.419 | 0 | 270.747 | 248.48 | 0 | 0 | 788.624 | 248.48 | 540.144 | 0
|  | 890.375 | 248.48 | 0 | 0 | 0 | 641.895 | 9022.322 | 90.22% | 0 | 890.375 | 292.601 | 94.552 | 254.116 | 0 | 249.106 | 248.48 | 0 | 0 | 890.375 | 248.48 | 641.895 | 0
|  | 1350.735 | 248.491 | 0 | 0 | 0 | 1102.244 | 8380.427 | 83.8% | 0 | 1350.735 | 349.72 | 97.88 | 368.862 | 0 | 534.273 | 248.48 | 0.011 | 0 | 1350.735 | 248.491 | 1102.244 | 0
|  | 1888.457 | 251.558 | 0 | 0 | 0 | 1636.899 | 7278.183 | 72.78% | 0 | 1888.457 | 358.469 | 81.316 | 790.499 | 0 | 658.173 | 248.48 | 3.078 | 0 | 1888.457 | 251.558 | 1636.899 | 0
|  | 1510.919 | 251.711 | 1259.208 | 0 | 2500 | 0 | 5641.284 | 56.41% | 0 | 1510.919 | 346.029 | 74.563 | 889.698 | 0 | 200.629 | 248.48 | 3.231 | 7500 | 1510.919 | 251.711 | 0 | 1259.208
|  | 1186.9 | 296.251 | 890.649 | 0 | 1858.716 | 0 | 8141.284 | 81.41% | 0 | 1186.9 | 348.485 | 58.571 | 762.617 | 0 | 17.227 | 248.48 | 47.771 | 7500 | 1186.9 | 296.251 | 0 | 890.649
|  | 832.544 | 508.782 | 323.762 | 0 | 0 | 0 | 10000 | 100% | 0 | 832.544 | 327.223 | 75.509 | 416.354 | 0 | 13.459 | 248.48 | 260.302 | 7500 | 832.544 | 508.782 | 0 | 323.762
|  | 850.839 | 850.839 | 0 | 73.792 | 0 | 0 | 10000 | 100% | 0 | 850.839 | 321.794 | 87.98 | 440.393 | 0 | 0.673 | 0 | 924.631 | 0 | 850.839 | 850.839 | 0 | 0
|  | 856.096 | 712.641 | 143.455 | 0 | 0 | 0 | 10000 | 100% | 0 | 856.096 | 348.437 | 65.387 | 442.272 | 0 | 0 | 0 | 712.641 | 7500 | 856.096 | 712.641 | 0 | 143.455
|  | 786.402 | 558.441 | 227.961 | 0 | 0 | 0 | 10000 | 100% | 0 | 786.402 | 324.532 | 58.508 | 403.363 | 0 | 0 | 0 | 558.441 | 7500 | 786.402 | 558.441 | 0 | 227.961
|  | 753.297 | 276.65 | 0 | 0 | 0 | 476.647 | 10000 | 100% | 0 | 753.297 | 363.603 | 26.605 | 363.089 | 0 | 0 | 0 | 276.65 | 0 | 753.297 | 276.65 | 476.647 | 0
|  | 1011.182 | 116.616 | 0 | 0 | 0 | 894.566 | 9523.353 | 95.23% | 0 | 1011.182 | 429.896 | 22.7 | 558.587 | 0 | 0 | 0 | 116.616 | 0 | 1011.182 | 116.616 | 894.566 | 0
|  | 1190.556 | 31.721 | 0 | 0 | 0 | 1158.835 | 8628.787 | 86.29% | 0 | 1190.556 | 440.069 | 26.069 | 708.818 | 0 | 15.6 | 0 | 31.721 | 0 | 1190.556 | 31.721 | 1158.835 | 0
|  | 1123.914 | 1.478 | 0 | 0 | 0 | 1122.436 | 7469.952 | 74.7% | 0 | 1123.914 | 467 | 102.985 | 522.729 | 0 | 31.2 | 0 | 1.478 | 0 | 1123.914 | 1.478 | 1122.436 | 0
|  | 1129.428 | 0 | 0 | 0 | 0 | 1129.428 | 6347.516 | 63.48% | 0 | 1129.428 | 473.993 | 106.796 | 517.288 | 0 | 31.352 | 0 | 0 | 0 | 1129.428 | 0 | 1129.428 | 0
|  | 1041.694 | 0 | 1041.694 | 0 | 2500 | 0 | 5218.088 | 52.18% | 0 | 1041.694 | 476.102 | 79.709 | 454.532 | 0 | 31.352 | 0 | 0 | 7500 | 1041.694 | 0 | 0 | 1041.694
|  | 1049.861 | 0 | 0 | 0 | 0 | 1049.861 | 7718.088 | 77.18% | 0 | 1049.861 | 470.11 | 74.125 | 474.426 | 0 | 31.2 | 0 | 0 | 0 | 1049.861 | 0 | 1049.861 | 0
|  | 1028.203 | 0 | 1028.203 | 0 | 2500 | 0 | 6668.227 | 66.68% | 0 | 1028.203 | 391.846 | 60.773 | 544.384 | 0 | 31.2 | 0 | 0 | 7500 | 1028.203 | 0 | 0 | 1028.203
|  | 891.069 | 248.48 | 642.589 | 0 | 831.773 | 0 | 9168.227 | 91.68% | 0 | 891.069 | 298.381 | 84.984 | 478.779 | 0 | 28.925 | 248.48 | 0 | 7500 | 891.069 | 248.48 | 0 | 642.589
|  | 822.754 | 248.48 | 574.274 | 0 | 0 | 0 | 10000 | 100% | 0 | 822.754 | 201.382 | 85.846 | 471.631 | 0 | 63.896 | 248.48 | 0 | 7500 | 822.754 | 248.48 | 0 | 574.274
|  | 823.344 | 248.48 | 574.864 | 0 | 0 | 0 | 10000 | 100% | 0 | 823.344 | 187.303 | 60.884 | 456.315 | 0 | 118.842 | 248.48 | 0 | 7500 | 823.344 | 248.48 | 0 | 574.864
|  | 734.733 | 248.48 | 486.253 | 0 | 0 | 0 | 10000 | 100% | 0 | 734.733 | 172.999 | 43.121 | 422.094 | 0 | 96.519 | 248.48 | 0 | 7500 | 734.733 | 248.48 | 0 | 486.253
|  | 534.203 | 248.48 | 0 | 0 | 0 | 285.723 | 10000 | 100% | 0 | 534.203 | 178.883 | 25.116 | 233.125 | 0 | 97.08 | 248.48 | 0 | 0 | 534.203 | 248.48 | 285.723 | 0
|  | 653.408 | 248.48 | 0 | 0 | 0 | 404.928 | 9714.277 | 97.14% | 0 | 653.408 | 168.105 | 18.709 | 233.337 | 0 | 233.257 | 248.48 | 0 | 0 | 653.408 | 248.48 | 404.928 | 0
|  | 855.985 | 248.48 | 0 | 0 | 0 | 607.505 | 9309.349 | 93.09% | 0 | 855.985 | 185.671 | 60.767 | 284.341 | 0 | 325.207 | 248.48 | 0 | 0 | 855.985 | 248.48 | 607.505 | 0
|  | 1040.002 | 248.48 | 0 | 0 | 0 | 791.522 | 8701.844 | 87.02% | 0 | 1040.002 | 284.766 | 104.241 | 308.084 | 0 | 342.911 | 248.48 | 0 | 0 | 1040.002 | 248.48 | 791.522 | 0
|  | 1305.115 | 248.48 | 0 | 0 | 0 | 1056.635 | 7910.322 | 79.1% | 0 | 1305.115 | 431.677 | 81.639 | 542.135 | 0 | 249.665 | 248.48 | 0 | 0 | 1305.115 | 248.48 | 1056.635 | 0
|  | 1588.558 | 248.497 | 0 | 0 | 0 | 1340.061 | 6853.687 | 68.54% | 0 | 1588.558 | 387.008 | 74.62 | 777.378 | 0 | 349.552 | 248.48 | 0.017 | 0 | 1588.558 | 248.497 | 1340.061 | 0
|  | 1653.417 | 251.363 | 1402.054 | 0 | 2500 | 0 | 5513.626 | 55.14% | 0 | 1653.417 | 404.001 | 67.178 | 1071.661 | 0 | 110.578 | 248.48 | 2.883 | 7500 | 1653.417 | 251.363 | 0 | 1402.054
|  | 1097.316 | 254.186 | 843.13 | 0 | 1986.374 | 0 | 8013.626 | 80.14% | 0 | 1097.316 | 333.696 | 54.15 | 666.377 | 0 | 43.093 | 248.48 | 5.706 | 7500 | 1097.316 | 254.186 | 0 | 843.13
|  | 860.435 | 284.763 | 575.672 | 0 | 0 | 0 | 10000 | 100% | 0 | 860.435 | 334.841 | 91.322 | 395.966 | 0 | 38.307 | 248.48 | 36.283 | 7500 | 860.435 | 284.763 | 0 | 575.672
|  | 937.51 | 357.311 | 580.199 | 0 | 0 | 0 | 10000 | 100% | 0 | 937.51 | 366.978 | 82.123 | 436.712 | 0 | 51.698 | 248.48 | 108.831 | 7500 | 937.51 | 357.311 | 0 | 580.199
|  | 810.681 | 451.567 | 359.114 | 0 | 0 | 0 | 10000 | 100% | 0 | 810.681 | 297.137 | 70.421 | 443.123 | 0 | 0 | 248.48 | 203.087 | 7500 | 810.681 | 451.567 | 0 | 359.114
|  | 702.063 | 457.213 | 244.85 | 0 | 0 | 0 | 10000 | 100% | 0 | 702.063 | 298.182 | 42.109 | 361.772 | 0 | 0 | 248.48 | 208.733 | 7500 | 702.063 | 457.213 | 0 | 244.85
|  | 838.198 | 495.858 | 0 | 0 | 0 | 342.34 | 10000 | 100% | 0 | 838.198 | 379.504 | 21.975 | 436.719 | 0 | 0 | 248.48 | 247.378 | 0 | 838.198 | 495.858 | 342.34 | 0
|  | 1081.983 | 320.492 | 0 | 0 | 0 | 761.491 | 9657.66 | 96.58% | 0 | 1081.983 | 483.598 | 21.005 | 577.38 | 0 | 0 | 248.48 | 72.012 | 0 | 1081.983 | 320.492 | 761.491 | 0
|  | 1189.131 | 271.622 | 0 | 0 | 0 | 917.509 | 8896.169 | 88.96% | 0 | 1189.131 | 492.051 | 62.082 | 620.537 | 0 | 14.462 | 248.48 | 23.142 | 0 | 1189.131 | 271.622 | 917.509 | 0
|  | 1321.393 | 250.962 | 0 | 0 | 0 | 1070.431 | 7978.66 | 79.79% | 0 | 1321.393 | 519.59 | 100.099 | 672.779 | 0 | 28.925 | 248.48 | 2.482 | 0 | 1321.393 | 250.962 | 1070.431 | 0
|  | 1153.133 | 248.48 | 0 | 0 | 0 | 904.653 | 6908.229 | 69.08% | 0 | 1153.133 | 488.146 | 82.392 | 553.67 | 0 | 28.925 | 248.48 | 0 | 0 | 1153.133 | 248.48 | 904.653 | 0
|  | 1116.676 | 248.48 | 868.196 | 0 | 2500 | 0 | 6003.576 | 60.04% | 0 | 1116.676 | 517.271 | 77.008 | 493.472 | 0 | 28.925 | 248.48 | 0 | 7500 | 1116.676 | 248.48 | 0 | 868.196
|  | 1139.193 | 248.48 | 0 | 0 | 0 | 890.713 | 8503.576 | 85.04% | 0 | 1139.193 | 505.661 | 55.985 | 548.622 | 0 | 28.925 | 248.48 | 0 | 0 | 1139.193 | 248.48 | 890.713 | 0
|  | 1063.332 | 248.48 | 814.852 | 0 | 2387.137 | 0 | 7612.863 | 76.13% | 0 | 1063.332 | 438.422 | 55.246 | 540.74 | 0 | 28.925 | 248.48 | 0 | 7500 | 1063.332 | 248.48 | 0 | 814.852
|  | 863.95 | 248.48 | 615.47 | 0 | 0 | 0 | 10000 | 100% | 0 | 863.95 | 280.473 | 96.26 | 448.28 | 0 | 38.937 | 248.48 | 0 | 7500 | 863.95 | 248.48 | 0 | 615.47
|  | 779.935 | 248.48 | 531.455 | 0 | 0 | 0 | 10000 | 100% | 0 | 779.935 | 219.058 | 67.528 | 427.69 | 0 | 65.659 | 248.48 | 0 | 7500 | 779.935 | 248.48 | 0 | 531.455
|  | 654.057 | 248.48 | 405.577 | 0 | 0 | 0 | 10000 | 100% | 0 | 654.057 | 161.763 | 55.083 | 416.711 | 0 | 20.5 | 248.48 | 0 | 7500 | 654.057 | 248.48 | 0 | 405.577
|  | 677.76 | 248.48 | 429.28 | 0 | 0 | 0 | 10000 | 100% | 0 | 677.76 | 164.492 | 26.265 | 410.489 | 0 | 76.514 | 248.48 | 0 | 7500 | 677.76 | 248.48 | 0 | 429.28
|  | 438.378 | 248.48 | 0 | 0 | 0 | 189.898 | 10000 | 100% | 0 | 438.378 | 164.926 | 23.209 | 239.477 | 0 | 10.766 | 248.48 | 0 | 0 | 438.378 | 248.48 | 189.898 | 0
|  | 501.262 | 248.48 | 0 | 0 | 0 | 252.782 | 9810.102 | 98.1% | 0 | 501.262 | 179.068 | 26.095 | 295.755 | 0 | 0.344 | 248.48 | 0 | 0 | 501.262 | 248.48 | 252.782 | 0
|  | 704.8 | 248.48 | 0 | 0 | 0 | 456.32 | 9557.32 | 95.57% | 0 | 704.8 | 205.597 | 105.504 | 335.552 | 0 | 58.147 | 248.48 | 0 | 0 | 704.8 | 248.48 | 456.32 | 0
|  | 1077.625 | 276.002 | 0 | 0 | 0 | 801.623 | 9101 | 91.01% | 0 | 1077.625 | 297.89 | 106.345 | 299.979 | 0 | 373.411 | 248.48 | 27.522 | 0 | 1077.625 | 276.002 | 801.623 | 0
|  | 1510.065 | 357.92 | 0 | 0 | 0 | 1152.145 | 8299.377 | 82.99% | 0 | 1510.065 | 376.799 | 75.366 | 491.19 | 0 | 566.71 | 248.48 | 109.44 | 0 | 1510.065 | 357.92 | 1152.145 | 0
|  | 1714.741 | 629.506 | 0 | 0 | 0 | 1085.235 | 7147.232 | 71.47% | 0 | 1714.741 | 370.237 | 68.733 | 841.755 | 0 | 434.016 | 248.48 | 381.026 | 0 | 1714.741 | 629.506 | 1085.235 | 0
|  | 1608.083 | 1115.698 | 492.385 | 0 | 2500 | 0 | 6061.997 | 60.62% | 0 | 1608.083 | 410.046 | 56.278 | 826.218 | 0 | 315.541 | 248.48 | 867.218 | 7500 | 1608.083 | 1115.698 | 0 | 492.385
|  | 1527.448 | 1443.486 | 83.962 | 0 | 1438.003 | 0 | 8561.997 | 85.62% | 0 | 1527.448 | 339.616 | 67.937 | 978.285 | 0 | 141.61 | 248.48 | 1195.006 | 7500 | 1527.448 | 1443.486 | 0 | 83.962
|  | 1039.324 | 1039.324 | 0 | 630.25 | 0 | 0 | 10000 | 100% | 0 | 1039.324 | 355.516 | 92.822 | 510.498 | 0 | 80.488 | 248.48 | 1421.094 | 0 | 1039.324 | 1039.324 | 0 | 0
|  | 990.116 | 990.116 | 0 | 680.733 | 0 | 0 | 10000 | 100% | 0 | 990.116 | 380.712 | 66.97 | 471.64 | 0 | 70.794 | 248.48 | 1422.369 | 0 | 990.116 | 990.116 | 0 | 0
|  | 763.002 | 763.002 | 0 | 1133.641 | 0 | 0 | 10000 | 100% | 0 | 763.002 | 286.188 | 53.529 | 423.285 | 0 | 0 | 248.48 | 1648.163 | 0 | 763.002 | 763.002 | 0 | 0
|  | 766.176 | 766.176 | 0 | 538.527 | 0 | 0 | 10000 | 100% | 0 | 766.176 | 326.107 | 26.974 | 413.095 | 0 | 0 | 248.48 | 1056.223 | 0 | 766.176 | 766.176 | 0 | 0
|  | 715.209 | 715.209 | 0 | 218.887 | 0 | 0 | 10000 | 100% | 0 | 715.209 | 329.18 | 19.14 | 366.89 | 0 | 0 | 248.48 | 685.616 | 0 | 715.209 | 715.209 | 0 | 0
|  | 1116.956 | 689.426 | 0 | 0 | 0 | 427.53 | 10000 | 100% | 0 | 1116.956 | 437.059 | 26.208 | 653.689 | 0 | 0 | 248.48 | 440.946 | 0 | 1116.956 | 689.426 | 427.53 | 0
|  | 1452.415 | 547.49 | 0 | 0 | 0 | 904.925 | 9572.47 | 95.72% | 0 | 1452.415 | 506.954 | 96.896 | 835.239 | 0 | 13.325 | 248.48 | 299.01 | 0 | 1452.415 | 547.49 | 904.925 | 0
|  | 1374.496 | 472.612 | 0 | 0 | 0 | 901.884 | 8667.545 | 86.68% | 0 | 1374.496 | 506.735 | 104.787 | 736.323 | 0 | 26.65 | 248.48 | 224.132 | 0 | 1374.496 | 472.612 | 901.884 | 0
|  | 1103.977 | 283.547 | 0 | 0 | 0 | 820.43 | 7765.661 | 77.66% | 0 | 1103.977 | 511.753 | 78.581 | 486.476 | 0 | 27.166 | 248.48 | 35.067 | 0 | 1103.977 | 283.547 | 820.43 | 0
|  | 1104.228 | 248.48 | 855.748 | 0 | 2500 | 0 | 6945.231 | 69.45% | 0 | 1104.228 | 502.894 | 73.801 | 500.024 | 0 | 27.51 | 248.48 | 0 | 7500 | 1104.228 | 248.48 | 0 | 855.748
|  | 1138.217 | 248.48 | 0 | 0 | 0 | 889.737 | 9445.231 | 94.45% | 0 | 1138.217 | 536.282 | 62.247 | 511.49 | 0 | 28.198 | 248.48 | 0 | 0 | 1138.217 | 248.48 | 889.737 | 0
|  | 1042.471 | 248.48 | 793.991 | 0 | 1444.506 | 0 | 8555.494 | 85.55% | 0 | 1042.471 | 430.706 | 70.883 | 512.514 | 0 | 28.369 | 248.48 | 0 | 7500 | 1042.471 | 248.48 | 0 | 793.991
|  | 763.753 | 248.48 | 515.273 | 0 | 0 | 0 | 10000 | 100% | 0 | 763.753 | 286.524 | 82.14 | 364.091 | 0 | 30.998 | 248.48 | 0 | 7500 | 763.753 | 248.48 | 0 | 515.273
|  | 818.103 | 248.48 | 569.623 | 0 | 0 | 0 | 10000 | 100% | 0 | 818.103 | 211.358 | 61.216 | 450.336 | 0 | 95.194 | 248.48 | 0 | 7500 | 818.103 | 248.48 | 0 | 569.623
|  | 764.119 | 248.48 | 515.639 | 0 | 0 | 0 | 10000 | 100% | 0 | 764.119 | 161.55 | 43.335 | 376.512 | 0 | 182.722 | 248.48 | 0 | 7500 | 764.119 | 248.48 | 0 | 515.639
|  | 679.438 | 248.48 | 430.958 | 0 | 0 | 0 | 10000 | 100% | 0 | 679.438 | 163.867 | 24.257 | 429.243 | 0 | 62.071 | 248.48 | 0 | 7500 | 679.438 | 248.48 | 0 | 430.958
|  | 470.297 | 248.48 | 0 | 0 | 0 | 221.817 | 10000 | 100% | 0 | 470.297 | 164.01 | 22.589 | 248.152 | 0 | 35.545 | 248.48 | 0 | 0 | 470.297 | 248.48 | 221.817 | 0
|  | 526.812 | 248.48 | 0 | 0 | 0 | 278.332 | 9778.183 | 97.78% | 0 | 526.812 | 162.368 | 62.74 | 247.794 | 0 | 53.91 | 248.48 | 0 | 0 | 526.812 | 248.48 | 278.332 | 0
|  | 753.903 | 248.48 | 0 | 0 | 0 | 505.423 | 9499.851 | 95% | 0 | 753.903 | 190.32 | 103.126 | 319.686 | 0 | 140.771 | 248.48 | 0 | 0 | 753.903 | 248.48 | 505.423 | 0
|  | 993.016 | 281.362 | 0 | 0 | 0 | 711.654 | 8994.428 | 89.94% | 0 | 993.016 | 327.43 | 91.754 | 307.516 | 0 | 266.316 | 248.48 | 32.882 | 0 | 993.016 | 281.362 | 711.654 | 0
|  | 1266.199 | 320.801 | 0 | 0 | 0 | 945.398 | 8282.774 | 82.83% | 0 | 1266.199 | 392.172 | 83.49 | 417.694 | 0 | 372.843 | 248.48 | 72.321 | 0 | 1266.199 | 320.801 | 945.398 | 0
|  | 1870.92 | 400.951 | 0 | 0 | 0 | 1469.969 | 7337.376 | 73.37% | 0 | 1870.92 | 392.707 | 63.474 | 1041.491 | 0 | 373.247 | 248.48 | 152.471 | 0 | 1870.92 | 400.951 | 1469.969 | 0
|  | 1899.8 | 511.042 | 1388.758 | 0 | 2500 | 0 | 5867.407 | 58.67% | 0 | 1899.8 | 360.138 | 57.799 | 1171.045 | 0 | 310.818 | 248.48 | 262.562 | 7500 | 1899.8 | 511.042 | 0 | 1388.758
|  | 1233.328 | 740.277 | 493.051 | 0 | 1632.593 | 0 | 8367.407 | 83.67% | 0 | 1233.328 | 348.991 | 77.789 | 715.978 | 0 | 90.571 | 248.48 | 491.797 | 7500 | 1233.328 | 740.277 | 0 | 493.051
|  | 918.892 | 746.244 | 172.648 | 0 | 0 | 0 | 10000 | 100% | 0 | 918.892 | 335.541 | 76.885 | 475.304 | 0 | 31.163 | 248.48 | 497.764 | 7500 | 918.892 | 746.244 | 0 | 172.648
|  | 945.386 | 722.409 | 222.977 | 0 | 0 | 0 | 10000 | 100% | 0 | 945.386 | 366.542 | 62.277 | 438.623 | 0 | 77.944 | 248.48 | 473.929 | 7500 | 945.386 | 722.409 | 0 | 222.977
|  | 748.635 | 748.635 | 0 | 406.741 | 0 | 0 | 10000 | 100% | 0 | 748.635 | 312.439 | 44.168 | 384.31 | 0 | 7.719 | 248.48 | 906.896 | 0 | 748.635 | 748.635 | 0 | 0
|  | 718.68 | 647.32 | 71.36 | 0 | 0 | 0 | 10000 | 100% | 0 | 718.68 | 321.759 | 22.224 | 374.697 | 0 | 0 | 248.48 | 398.84 | 7500 | 718.68 | 647.32 | 0 | 71.36
|  | 718.015 | 446.737 | 0 | 0 | 0 | 271.278 | 10000 | 100% | 0 | 718.015 | 334.045 | 21.396 | 362.574 | 0 | 0 | 248.48 | 198.257 | 0 | 718.015 | 446.737 | 271.278 | 0
|  | 1092.524 | 441.928 | 0 | 0 | 0 | 650.596 | 9728.722 | 97.29% | 0 | 1092.524 | 455.932 | 56.361 | 580.231 | 0 | 0 | 248.48 | 193.448 | 0 | 1092.524 | 441.928 | 650.596 | 0
|  | 1146.937 | 322.476 | 0 | 0 | 0 | 824.461 | 9078.126 | 90.78% | 0 | 1146.937 | 446.844 | 100.08 | 585.225 | 0 | 14.788 | 248.48 | 73.996 | 0 | 1146.937 | 322.476 | 824.461 | 0
|  | 1330.627 | 264.412 | 0 | 0 | 0 | 1066.215 | 8253.665 | 82.54% | 0 | 1330.627 | 538.382 | 77.474 | 685.196 | 0 | 29.575 | 248.48 | 15.932 | 0 | 1330.627 | 264.412 | 1066.215 | 0
|  | 1153.449 | 248.48 | 0 | 0 | 0 | 904.969 | 7187.45 | 71.87% | 0 | 1153.449 | 531.609 | 79.834 | 512.229 | 0 | 29.778 | 248.48 | 0 | 0 | 1153.449 | 248.48 | 904.969 | 0
|  | 1019.412 | 248.48 | 770.932 | 0 | 2500 | 0 | 6282.481 | 62.82% | 0 | 1019.412 | 506.107 | 61.44 | 421.682 | 0 | 30.184 | 248.48 | 0 | 7500 | 1019.412 | 248.48 | 0 | 770.932
|  | 1107.413 | 248.48 | 0 | 0 | 0 | 858.933 | 8782.481 | 87.82% | 0 | 1107.413 | 524.486 | 56.386 | 495.137 | 0 | 31.404 | 248.48 | 0 | 0 | 1107.413 | 248.48 | 858.933 | 0
|  | 1043.53 | 248.48 | 795.05 | 0 | 2076.452 | 0 | 7923.548 | 79.24% | 0 | 1043.53 | 452.828 | 87.173 | 471.922 | 0 | 31.607 | 248.48 | 0 | 7500 | 1043.53 | 248.48 | 0 | 795.05
|  | 781.001 | 248.48 | 532.521 | 0 | 0 | 0 | 10000 | 100% | 0 | 781.001 | 278.789 | 69.35 | 404.141 | 0 | 28.721 | 248.48 | 0 | 7500 | 781.001 | 248.48 | 0 | 532.521
|  | 780.081 | 248.48 | 531.601 | 0 | 0 | 0 | 10000 | 100% | 0 | 780.081 | 203.236 | 60.75 | 467.719 | 0 | 48.376 | 248.48 | 0 | 7500 | 780.081 | 248.48 | 0 | 531.601
|  | 724.914 | 248.48 | 476.434 | 0 | 0 | 0 | 10000 | 100% | 0 | 724.914 | 197.726 | 24.614 | 479.97 | 0 | 22.605 | 248.48 | 0 | 7500 | 724.914 | 248.48 | 0 | 476.434
|  | 538.67 | 248.48 | 290.19 | 0 | 0 | 0 | 10000 | 100% | 0 | 538.67 | 164.54 | 22.501 | 330.224 | 0 | 21.406 | 248.48 | 0 | 7500 | 538.67 | 248.48 | 0 | 290.19
|  | 407.214 | 248.48 | 0 | 0 | 0 | 158.734 | 10000 | 100% | 0 | 407.214 | 171.025 | 25.653 | 198.624 | 0 | 11.912 | 248.48 | 0 | 0 | 407.214 | 248.48 | 158.734 | 0
|  | 707.195 | 248.48 | 0 | 0 | 0 | 458.715 | 9841.266 | 98.41% | 0 | 707.195 | 165.464 | 105.288 | 312.666 | 0 | 123.778 | 248.48 | 0 | 0 | 707.195 | 248.48 | 458.715 | 0
|  | 902.562 | 248.48 | 0 | 0 | 0 | 654.082 | 9382.551 | 93.83% | 0 | 902.562 | 173.709 | 100.414 | 302.376 | 0 | 326.063 | 248.48 | 0 | 0 | 902.562 | 248.48 | 654.082 | 0
|  | 1014.663 | 249.243 | 0 | 0 | 0 | 765.42 | 8728.469 | 87.28% | 0 | 1014.663 | 296.77 | 83.568 | 269.351 | 0 | 364.974 | 248.48 | 0.763 | 0 | 1014.663 | 249.243 | 765.42 | 0
|  | 1193.547 | 316.784 | 0 | 0 | 0 | 876.763 | 7963.049 | 79.63% | 0 | 1193.547 | 412.87 | 64.686 | 417.769 | 0 | 298.222 | 248.48 | 68.304 | 0 | 1193.547 | 316.784 | 876.763 | 0
|  | 1656.197 | 428.37 | 0 | 0 | 0 | 1227.827 | 7086.286 | 70.86% | 2.2737e-13 | 1656.197 | 382.797 | 60.385 | 884.414 | 0 | 328.6 | 248.48 | 179.89 | 0 | 1656.197 | 428.37 | 1227.827 | 0
|  | 1655.846 | 611.942 | 1043.904 | 0 | 2500 | 0 | 5858.459 | 58.58% | 0 | 1655.846 | 389.117 | 70.618 | 894.194 | 0 | 301.916 | 248.48 | 363.462 | 7500 | 1655.846 | 611.942 | 0 | 1043.904
|  | 1219.679 | 719.433 | 500.246 | 0 | 1641.541 | 0 | 8358.459 | 83.58% | 0 | 1219.679 | 383.654 | 92.646 | 682.476 | 0 | 60.904 | 248.48 | 470.953 | 7500 | 1219.679 | 719.433 | 0 | 500.246
|  | 816.27 | 816.27 | 0 | 123.687 | 0 | 0 | 10000 | 100% | 0 | 816.27 | 314.942 | 69.384 | 425.257 | 0 | 6.687 | 248.48 | 691.477 | 0 | 816.27 | 816.27 | 0 | 0
|  | 796.598 | 790.31 | 6.288 | 0 | 0 | 0 | 10000 | 100% | 0 | 796.598 | 358.555 | 55.686 | 378.613 | 0 | 3.744 | 248.48 | 541.83 | 7500 | 796.598 | 790.31 | 0 | 6.288
|  | 741.672 | 599.721 | 141.951 | 0 | 0 | 0 | 10000 | 100% | 0 | 741.672 | 304.343 | 27.905 | 409.424 | 0 | 0 | 248.48 | 351.241 | 7500 | 741.672 | 599.721 | 0 | 141.951
|  | 747.035 | 388.91 | 358.125 | 0 | 0 | 0 | 10000 | 100% | 0 | 747.035 | 330.404 | 20.9 | 395.732 | 0 | 0 | 248.48 | 140.43 | 7500 | 747.035 | 388.91 | 0 | 358.125
|  | 660.665 | 329.356 | 0 | 0 | 0 | 331.309 | 10000 | 100% | 0 | 660.665 | 319.678 | 26.583 | 314.404 | 0 | 0 | 248.48 | 80.876 | 0 | 660.665 | 329.356 | 331.309 | 0
|  | 945.337 | 276.865 | 0 | 0 | 0 | 668.472 | 9668.691 | 96.69% | 0 | 945.337 | 403.664 | 92.611 | 449.062 | 0 | 0 | 248.48 | 28.385 | 0 | 945.337 | 276.865 | 668.472 | 0
|  | 1231.244 | 250.527 | 0 | 0 | 0 | 980.717 | 9000.219 | 90% | 0 | 1231.244 | 504.073 | 96.377 | 617.145 | 0 | 13.65 | 248.48 | 2.047 | 0 | 1231.244 | 250.527 | 980.717 | 0
|  | 1213.064 | 251.529 | 0 | 0 | 0 | 961.535 | 8019.502 | 80.2% | 0 | 1213.064 | 521.64 | 85.183 | 578.941 | 0 | 27.3 | 248.48 | 3.049 | 0 | 1213.064 | 251.529 | 961.535 | 0
|  | 1153.411 | 248.48 | 0 | 0 | 0 | 904.931 | 7057.967 | 70.58% | 0 | 1153.411 | 488.664 | 72.22 | 565.228 | 0 | 27.3 | 248.48 | 0 | 0 | 1153.411 | 248.48 | 904.931 | 0
|  | 1084.717 | 248.48 | 836.237 | 0 | 2500 | 0 | 6153.036 | 61.53% | 0 | 1084.717 | 565.901 | 53.578 | 437.736 | 0 | 27.503 | 248.48 | 0 | 7500 | 1084.717 | 248.48 | 0 | 836.237
|  | 1050.279 | 248.48 | 0 | 0 | 0 | 801.799 | 8653.036 | 86.53% | 0 | 1050.279 | 515.153 | 69.707 | 436.495 | 0 | 28.924 | 248.48 | 0 | 0 | 1050.279 | 248.48 | 801.799 | 0
|  | 912.903 | 248.48 | 664.423 | 0 | 2148.763 | 0 | 7851.237 | 78.51% | 0 | 912.903 | 391.243 | 92.442 | 399.888 | 0 | 29.329 | 248.48 | 0 | 7500 | 912.903 | 248.48 | 0 | 664.423
|  | 823.718 | 248.48 | 575.238 | 0 | 0 | 0 | 10000 | 100% | 0 | 823.718 | 305.053 | 69.955 | 418.523 | 0 | 30.186 | 248.48 | 0 | 7500 | 823.718 | 248.48 | 0 | 575.238
|  | 848.876 | 248.48 | 600.396 | 0 | 0 | 0 | 10000 | 100% | 0 | 848.876 | 249.52 | 44.695 | 414.051 | 0 | 140.61 | 248.48 | 0 | 7500 | 848.876 | 248.48 | 0 | 600.396
|  | 674.335 | 248.48 | 425.855 | 0 | 0 | 0 | 10000 | 100% | 0 | 674.335 | 175.978 | 21.665 | 394.861 | 0 | 81.831 | 248.48 | 0 | 7500 | 674.335 | 248.48 | 0 | 425.855
|  | 650.519 | 248.48 | 402.039 | 0 | 0 | 0 | 10000 | 100% | 0 | 650.519 | 181.776 | 22.104 | 353.735 | 0 | 92.904 | 248.48 | 0 | 7500 | 650.519 | 248.48 | 0 | 402.039
|  | 614.275 | 248.48 | 0 | 0 | 0 | 365.795 | 10000 | 100% | 0 | 614.275 | 161.831 | 60.048 | 228.002 | 0 | 164.394 | 248.48 | 0 | 0 | 614.275 | 248.48 | 365.795 | 0
|  | 683.201 | 248.48 | 0 | 0 | 0 | 434.721 | 9634.205 | 96.34% | 0 | 683.201 | 165.661 | 109.801 | 245.447 | 0 | 162.293 | 248.48 | 0 | 0 | 683.201 | 248.48 | 434.721 | 0
|  | 783.585 | 248.48 | 0 | 0 | 0 | 535.105 | 9199.484 | 91.99% | 0 | 783.585 | 171.5 | 76.458 | 294.374 | 0 | 241.253 | 248.48 | 0 | 0 | 783.585 | 248.48 | 535.105 | 0
|  | 972.651 | 248.48 | 0 | 0 | 0 | 724.171 | 8664.379 | 86.64% | 0 | 972.651 | 246.157 | 72.052 | 281.311 | 0 | 373.131 | 248.48 | 0 | 0 | 972.651 | 248.48 | 724.171 | 0
|  | 979.645 | 248.799 | 0 | 0 | 0 | 730.846 | 7940.208 | 79.4% | 0 | 979.645 | 306.632 | 61.757 | 304.889 | 0 | 306.367 | 248.48 | 0.319 | 0 | 979.645 | 248.799 | 730.846 | 0
|  | 1236.772 | 287.84 | 0 | 0 | 0 | 948.932 | 7209.362 | 72.09% | 0 | 1236.772 | 419.453 | 57.683 | 582.555 | 0 | 177.081 | 248.48 | 39.36 | 0 | 1236.772 | 287.84 | 948.932 | 0
|  | 1569.619 | 472.629 | 1096.99 | 0 | 2500 | 0 | 6260.43 | 62.6% | 0 | 1569.619 | 438.965 | 88.795 | 668.641 | 0 | 373.218 | 248.48 | 224.149 | 7500 | 1569.619 | 472.629 | 0 | 1096.99
|  | 1435.699 | 587.288 | 848.411 | 0 | 1239.57 | 0 | 8760.43 | 87.6% | 0 | 1435.699 | 527.666 | 75.143 | 630.125 | 0 | 202.765 | 248.48 | 338.808 | 7500 | 1435.699 | 587.288 | 0 | 848.411
|  | 1128.586 | 531.962 | 596.624 | 0 | 0 | 0 | 10000 | 100% | 0 | 1128.586 | 580.707 | 71.021 | 361.968 | 0 | 114.89 | 248.48 | 283.482 | 7500 | 1128.586 | 531.962 | 0 | 596.624
|  | 953.855 | 553.89 | 399.965 | 0 | 0 | 0 | 10000 | 100% | 0 | 953.855 | 505.65 | 41.509 | 347.846 | 0 | 58.849 | 248.48 | 305.41 | 7500 | 953.855 | 553.89 | 0 | 399.965
|  | 848.659 | 605.344 | 243.315 | 0 | 0 | 0 | 10000 | 100% | 0 | 848.659 | 426.996 | 22.563 | 399.1 | 0 | 0 | 248.48 | 356.864 | 7500 | 848.659 | 605.344 | 0 | 243.315
|  | 836.874 | 402.334 | 434.54 | 0 | 0 | 0 | 10000 | 100% | 0 | 836.874 | 424.666 | 19.787 | 392.422 | 0 | 0 | 248.48 | 153.854 | 7500 | 836.874 | 402.334 | 0 | 434.54
|  | 834.342 | 366.343 | 0 | 0 | 0 | 467.999 | 10000 | 100% | 0 | 834.342 | 413.782 | 59.167 | 361.393 | 0 | 0 | 248.48 | 117.863 | 0 | 834.342 | 366.343 | 467.999 | 0
|  | 1038.958 | 437.897 | 0 | 0 | 0 | 601.061 | 9532.001 | 95.32% | 0 | 1038.958 | 393.975 | 100.923 | 544.061 | 0 | 0 | 248.48 | 189.417 | 0 | 1038.958 | 437.897 | 601.061 | 0
|  | 1186.7 | 336.512 | 0 | 0 | 0 | 850.188 | 8930.94 | 89.31% | 0 | 1186.7 | 467.667 | 85.746 | 618.337 | 0 | 14.95 | 248.48 | 88.032 | 0 | 1186.7 | 336.512 | 850.188 | 0
|  | 1175.303 | 254.884 | 0 | 0 | 0 | 920.419 | 8080.752 | 80.81% | 0 | 1175.303 | 542.446 | 81.441 | 521.516 | 0 | 29.9 | 248.48 | 6.404 | 0 | 1175.303 | 254.884 | 920.419 | 0
|  | 984.768 | 248.48 | 0 | 0 | 0 | 736.288 | 7160.333 | 71.6% | 0 | 984.768 | 473.957 | 64.751 | 416.161 | 0 | 29.9 | 248.48 | 0 | 0 | 984.768 | 248.48 | 736.288 | 0
|  | 1023.922 | 248.48 | 775.442 | 0 | 2500 | 0 | 6424.045 | 64.24% | 0 | 1023.922 | 483.817 | 63.474 | 446.732 | 0 | 29.9 | 248.48 | 0 | 7500 | 1023.922 | 248.48 | 0 | 775.442
|  | 1154.153 | 248.48 | 0 | 0 | 0 | 905.673 | 8924.045 | 89.24% | 0 | 1154.153 | 528.538 | 89.655 | 506.06 | 0 | 29.9 | 248.48 | 0 | 0 | 1154.153 | 248.48 | 905.673 | 0
|  | 1044.289 | 248.48 | 795.809 | 0 | 1981.628 | 0 | 8018.372 | 80.18% | 0 | 1044.289 | 457.955 | 81.581 | 474.853 | 0 | 29.9 | 248.48 | 0 | 7500 | 1044.289 | 248.48 | 0 | 795.809
|  | 879.75 | 248.48 | 631.27 | 0 | 0 | 0 | 10000 | 100% | 0 | 879.75 | 308.731 | 62.525 | 484.694 | 0 | 23.8 | 248.48 | 0 | 7500 | 879.75 | 248.48 | 0 | 631.27
|  | 720.012 | 248.48 | 471.532 | 0 | 0 | 0 | 10000 | 100% | 0 | 720.012 | 246.746 | 25.234 | 424.276 | 0 | 23.757 | 248.48 | 0 | 7500 | 720.012 | 248.48 | 0 | 471.532
|  | 634.072 | 248.48 | 385.592 | 0 | 0 | 0 | 10000 | 100% | 0 | 634.072 | 178.886 | 21.038 | 365.958 | 0 | 68.19 | 248.48 | 0 | 7500 | 634.072 | 248.48 | 0 | 385.592
|  | 640.219 | 248.48 | 391.739 | 0 | 0 | 0 | 10000 | 100% | 0 | 640.219 | 189.775 | 26.75 | 328.526 | 0 | 95.168 | 248.48 | 0 | 7500 | 640.219 | 248.48 | 0 | 391.739
|  | 582.599 | 248.48 | 0 | 0 | 0 | 334.119 | 10000 | 100% | 0 | 582.599 | 178.644 | 96.375 | 258.968 | 0 | 48.613 | 248.48 | 0 | 0 | 582.599 | 248.48 | 334.119 | 0
|  | 497.383 | 248.48 | 0 | 0 | 0 | 248.903 | 9665.881 | 96.66% | 0 | 497.383 | 159.128 | 94.438 | 243.817 | 0 | 0 | 248.48 | 0 | 0 | 497.383 | 248.48 | 248.903 | 0
|  | 721.587 | 248.48 | 0 | 0 | 0 | 473.107 | 9416.978 | 94.17% | 0 | 721.587 | 175.647 | 76.804 | 282.35 | 0 | 186.786 | 248.48 | 0 | 0 | 721.587 | 248.48 | 473.107 | 0
|  | 987.092 | 581.127 | 0 | 0 | 0 | 405.965 | 8943.871 | 89.44% | 0 | 987.092 | 239.089 | 80.219 | 295.483 | 0 | 372.301 | 248.48 | 332.647 | 0 | 987.092 | 581.127 | 405.965 | 0
|  | 1170.611 | 520.315 | 0 | 0 | 0 | 650.296 | 8537.906 | 85.38% | 0 | 1170.611 | 329.126 | 57.375 | 259.742 | 0 | 524.368 | 248.48 | 271.835 | 0 | 1170.611 | 520.315 | 650.296 | 0
|  | 1546.88 | 543.923 | 0 | 0 | 0 | 1002.957 | 7887.61 | 78.88% | 0 | 1546.88 | 397.767 | 69.236 | 698.612 | 0 | 381.266 | 248.48 | 295.443 | 0 | 1546.88 | 543.923 | 1002.957 | 0
|  | 1485.498 | 1232.116 | 253.382 | 0 | 2500 | 0 | 6884.653 | 68.85% | 0 | 1485.498 | 511.052 | 84.666 | 687.263 | 0 | 202.518 | 248.48 | 983.636 | 7500 | 1485.498 | 1232.116 | 0 | 253.382
|  | 1174.675 | 634.231 | 540.444 | 0 | 615.347 | 0 | 9384.653 | 93.85% | 0 | 1174.675 | 527.007 | 67.281 | 552.419 | 0 | 27.969 | 248.48 | 385.751 | 7500 | 1174.675 | 634.231 | 0 | 540.444
|  | 994.179 | 974.434 | 19.745 | 0 | 0 | 0 | 10000 | 100% | 0 | 994.179 | 581.882 | 54.962 | 355.87 | 0 | 1.466 | 248.48 | 725.954 | 7500 | 994.179 | 974.434 | 0 | 19.745
|  | 815.448 | 815.448 | 0 | 784.619 | 0 | 0 | 10000 | 100% | 0 | 815.448 | 497.208 | 25.426 | 292.814 | 0 | 0 | 248.48 | 1351.587 | 0 | 815.448 | 815.448 | 0 | 0
|  | 725.893 | 725.893 | 0 | 1193.806 | 0 | 0 | 10000 | 100% | 0 | 725.893 | 415.655 | 21.619 | 288.619 | 0 | 0 | 248.48 | 1671.219 | 0 | 725.893 | 725.893 | 0 | 0
|  | 801.009 | 801.009 | 0 | 797.053 | 0 | 0 | 10000 | 100% | 0 | 801.009 | 415.7 | 28.561 | 356.748 | 0 | 0 | 248.48 | 1349.582 | 0 | 801.009 | 801.009 | 0 | 0
|  | 889.717 | 889.717 | 0 | 396.412 | 0 | 0 | 10000 | 100% | 0 | 889.717 | 447.671 | 96.687 | 345.359 | 0 | 0 | 248.48 | 1037.649 | 0 | 889.717 | 889.717 | 0 | 0
|  | 1044.553 | 555.596 | 0 | 0 | 0 | 488.957 | 10000 | 100% | 0 | 1044.553 | 459.188 | 99.304 | 486.06 | 0 | 0 | 248.48 | 307.116 | 0 | 1044.553 | 555.596 | 488.957 | 0
|  | 1321.913 | 515.809 | 0 | 0 | 0 | 806.104 | 9511.043 | 95.11% | 0 | 1321.913 | 482.643 | 80.033 | 747.862 | 0 | 11.375 | 248.48 | 267.329 | 0 | 1321.913 | 515.809 | 806.104 | 0
|  | 1174.634 | 374.655 | 0 | 0 | 0 | 799.979 | 8704.939 | 87.05% | 0 | 1174.634 | 503.804 | 76.965 | 571.115 | 0 | 22.75 | 248.48 | 126.175 | 0 | 1174.634 | 374.655 | 799.979 | 0
|  | 1098.405 | 248.48 | 0 | 0 | 0 | 849.925 | 7904.96 | 79.05% | 0 | 1098.405 | 499.304 | 58.561 | 517.34 | 0 | 23.2 | 248.48 | 0 | 0 | 1098.405 | 248.48 | 849.925 | 0
|  | 1041.985 | 248.48 | 793.505 | 0 | 2500 | 0 | 7055.035 | 70.55% | 0 | 1041.985 | 541.388 | 75.948 | 401.3 | 0 | 23.35 | 248.48 | 0 | 7500 | 1041.985 | 248.48 | 0 | 793.505
|  | 1045.476 | 248.48 | 0 | 0 | 0 | 796.996 | 9555.035 | 95.55% | 0 | 1045.476 | 513.307 | 95.387 | 413.889 | 0 | 22.893 | 248.48 | 0 | 0 | 1045.476 | 248.48 | 796.996 | 0
|  | 976.64 | 248.48 | 728.16 | 0 | 1241.961 | 0 | 8758.039 | 87.58% | 0 | 976.64 | 416.398 | 68.353 | 469.139 | 0 | 22.75 | 248.48 | 0 | 7500 | 976.64 | 248.48 | 0 | 728.16
|  | 838.168 | 248.48 | 589.688 | 0 | 0 | 0 | 10000 | 100% | 0 | 838.168 | 333.655 | 41.19 | 438.875 | 0 | 24.448 | 248.48 | 0 | 7500 | 838.168 | 248.48 | 0 | 589.688
|  | 699.906 | 248.48 | 451.426 | 0 | 0 | 0 | 10000 | 100% | 0 | 699.906 | 188.528 | 22.513 | 398.391 | 0 | 90.474 | 248.48 | 0 | 7500 | 699.906 | 248.48 | 0 | 451.426
|  | 623.775 | 248.48 | 375.295 | 0 | 0 | 0 | 10000 | 100% | 0 | 623.775 | 168.121 | 18.163 | 400.622 | 0 | 36.869 | 248.48 | 0 | 7500 | 623.775 | 248.48 | 0 | 375.295
|  | 560.114 | 248.48 | 311.634 | 0 | 0 | 0 | 10000 | 100% | 0 | 560.114 | 165.524 | 59.077 | 317.512 | 0 | 18 | 248.48 | 0 | 7500 | 560.114 | 248.48 | 0 | 311.634
|  | 617.958 | 248.48 | 0 | 0 | 0 | 369.478 | 10000 | 100% | 0 | 617.958 | 161.358 | 113.24 | 205.274 | 0 | 138.086 | 248.48 | 0 | 0 | 617.958 | 248.48 | 369.478 | 0
|  | 563.825 | 248.48 | 0 | 0 | 0 | 315.345 | 9630.522 | 96.31% | 0 | 563.825 | 156.708 | 86.391 | 254.728 | 0 | 65.999 | 248.48 | 0 | 0 | 563.825 | 248.48 | 315.345 | 0
|  | 623.946 | 248.48 | 0 | 0 | 0 | 375.466 | 9315.177 | 93.15% | 0 | 623.946 | 178.706 | 73.104 | 294.292 | 0 | 77.844 | 248.48 | 0 | 0 | 623.946 | 248.48 | 375.466 | 0
|  | 893.738 | 248.48 | 0 | 0 | 0 | 645.258 | 8939.711 | 89.4% | 0 | 893.738 | 315.378 | 69.147 | 261.394 | 0 | 247.819 | 248.48 | 0 | 0 | 893.738 | 248.48 | 645.258 | 0
|  | 1171.001 | 248.943 | 0 | 0 | 0 | 922.058 | 8294.453 | 82.94% | 0 | 1171.001 | 424.77 | 60.384 | 422.833 | 0 | 263.015 | 248.48 | 0.463 | 0 | 1171.001 | 248.943 | 922.058 | 0
|  | 1749.688 | 270.275 | 0 | 0 | 0 | 1479.413 | 7372.395 | 73.72% | 0 | 1749.688 | 335.834 | 78.841 | 698.747 | 0 | 636.265 | 248.48 | 21.795 | 0 | 1749.688 | 270.275 | 1479.413 | 0
|  | 1707.798 | 419.946 | 1287.852 | 0 | 2500 | 0 | 5892.982 | 58.93% | 0 | 1707.798 | 362.885 | 75.244 | 1022.91 | 0 | 246.759 | 248.48 | 171.466 | 7500 | 1707.798 | 419.946 | 0 | 1287.852
|  | 1390.563 | 1390.563 | 0 | 131.508 | 131.508 | 0 | 8392.982 | 83.93% | 0 | 1390.563 | 341.747 | 69.452 | 820.92 | 0 | 158.443 | 248.48 | 1273.591 | 0 | 1390.563 | 1390.563 | 0 | 0
|  | 877.807 | 877.807 | 0 | 573.635 | 573.635 | 0 | 8524.49 | 85.24% | 0 | 877.807 | 359.848 | 44.766 | 425.284 | 0 | 47.909 | 248.48 | 1202.962 | 0 | 877.807 | 877.807 | 0 | 0
|  | 814.396 | 814.396 | 0 | 757.999 | 757.999 | 0 | 9098.125 | 90.98% | 0 | 814.396 | 354.973 | 22.211 | 437.212 | 0 | 0 | 248.48 | 1323.915 | 0 | 814.396 | 814.396 | 0 | 0
|  | 746.273 | 746.273 | 0 | 443.283 | 143.876 | 0 | 9856.124 | 98.56% | 0 | 746.273 | 304.31 | 19.706 | 422.257 | 0 | 0 | 248.48 | 941.076 | 0 | 746.273 | 746.273 | 0 | 0
|  | 807.28 | 492.421 | 314.859 | 0 | 0 | 0 | 10000 | 100% | 0 | 807.28 | 325.729 | 60.046 | 421.506 | 0 | 0 | 248.48 | 243.941 | 7500 | 807.28 | 492.421 | 0 | 314.859
|  | 998.141 | 455.93 | 0 | 0 | 0 | 542.211 | 10000 | 100% | 0 | 998.141 | 413.417 | 102.391 | 482.333 | 0 | 0 | 248.48 | 207.45 | 0 | 998.141 | 455.93 | 542.211 | 0
|  | 1216.306 | 600.571 | 0 | 0 | 0 | 615.735 | 9457.789 | 94.58% | 0 | 1216.306 | 461.703 | 89.217 | 665.386 | 0 | 0 | 248.48 | 352.091 | 0 | 1216.306 | 600.571 | 615.735 | 0
|  | 1269.192 | 412.006 | 0 | 0 | 0 | 857.186 | 8842.054 | 88.42% | 0 | 1269.192 | 508.134 | 82.903 | 666.455 | 0 | 11.7 | 248.48 | 163.526 | 0 | 1269.192 | 412.006 | 857.186 | 0
|  | 1165.759 | 277.672 | 0 | 0 | 0 | 888.087 | 7984.868 | 79.85% | 0 | 1165.759 | 557.372 | 68.871 | 516.116 | 0 | 23.4 | 248.48 | 29.192 | 0 | 1165.759 | 277.672 | 888.087 | 0
|  | 1148.644 | 248.48 | 0 | 0 | 0 | 900.164 | 7096.781 | 70.97% | 0 | 1148.644 | 536.703 | 59.38 | 529.012 | 0 | 23.549 | 248.48 | 0 | 0 | 1148.644 | 248.48 | 900.164 | 0
|  | 1126.713 | 248.48 | 878.233 | 0 | 2500 | 0 | 6196.617 | 61.97% | 0 | 1126.713 | 512.038 | 92.404 | 498.722 | 0 | 23.549 | 248.48 | 0 | 7500 | 1126.713 | 248.48 | 0 | 878.233
|  | 1059.911 | 248.48 | 0 | 0 | 0 | 811.431 | 8696.617 | 86.97% | 0 | 1059.911 | 521.734 | 71.322 | 443.456 | 0 | 23.4 | 248.48 | 0 | 0 | 1059.911 | 248.48 | 811.431 | 0
|  | 983.392 | 248.48 | 734.912 | 0 | 2114.814 | 0 | 7885.186 | 78.85% | 0 | 983.392 | 431.506 | 66.497 | 461.99 | 0 | 23.4 | 248.48 | 0 | 7500 | 983.392 | 248.48 | 0 | 734.912
|  | 722.367 | 248.48 | 473.887 | 0 | 0 | 0 | 10000 | 100% | 0 | 722.367 | 314.121 | 23.964 | 360.882 | 0 | 23.4 | 248.48 | 0 | 7500 | 722.367 | 248.48 | 0 | 473.887
|  | 718.603 | 248.48 | 470.123 | 0 | 0 | 0 | 10000 | 100% | 0 | 718.603 | 184.556 | 18.89 | 494.457 | 0 | 20.7 | 248.48 | 0 | 7500 | 718.603 | 248.48 | 0 | 470.123
|  | 742.972 | 248.48 | 494.492 | 0 | 0 | 0 | 10000 | 100% | 0 | 742.972 | 193.193 | 27.461 | 497.944 | 0 | 24.375 | 248.48 | 0 | 7500 | 742.972 | 248.48 | 0 | 494.492
|  | 721.978 | 248.48 | 473.498 | 0 | 0 | 0 | 10000 | 100% | 0 | 721.978 | 164.142 | 95.171 | 378.449 | 0 | 84.216 | 248.48 | 0 | 7500 | 721.978 | 248.48 | 0 | 473.498
|  | 522.683 | 248.48 | 0 | 0 | 0 | 274.203 | 10000 | 100% | 0 | 522.683 | 160.11 | 99.37 | 251.812 | 0 | 11.391 | 248.48 | 0 | 0 | 522.683 | 248.48 | 274.203 | 0
|  | 631.944 | 248.48 | 0 | 0 | 0 | 383.464 | 9725.797 | 97.26% | 0 | 631.944 | 162.264 | 85.701 | 296.619 | 0 | 87.359 | 248.48 | 0 | 0 | 631.944 | 248.48 | 383.464 | 0
|  | 708.536 | 248.48 | 0 | 0 | 0 | 460.056 | 9342.333 | 93.42% | 0 | 708.536 | 194.364 | 70.734 | 338.332 | 0 | 105.107 | 248.48 | 0 | 0 | 708.536 | 248.48 | 460.056 | 0
|  | 999.984 | 266.708 | 0 | 0 | 0 | 733.276 | 8882.277 | 88.82% | 0 | 999.984 | 330.493 | 55.516 | 308.425 | 0 | 305.55 | 248.48 | 18.228 | 0 | 999.984 | 266.708 | 733.276 | 0
|  | 1263.099 | 353.084 | 0 | 0 | 0 | 910.015 | 8149.001 | 81.49% | 0 | 1263.099 | 354.502 | 74.687 | 406.906 | 0 | 427.004 | 248.48 | 104.604 | 0 | 1263.099 | 353.084 | 910.015 | 0
|  | 1700.81 | 659.535 | 0 | 0 | 0 | 1041.275 | 7238.986 | 72.39% | 0 | 1700.81 | 345.993 | 92.417 | 875.732 | 0 | 386.668 | 248.48 | 411.055 | 0 | 1700.81 | 659.535 | 1041.275 | 0
|  | 1219.056 | 965.125 | 253.931 | 0 | 2500 | 0 | 6197.711 | 61.98% | 0 | 1219.056 | 320.924 | 66.457 | 726.573 | 0 | 105.102 | 248.48 | 716.645 | 7500 | 1219.056 | 965.125 | 0 | 253.931
|  | 1360.038 | 759.095 | 600.943 | 0 | 1302.289 | 0 | 8697.711 | 86.98% | 0 | 1360.038 | 362.321 | 56.345 | 817.438 | 0 | 123.934 | 248.48 | 510.615 | 7500 | 1360.038 | 759.095 | 0 | 600.943
|  | 1243.018 | 734.765 | 508.253 | 0 | 0 | 0 | 10000 | 100% | 0 | 1243.018 | 342.521 | 26.191 | 777.806 | 0 | 96.5 | 248.48 | 486.285 | 7500 | 1243.018 | 734.765 | 0 | 508.253
|  | 913.72 | 541.389 | 372.331 | 0 | 0 | 0 | 10000 | 100% | 0 | 913.72 | 362.621 | 21.437 | 529.662 | 0 | 0 | 248.48 | 292.909 | 7500 | 913.72 | 541.389 | 0 | 372.331
|  | 1011.627 | 611.503 | 400.124 | 0 | 0 | 0 | 10000 | 100% | 0 | 1011.627 | 349.152 | 27.025 | 635.45 | 0 | 0 | 248.48 | 363.023 | 7500 | 1011.627 | 611.503 | 0 | 400.124
|  | 882.508 | 642.638 | 239.87 | 0 | 0 | 0 | 10000 | 100% | 0 | 882.508 | 316.613 | 102.173 | 463.722 | 0 | 0 | 248.48 | 394.158 | 7500 | 882.508 | 642.638 | 0 | 239.87
|  | 882.49 | 882.49 | 0 | 125.612 | 0 | 0 | 10000 | 100% | 0 | 882.49 | 355.892 | 101.717 | 424.881 | 0 | 0 | 248.48 | 759.622 | 0 | 882.49 | 882.49 | 0 | 0
|  | 984.608 | 984.608 | 0 | 104.693 | 0 | 0 | 10000 | 100% | 0 | 984.608 | 518.658 | 81.773 | 384.177 | 0 | 0 | 248.48 | 840.821 | 0 | 984.608 | 984.608 | 0 | 0
|  | 835.015 | 644.588 | 0 | 0 | 0 | 190.427 | 10000 | 100% | 0 | 835.015 | 458.438 | 75.59 | 289.288 | 0 | 11.7 | 248.48 | 396.108 | 0 | 835.015 | 644.588 | 190.427 | 0
|  | 865.045 | 358.994 | 0 | 0 | 0 | 506.051 | 9809.573 | 98.1% | 0 | 865.045 | 525.49 | 59.884 | 256.271 | 0 | 23.4 | 248.48 | 110.514 | 0 | 865.045 | 358.994 | 506.051 | 0
|  | 879.752 | 248.48 | 0 | 0 | 0 | 631.272 | 9303.522 | 93.04% | 0 | 879.752 | 501.125 | 70.539 | 284.688 | 0 | 23.4 | 248.48 | 0 | 0 | 879.752 | 248.48 | 631.272 | 0
|  | 950.465 | 248.48 | 701.985 | 0 | 1327.75 | 0 | 8672.25 | 86.72% | 0 | 950.465 | 567.437 | 94.52 | 265.108 | 0 | 23.4 | 248.48 | 0 | 7500 | 950.465 | 248.48 | 0 | 701.985
|  | 1058.202 | 248.48 | 0 | 0 | 0 | 809.722 | 10000 | 100% | 0 | 1058.202 | 563.061 | 65.665 | 406.076 | 0 | 23.4 | 248.48 | 0 | 0 | 1058.202 | 248.48 | 809.722 | 0
|  | 1163.645 | 248.48 | 915.165 | 0 | 809.722 | 0 | 9190.278 | 91.9% | 0 | 1163.645 | 447.294 | 53.306 | 639.646 | 0 | 23.4 | 248.48 | 0 | 7500 | 1163.645 | 248.48 | 0 | 915.165
|  | 813.398 | 248.48 | 564.918 | 0 | 0 | 0 | 10000 | 100% | 0 | 813.398 | 305.688 | 25.496 | 453.398 | 0 | 28.816 | 248.48 | 0 | 7500 | 813.398 | 248.48 | 0 | 564.918
|  | 748.413 | 248.48 | 499.933 | 0 | 0 | 0 | 10000 | 100% | 0 | 748.413 | 228.033 | 21.812 | 468.221 | 0 | 30.347 | 248.48 | 0 | 7500 | 748.413 | 248.48 | 0 | 499.933
|  | 993.152 | 248.48 | 744.672 | 0 | 0 | 0 | 10000 | 100% | 0 | 993.152 | 176.308 | 62.547 | 495.344 | 0 | 258.953 | 248.48 | 0 | 7500 | 993.152 | 248.48 | 0 | 744.672
|  | 849.486 | 248.48 | 601.006 | 0 | 0 | 0 | 10000 | 100% | 0 | 849.486 | 151.063 | 108.552 | 390.558 | 0 | 199.313 | 248.48 | 0 | 7500 | 849.486 | 248.48 | 0 | 601.006
|  | 823.948 | 248.48 | 0 | 0 | 0 | 575.468 | 10000 | 100% | 0 | 823.948 | 156.645 | 81.698 | 442.295 | 0 | 143.31 | 248.48 | 0 | 0 | 823.948 | 248.48 | 575.468 | 0
|  | 707.982 | 248.48 | 0 | 0 | 0 | 459.502 | 9424.532 | 94.25% | 0 | 707.982 | 150.763 | 81.329 | 395.63 | 0 | 80.26 | 248.48 | 0 | 0 | 707.982 | 248.48 | 459.502 | 0
|  | 848.894 | 248.48 | 0 | 0 | 0 | 600.414 | 8965.03 | 89.65% | 0 | 848.894 | 188.969 | 63.739 | 561.625 | 0 | 34.561 | 248.48 | 0 | 0 | 848.894 | 248.48 | 600.414 | 0
|  | 954.784 | 248.48 | 0 | 0 | 0 | 706.304 | 8364.616 | 83.65% | 0 | 954.784 | 325.006 | 64.653 | 439.281 | 0 | 125.845 | 248.48 | 0 | 0 | 954.784 | 248.48 | 706.304 | 0
|  | 1591.056 | 248.489 | 0 | 0 | 0 | 1342.567 | 7658.312 | 76.58% | 0 | 1591.056 | 381.119 | 77.692 | 664.417 | 0 | 467.828 | 248.48 | 0.009 | 0 | 1591.056 | 248.489 | 1342.567 | 0
|  | 1105.181 | 253.89 | 0 | 0 | 0 | 851.291 | 6315.745 | 63.16% | 0 | 1105.181 | 348.797 | 78.872 | 370.247 | 0 | 307.265 | 248.48 | 5.41 | 0 | 1105.181 | 253.89 | 851.291 | 0
|  | 1188.768 | 269.407 | 919.361 | 0 | 2500 | 0 | 5464.454 | 54.64% | 0 | 1188.768 | 392.954 | 57.916 | 521.054 | 0 | 216.844 | 248.48 | 20.927 | 7500 | 1188.768 | 269.407 | 0 | 919.361
|  | 981.555 | 266.033 | 715.522 | 0 | 2035.546 | 0 | 7964.454 | 79.64% | 0 | 981.555 | 313.949 | 38.117 | 433.878 | 0 | 195.611 | 248.48 | 17.553 | 7500 | 981.555 | 266.033 | 0 | 715.522
|  | 1023.979 | 269.765 | 754.214 | 0 | 0 | 0 | 10000 | 100% | 0 | 1023.979 | 394.064 | 24.718 | 452.076 | 0 | 153.121 | 248.48 | 21.285 | 7500 | 1023.979 | 269.765 | 0 | 754.214
|  | 800.429 | 281.886 | 518.543 | 0 | 0 | 0 | 10000 | 100% | 0 | 800.429 | 318.971 | 22.424 | 379.745 | 0 | 79.29 | 248.48 | 33.406 | 7500 | 800.429 | 281.886 | 0 | 518.543
|  | 1018.954 | 254.747 | 764.207 | 0 | 0 | 0 | 10000 | 100% | 0 | 1018.954 | 323.928 | 60.573 | 615.082 | 0 | 19.372 | 248.48 | 6.267 | 7500 | 1018.954 | 254.747 | 0 | 764.207
|  | 1056.858 | 259.496 | 797.362 | 0 | 0 | 0 | 10000 | 100% | 0 | 1056.858 | 323.424 | 105.58 | 627.855 | 0 | 0 | 248.48 | 11.016 | 7500 | 1056.858 | 259.496 | 0 | 797.362
|  | 1046.129 | 249.649 | 0 | 0 | 0 | 796.48 | 10000 | 100% | 0 | 1046.129 | 345.185 | 85.084 | 615.86 | 0 | 0 | 248.48 | 1.169 | 0 | 1046.129 | 249.649 | 796.48 | 0
|  | 907.511 | 249.171 | 0 | 0 | 0 | 658.34 | 9203.52 | 92.04% | 0 | 907.511 | 439.995 | 71.434 | 396.082 | 0 | 0 | 248.48 | 0.691 | 0 | 907.511 | 249.171 | 658.34 | 0
|  | 850.985 | 248.485 | 0 | 0 | 0 | 602.5 | 8545.18 | 85.45% | 0 | 850.985 | 453.923 | 65.603 | 317.647 | 0 | 13.813 | 248.48 | 0.005 | 0 | 850.985 | 248.485 | 602.5 | 0
|  | 1038.66 | 248.48 | 0 | 0 | 0 | 790.18 | 7942.68 | 79.43% | 0 | 1038.66 | 582.455 | 53.882 | 374.698 | 0 | 27.625 | 248.48 | 0 | 0 | 1038.66 | 248.48 | 790.18 | 0
|  | 875.74 | 248.48 | 0 | 0 | 0 | 627.26 | 7152.5 | 71.53% | 0 | 875.74 | 489.002 | 82.743 | 275.859 | 0 | 28.136 | 248.48 | 0 | 0 | 875.74 | 248.48 | 627.26 | 0
|  | 873.534 | 248.48 | 625.054 | 0 | 2500 | 0 | 6525.24 | 65.25% | 0 | 873.534 | 493.924 | 89.595 | 261.538 | 0 | 28.476 | 248.48 | 0 | 7500 | 873.534 | 248.48 | 0 | 625.054
|  | 900.34 | 248.48 | 0 | 0 | 0 | 651.86 | 9025.24 | 90.25% | 0 | 900.34 | 502.849 | 67.671 | 300.664 | 0 | 29.156 | 248.48 | 0 | 0 | 900.34 | 248.48 | 651.86 | 0
|  | 1151.561 | 248.48 | 903.081 | 0 | 1626.62 | 0 | 8373.38 | 83.73% | 0 | 1151.561 | 406.06 | 43.487 | 672.687 | 0 | 29.327 | 248.48 | 0 | 7500 | 1151.561 | 248.48 | 0 | 903.081
|  | 780.352 | 248.48 | 531.872 | 0 | 0 | 0 | 10000 | 100% | 0 | 780.352 | 285.965 | 22.113 | 438.832 | 0 | 33.442 | 248.48 | 0 | 7500 | 780.352 | 248.48 | 0 | 531.872
|  | 707.832 | 248.48 | 459.352 | 0 | 0 | 0 | 10000 | 100% | 0 | 707.832 | 210.268 | 26.194 | 442.263 | 0 | 29.107 | 248.48 | 0 | 7500 | 707.832 | 248.48 | 0 | 459.352
|  | 641.433 | 248.48 | 392.953 | 0 | 0 | 0 | 10000 | 100% | 0 | 641.433 | 168.957 | 97.037 | 351.63 | 0 | 23.809 | 248.48 | 0 | 7500 | 641.433 | 248.48 | 0 | 392.953
|  | 859.551 | 248.48 | 611.071 | 0 | 0 | 0 | 10000 | 100% | 0 | 859.551 | 176.049 | 98.814 | 486.892 | 0 | 97.796 | 248.48 | 0 | 7500 | 859.551 | 248.48 | 0 | 611.071
|  | 843.638 | 248.48 | 0 | 0 | 0 | 595.158 | 10000 | 100% | 0 | 843.638 | 164.785 | 87.152 | 399.678 | 0 | 192.023 | 248.48 | 0 | 0 | 843.638 | 248.48 | 595.158 | 0
|  | 742.64 | 248.48 | 0 | 0 | 0 | 494.16 | 9404.842 | 94.05% | 0 | 742.64 | 148.584 | 71.801 | 403.185 | 0 | 119.07 | 248.48 | 0 | 0 | 742.64 | 248.48 | 494.16 | 0
|  | 865.547 | 248.48 | 0 | 0 | 0 | 617.067 | 8910.682 | 89.11% | 0 | 865.547 | 194.26 | 57.798 | 433.329 | 0 | 180.16 | 248.48 | 0 | 0 | 865.547 | 248.48 | 617.067 | 0
|  | 1026.158 | 271.614 | 0 | 0 | 0 | 754.544 | 8293.615 | 82.94% | 0 | 1026.158 | 306.816 | 76.346 | 462.978 | 0 | 180.018 | 248.48 | 23.134 | 0 | 1026.158 | 271.614 | 754.544 | 0
|  | 1183.221 | 407.461 | 0 | 0 | 0 | 775.76 | 7539.071 | 75.39% | 0 | 1183.221 | 391.357 | 83.395 | 494.458 | 0 | 214.011 | 248.48 | 158.981 | 0 | 1183.221 | 407.461 | 775.76 | 0
|  | 1255.379 | 548.771 | 0 | 0 | 0 | 706.608 | 6763.311 | 67.63% | 0 | 1255.379 | 383.587 | 65.678 | 431.682 | 0 | 374.432 | 248.48 | 300.291 | 0 | 1255.379 | 548.771 | 706.608 | 0
|  | 987.931 | 960.492 | 27.439 | 0 | 2500 | 0 | 6056.703 | 60.57% | 0 | 987.931 | 361.625 | 59.582 | 480.921 | 0 | 85.803 | 248.48 | 712.012 | 7500 | 987.931 | 960.492 | 0 | 27.439
|  | 975.377 | 975.377 | 0 | 578.373 | 578.373 | 0 | 8556.703 | 85.57% | 0 | 975.377 | 360.918 | 24.664 | 464.113 | 0 | 125.682 | 248.48 | 1305.27 | 0 | 975.377 | 975.377 | 0 | 0
|  | 913.021 | 913.021 | 0 | 86.485 | 86.485 | 0 | 9135.076 | 91.35% | 0 | 913.021 | 341.019 | 22.403 | 423.32 | 0 | 126.279 | 248.48 | 751.026 | 0 | 913.021 | 913.021 | 0 | 0
|  | 760.261 | 760.261 | 0 | 230.157 | 230.157 | 0 | 9221.561 | 92.22% | 0 | 760.261 | 351.711 | 28.406 | 346.535 | 0 | 33.609 | 248.48 | 741.938 | 0 | 760.261 | 760.261 | 0 | 0
|  | 972.349 | 972.349 | 0 | 286.263 | 286.263 | 0 | 9451.718 | 94.52% | 0 | 972.349 | 317.566 | 103.312 | 551.472 | 0 | 0 | 248.48 | 1010.132 | 0 | 972.349 | 972.349 | 0 | 0
|  | 1052.734 | 744.891 | 307.843 | 0 | 262.019 | 0 | 9737.981 | 97.38% | 0 | 1052.734 | 328.13 | 103.008 | 621.596 | 0 | 0 | 248.48 | 496.411 | 7500 | 1052.734 | 744.891 | 0 | 307.843
|  | 979.388 | 560.501 | 0 | 0 | 0 | 418.887 | 10000 | 100% | 0 | 979.388 | 373.682 | 86.334 | 519.372 | 0 | 0 | 248.48 | 312.021 | 0 | 979.388 | 560.501 | 418.887 | 0
|  | 891.685 | 358.846 | 0 | 0 | 0 | 532.839 | 9581.113 | 95.81% | 0 | 891.685 | 450.821 | 76.838 | 364.026 | 0 | 0 | 248.48 | 110.366 | 0 | 891.685 | 358.846 | 532.839 | 0
|  | 956.457 | 342.698 | 0 | 0 | 0 | 613.759 | 9048.274 | 90.48% | 0 | 956.457 | 542.527 | 61.36 | 338.109 | 0 | 14.462 | 248.48 | 94.218 | 0 | 956.457 | 342.698 | 613.759 | 0
|  | 935.23 | 267.216 | 0 | 0 | 0 | 668.014 | 8434.515 | 84.35% | 0 | 935.23 | 537.097 | 73.376 | 295.831 | 0 | 28.925 | 248.48 | 18.736 | 0 | 935.23 | 267.216 | 668.014 | 0
|  | 934.443 | 248.48 | 0 | 0 | 0 | 685.963 | 7766.501 | 77.67% | 0 | 934.443 | 550.134 | 94.823 | 260.361 | 0 | 29.126 | 248.48 | 0 | 0 | 934.443 | 248.48 | 685.963 | 0
|  | 962.065 | 248.48 | 713.585 | 0 | 2500 | 0 | 7080.538 | 70.81% | 0 | 962.065 | 598.122 | 67.739 | 266.675 | 0 | 29.529 | 248.48 | 0 | 7500 | 962.065 | 248.48 | 0 | 713.585
|  | 1072.401 | 248.48 | 0 | 0 | 0 | 823.921 | 9580.538 | 95.81% | 0 | 1072.401 | 595.385 | 54.77 | 391.509 | 0 | 30.738 | 248.48 | 0 | 0 | 1072.401 | 248.48 | 823.921 | 0
|  | 1088.889 | 248.48 | 840.409 | 0 | 1243.383 | 0 | 8756.617 | 87.57% | 0 | 1088.889 | 449.21 | 23.357 | 585.383 | 0 | 30.939 | 248.48 | 0 | 7500 | 1088.889 | 248.48 | 0 | 840.409
|  | 835.06 | 248.48 | 586.58 | 0 | 0 | 0 | 10000 | 100% | 0 | 835.06 | 312.203 | 19.733 | 478.789 | 0 | 24.336 | 248.48 | 0 | 7500 | 835.06 | 248.48 | 0 | 586.58
|  | 762.418 | 248.48 | 513.938 | 0 | 0 | 0 | 10000 | 100% | 0 | 762.418 | 198.697 | 57.622 | 475.807 | 0 | 30.292 | 248.48 | 0 | 7500 | 762.418 | 248.48 | 0 | 513.938
|  | 700.285 | 248.48 | 451.805 | 0 | 0 | 0 | 10000 | 100% | 0 | 700.285 | 179.796 | 99.344 | 403.395 | 0 | 17.75 | 248.48 | 0 | 7500 | 700.285 | 248.48 | 0 | 451.805
|  | 618.492 | 248.48 | 370.012 | 0 | 0 | 0 | 10000 | 100% | 0 | 618.492 | 152.402 | 84.057 | 356.61 | 0 | 25.423 | 248.48 | 0 | 7500 | 618.492 | 248.48 | 0 | 370.012
|  | 656.58 | 248.48 | 0 | 0 | 0 | 408.1 | 10000 | 100% | 0 | 656.58 | 175.698 | 72.108 | 397.806 | 0 | 10.968 | 248.48 | 0 | 0 | 656.58 | 248.48 | 408.1 | 0
|  | 753.233 | 248.48 | 0 | 0 | 0 | 504.753 | 9591.9 | 95.92% | 0 | 753.233 | 165.134 | 64.154 | 427.841 | 0 | 96.104 | 248.48 | 0 | 0 | 753.233 | 248.48 | 504.753 | 0
|  | 1092.607 | 248.48 | 0 | 0 | 0 | 844.127 | 9087.147 | 90.87% | 0 | 1092.607 | 218.561 | 61.562 | 537.228 | 0 | 275.257 | 248.48 | 0 | 0 | 1092.607 | 248.48 | 844.127 | 0
|  | 1183.321 | 281.573 | 0 | 0 | 0 | 901.748 | 8243.02 | 82.43% | 0 | 1183.321 | 342.575 | 86.29 | 476.572 | 0 | 277.884 | 248.48 | 33.093 | 0 | 1183.321 | 281.573 | 901.748 | 0
|  | 1217.815 | 428.044 | 0 | 0 | 0 | 789.771 | 7341.272 | 73.41% | 0 | 1217.815 | 391.396 | 75.033 | 531.504 | 0 | 219.883 | 248.48 | 179.564 | 0 | 1217.815 | 428.044 | 789.771 | 0
|  | 1284.636 | 485.167 | 0 | 0 | 0 | 799.469 | 6551.501 | 65.52% | 0 | 1284.636 | 350.747 | 64.616 | 417.006 | 0 | 452.268 | 248.48 | 236.687 | 0 | 1284.636 | 485.167 | 799.469 | 0
|  | 1036.017 | 1036.017 | 0 | 26.682 | 26.682 | 0 | 5752.032 | 57.52% | 0 | 1036.017 | 328.659 | 39.378 | 463.825 | 0 | 204.155 | 248.48 | 814.219 | 0 | 1036.017 | 1036.017 | 0 | 0
|  | 848.058 | 848.058 | 0 | 162.389 | 162.389 | 0 | 5778.714 | 57.79% | 0 | 848.058 | 342.01 | 22.747 | 408.977 | 0 | 74.324 | 248.48 | 761.967 | 0 | 848.058 | 848.058 | 0 | 0
|  | 712.55 | 712.55 | 0 | 424.242 | 424.242 | 0 | 5941.103 | 59.41% | 0 | 712.55 | 297.438 | 20.298 | 364.323 | 0 | 30.491 | 248.48 | 888.312 | 0 | 712.55 | 712.55 | 0 | 0
|  | 802.845 | 802.845 | 0 | 160.354 | 160.354 | 0 | 6365.345 | 63.65% | 0 | 802.845 | 355.612 | 61.829 | 385.404 | 0 | 0 | 248.48 | 714.719 | 0 | 802.845 | 802.845 | 0 | 0
|  | 869.329 | 383.378 | 485.951 | 0 | 2500 | 0 | 6525.699 | 65.26% | 0 | 869.329 | 289.379 | 103.134 | 476.816 | 0 | 0 | 248.48 | 134.898 | 7500 | 869.329 | 383.378 | 0 | 485.951
|  | 1098.489 | 417.006 | 681.483 | 0 | 974.301 | 0 | 9025.699 | 90.26% | 0 | 1098.489 | 322.57 | 86.855 | 689.065 | 0 | 0 | 248.48 | 168.526 | 7500 | 1098.489 | 417.006 | 0 | 681.483
|  | 1000.019 | 403.807 | 0 | 0 | 0 | 596.212 | 10000 | 100% | 0 | 1000.019 | 367.01 | 81.17 | 551.839 | 0 | 0 | 248.48 | 155.327 | 0 | 1000.019 | 403.807 | 596.212 | 0
|  | 869.963 | 428.188 | 0 | 0 | 0 | 441.775 | 9403.788 | 94.04% | 0 | 869.963 | 505.873 | 62.553 | 301.537 | 0 | 0 | 248.48 | 179.708 | 0 | 869.963 | 428.188 | 441.775 | 0
|  | 844.625 | 360.227 | 0 | 0 | 0 | 484.398 | 8962.013 | 89.62% | 0 | 844.625 | 522.174 | 55.564 | 255.349 | 0 | 11.538 | 248.48 | 111.747 | 0 | 844.625 | 360.227 | 484.398 | 0
|  | 949.28 | 265.216 | 0 | 0 | 0 | 684.064 | 8477.615 | 84.78% | 0 | 949.28 | 553.087 | 95.001 | 278.117 | 0 | 23.075 | 248.48 | 16.736 | 0 | 949.28 | 265.216 | 684.064 | 0
|  | 871.611 | 248.48 | 0 | 0 | 0 | 623.131 | 7793.551 | 77.94% | 0 | 871.611 | 516.644 | 85.53 | 246.363 | 0 | 23.075 | 248.48 | 0 | 0 | 871.611 | 248.48 | 623.131 | 0
|  | 861.96 | 248.48 | 613.48 | 0 | 2500 | 0 | 7170.42 | 71.7% | 0 | 861.96 | 531.187 | 63.7 | 243.818 | 0 | 23.255 | 248.48 | 0 | 7500 | 861.96 | 248.48 | 0 | 613.48
|  | 1051.713 | 248.48 | 0 | 0 | 0 | 803.233 | 9670.42 | 96.7% | 0 | 1051.713 | 587.249 | 43.438 | 396.511 | 0 | 24.516 | 248.48 | 0 | 0 | 1051.713 | 248.48 | 803.233 | 0
|  | 1168.879 | 248.48 | 920.399 | 0 | 1132.813 | 0 | 8867.187 | 88.67% | 0 | 1168.879 | 448.643 | 23.892 | 671.468 | 0 | 24.876 | 248.48 | 0 | 7500 | 1168.879 | 248.48 | 0 | 920.399
|  | 895.958 | 248.48 | 647.478 | 0 | 0 | 0 | 10000 | 100% | 0 | 895.958 | 314.772 | 29.476 | 500.436 | 0 | 51.275 | 248.48 | 0 | 7500 | 895.958 | 248.48 | 0 | 647.478
|  | 871.359 | 248.48 | 622.879 | 0 | 0 | 0 | 10000 | 100% | 0 | 871.359 | 277.116 | 101.83 | 471.713 | 0 | 20.7 | 248.48 | 0 | 7500 | 871.359 | 248.48 | 0 | 622.879
|  | 715.616 | 248.48 | 467.136 | 0 | 0 | 0 | 10000 | 100% | 0 | 715.616 | 179.261 | 106.093 | 410.332 | 0 | 19.931 | 248.48 | 0 | 7500 | 715.616 | 248.48 | 0 | 467.136
|  | 637.099 | 248.48 | 388.619 | 0 | 0 | 0 | 10000 | 100% | 0 | 637.099 | 152.209 | 79.634 | 353.247 | 0 | 52.009 | 248.48 | 0 | 7500 | 637.099 | 248.48 | 0 | 388.619
|  | 679.022 | 248.48 | 0 | 0 | 0 | 430.542 | 10000 | 100% | 0 | 679.022 | 169.901 | 69.739 | 371.359 | 0 | 68.023 | 248.48 | 0 | 0 | 679.022 | 248.48 | 430.542 | 0
|  | 786.791 | 248.48 | 0 | 0 | 0 | 538.311 | 9569.458 | 95.69% | 0 | 786.791 | 154.177 | 60.839 | 484.677 | 0 | 87.099 | 248.48 | 0 | 0 | 786.791 | 248.48 | 538.311 | 0
|  | 808.656 | 248.48 | 0 | 0 | 0 | 560.176 | 9031.147 | 90.31% | 0 | 808.656 | 169.683 | 68.995 | 487.633 | 0 | 82.346 | 248.48 | 0 | 0 | 808.656 | 248.48 | 560.176 | 0
|  | 960.175 | 358.412 | 0 | 0 | 0 | 601.763 | 8470.971 | 84.71% | 0 | 960.175 | 221.204 | 97.023 | 364.016 | 0 | 277.932 | 248.48 | 109.932 | 0 | 960.175 | 358.412 | 601.763 | 0
|  | 1106.349 | 726.152 | 0 | 0 | 0 | 380.197 | 7869.208 | 78.69% | 0 | 1106.349 | 277.971 | 73.837 | 361.43 | 0 | 393.112 | 248.48 | 477.672 | 0 | 1106.349 | 726.152 | 380.197 | 0
|  | 1310.148 | 920.038 | 0 | 0 | 0 | 390.11 | 7489.011 | 74.89% | 0 | 1310.148 | 391.734 | 55.755 | 294.75 | 0 | 567.909 | 248.48 | 671.558 | 0 | 1310.148 | 920.038 | 390.11 | 0
|  | 1137.842 | 1033.43 | 104.412 | 0 | 2500 | 0 | 7098.901 | 70.99% | 0 | 1137.842 | 483.132 | 25.174 | 340.493 | 0 | 289.043 | 248.48 | 784.95 | 7500 | 1137.842 | 1033.43 | 0 | 104.412
|  | 1028.892 | 1028.892 | 0 | 173.179 | 173.179 | 0 | 9598.901 | 95.99% | 0 | 1028.892 | 506.741 | 20.735 | 324.648 | 0 | 176.769 | 248.48 | 953.591 | 0 | 1028.892 | 1028.892 | 0 | 0
|  | 1026.487 | 1026.487 | 0 | 491.252 | 227.92 | 0 | 9772.08 | 97.72% | 0 | 1026.487 | 569.255 | 30.046 | 323.12 | 0 | 104.067 | 248.48 | 1269.259 | 0 | 1026.487 | 1026.487 | 0 | 0
|  | 979.22 | 979.22 | 0 | 437.726 | 0 | 0 | 10000 | 100% | 0 | 979.22 | 539.779 | 98.718 | 331.161 | 0 | 9.562 | 248.48 | 1168.466 | 0 | 979.22 | 979.22 | 0 | 0
|  | 1212.301 | 1212.301 | 0 | 54.711 | 0 | 0 | 10000 | 100% | 0 | 1212.301 | 504.574 | 102.225 | 605.502 | 0 | 0 | 248.48 | 1018.532 | 0 | 1212.301 | 1212.301 | 0 | 0
|  | 1229.256 | 846.814 | 382.442 | 0 | 0 | 0 | 10000 | 100% | 0 | 1229.256 | 445.968 | 79.49 | 703.797 | 0 | 0 | 248.48 | 598.334 | 7500 | 1229.256 | 846.814 | 0 | 382.442
|  | 1079.518 | 882.112 | 0 | 0 | 0 | 197.406 | 10000 | 100% | 0 | 1079.518 | 395.401 | 74.42 | 609.697 | 0 | 0 | 248.48 | 633.632 | 0 | 1079.518 | 882.112 | 197.406 | 0
|  | 846.872 | 846.872 | 0 | 114.4 | 114.4 | 0 | 9802.594 | 98.03% | 0 | 846.872 | 436.977 | 54.364 | 355.532 | 0 | 0 | 248.48 | 712.792 | 0 | 846.872 | 846.872 | 0 | 0
|  | 938.969 | 566.311 | 0 | 0 | 0 | 372.658 | 9916.994 | 99.17% | 0 | 938.969 | 517.348 | 71.53 | 338.391 | 0 | 11.7 | 248.48 | 317.831 | 0 | 938.969 | 566.311 | 372.658 | 0
|  | 836.589 | 270.46 | 0 | 0 | 0 | 566.129 | 9544.336 | 95.44% | -1.1369e-13 | 836.589 | 474.315 | 87.091 | 251.783 | 0 | 23.4 | 248.48 | 21.98 | 0 | 836.589 | 270.46 | 566.129 | 0
|  | 883.092 | 248.48 | 0 | 0 | 0 | 634.612 | 8978.207 | 89.78% | 0 | 883.092 | 520.741 | 73.049 | 265.902 | 0 | 23.4 | 248.48 | 0 | 0 | 883.092 | 248.48 | 634.612 | 0
|  | 980.877 | 248.48 | 732.397 | 0 | 1656.405 | 0 | 8343.595 | 83.44% | 0 | 980.877 | 601.237 | 55.439 | 300.8 | 0 | 23.4 | 248.48 | 0 | 7500 | 980.877 | 248.48 | 0 | 732.397
|  | 930.193 | 248.48 | 0 | 0 | 0 | 681.713 | 10000 | 100% | 0 | 930.193 | 530.815 | 27.346 | 348.632 | 0 | 23.4 | 248.48 | 0 | 0 | 930.193 | 248.48 | 681.713 | 0
|  | 1201.478 | 248.48 | 952.998 | 0 | 681.713 | 0 | 9318.287 | 93.18% | 0 | 1201.478 | 442.951 | 21.121 | 714.007 | 0 | 23.4 | 248.48 | 0 | 7500 | 1201.478 | 248.48 | 0 | 952.998
|  | 844.335 | 248.48 | 595.855 | 0 | 0 | 0 | 10000 | 100% | 0 | 844.335 | 292.223 | 63.951 | 464.061 | 0 | 24.1 | 248.48 | 0 | 7500 | 844.335 | 248.48 | 0 | 595.855
|  | 761.761 | 248.48 | 513.281 | 0 | 0 | 0 | 10000 | 100% | 0 | 761.761 | 239.259 | 106.252 | 395.156 | 0 | 21.094 | 248.48 | 0 | 7500 | 761.761 | 248.48 | 0 | 513.281
|  | 647.474 | 248.48 | 398.994 | 0 | 0 | 0 | 10000 | 100% | 0 | 647.474 | 177.013 | 89.7 | 358.701 | 0 | 22.06 | 248.48 | 0 | 7500 | 647.474 | 248.48 | 0 | 398.994
|  | 749.592 | 248.48 | 501.112 | 0 | 0 | 0 | 10000 | 100% | 0 | 749.592 | 159.991 | 80.778 | 489.808 | 0 | 19.016 | 248.48 | 0 | 7500 | 749.592 | 248.48 | 0 | 501.112
|  | 844.484 | 248.48 | 0 | 0 | 0 | 596.004 | 10000 | 100% | 0 | 844.484 | 176.977 | 63.641 | 507.464 | 0 | 96.402 | 248.48 | 0 | 0 | 844.484 | 248.48 | 596.004 | 0
|  | 957.408 | 248.48 | 0 | 0 | 0 | 708.928 | 9403.996 | 94.04% | 0 | 957.408 | 160.67 | 62.089 | 601.728 | 0 | 132.921 | 248.48 | 0 | 0 | 957.408 | 248.48 | 708.928 | 0
|  | 992.882 | 248.48 | 0 | 0 | 0 | 744.402 | 8695.068 | 86.95% | 0 | 992.882 | 172.673 | 80.758 | 463.115 | 0 | 276.337 | 248.48 | 0 | 0 | 992.882 | 248.48 | 744.402 | 0
|  | 946.448 | 248.545 | 0 | 0 | 0 | 697.903 | 7950.666 | 79.51% | 0 | 946.448 | 222.517 | 89.424 | 507.887 | 0 | 126.62 | 248.48 | 0.065 | 0 | 946.448 | 248.545 | 697.903 | 0
|  | 983.359 | 252.408 | 0 | 0 | 0 | 730.951 | 7252.763 | 72.53% | 0 | 983.359 | 309.392 | 62.524 | 482.903 | 0 | 128.541 | 248.48 | 3.928 | 0 | 983.359 | 252.408 | 730.951 | 0
|  | 1061.832 | 273.798 | 0 | 0 | 0 | 788.034 | 6521.812 | 65.22% | 0 | 1061.832 | 409.916 | 43.662 | 343.301 | 0 | 264.953 | 248.48 | 25.318 | 0 | 1061.832 | 273.798 | 788.034 | 0
|  | 1178.651 | 298.061 | 880.59 | 0 | 2500 | 0 | 5733.778 | 57.34% | 0 | 1178.651 | 476.982 | 23.712 | 366.395 | 0 | 311.563 | 248.48 | 49.581 | 7500 | 1178.651 | 298.061 | 0 | 880.59
|  | 1183.575 | 397.372 | 786.203 | 0 | 1766.222 | 0 | 8233.778 | 82.34% | 0 | 1183.575 | 571.628 | 19.307 | 357.937 | 0 | 234.704 | 248.48 | 148.892 | 7500 | 1183.575 | 397.372 | 0 | 786.203
|  | 986.013 | 320.625 | 665.388 | 0 | 0 | 0 | 10000 | 100% | 0 | 986.013 | 619.284 | 56.374 | 246.695 | 0 | 63.66 | 248.48 | 72.145 | 7500 | 986.013 | 320.625 | 0 | 665.388
|  | 906.648 | 356.887 | 549.761 | 0 | 0 | 0 | 10000 | 100% | 0 | 906.648 | 572.416 | 104.837 | 229.396 | 0 | 0 | 248.48 | 108.407 | 7500 | 906.648 | 356.887 | 0 | 549.761
|  | 1095.369 | 437.169 | 658.2 | 0 | 0 | 0 | 10000 | 100% | 0 | 1095.369 | 456.867 | 82.487 | 556.015 | 0 | 0 | 248.48 | 188.689 | 7500 | 1095.369 | 437.169 | 0 | 658.2
|  | 1037.054 | 316.057 | 720.997 | 0 | 0 | 0 | 10000 | 100% | 0 | 1037.054 | 381.555 | 71.451 | 584.048 | 0 | 0 | 248.48 | 67.577 | 7500 | 1037.054 | 316.057 | 0 | 720.997
|  | 1041.062 | 306.831 | 0 | 0 | 0 | 734.231 | 10000 | 100% | 0 | 1041.062 | 455.773 | 71.462 | 513.828 | 0 | 0 | 248.48 | 58.351 | 0 | 1041.062 | 306.831 | 734.231 | 0
|  | 755.484 | 348.46 | 0 | 0 | 0 | 407.024 | 9265.769 | 92.66% | 0 | 755.484 | 395.077 | 61.95 | 298.457 | 0 | 0 | 248.48 | 99.98 | 0 | 755.484 | 348.46 | 407.024 | 0
|  | 835.12 | 250.669 | 0 | 0 | 0 | 584.451 | 8858.745 | 88.59% | 0 | 835.12 | 476.333 | 94.12 | 252.804 | 0 | 11.863 | 248.48 | 2.189 | 0 | 835.12 | 250.669 | 584.451 | 0
|  | 943.054 | 248.48 | 0 | 0 | 0 | 694.574 | 8274.294 | 82.74% | 0 | 943.054 | 577.834 | 80.274 | 261.221 | 0 | 23.725 | 248.48 | 0 | 0 | 943.054 | 248.48 | 694.574 | 0
|  | 943.518 | 248.48 | 0 | 0 | 0 | 695.038 | 7579.72 | 75.8% | 0 | 943.518 | 545.467 | 70.777 | 303.388 | 0 | 23.886 | 248.48 | 0 | 0 | 943.518 | 248.48 | 695.038 | 0
|  | 900.564 | 248.48 | 652.084 | 0 | 2500 | 0 | 6884.682 | 68.85% | 0 | 900.564 | 564.283 | 40.227 | 272.115 | 0 | 23.939 | 248.48 | 0 | 7500 | 900.564 | 248.48 | 0 | 652.084
|  | 861.943 | 248.48 | 0 | 0 | 0 | 613.463 | 9384.682 | 93.85% | 0 | 861.943 | 492.266 | 22.227 | 323.674 | 0 | 23.776 | 248.48 | 0 | 0 | 861.943 | 248.48 | 613.463 | 0
|  | 1174.014 | 248.48 | 925.534 | 0 | 1228.781 | 0 | 8771.219 | 87.71% | 0 | 1174.014 | 436.357 | 21.614 | 692.318 | 0 | 23.725 | 248.48 | 0 | 7500 | 1174.014 | 248.48 | 0 | 925.534
|  | 923.521 | 248.48 | 675.041 | 0 | 0 | 0 | 10000 | 100% | 0 | 923.521 | 320.1 | 108.141 | 472.751 | 0 | 22.529 | 248.48 | 0 | 7500 | 923.521 | 248.48 | 0 | 675.041
|  | 761.915 | 248.48 | 513.435 | 0 | 0 | 0 | 10000 | 100% | 0 | 761.915 | 220.625 | 94.159 | 427.762 | 0 | 19.369 | 248.48 | 0 | 7500 | 761.915 | 248.48 | 0 | 513.435
|  | 749.966 | 248.48 | 501.486 | 0 | 0 | 0 | 10000 | 100% | 0 | 749.966 | 179.65 | 83.839 | 431.655 | 0 | 54.822 | 248.48 | 0 | 7500 | 749.966 | 248.48 | 0 | 501.486
|  | 780.322 | 248.48 | 531.842 | 0 | 0 | 0 | 10000 | 100% | 0 | 780.322 | 160.61 | 73.851 | 499.698 | 0 | 46.163 | 248.48 | 0 | 7500 | 780.322 | 248.48 | 0 | 531.842
|  | 613.812 | 248.48 | 0 | 0 | 0 | 365.332 | 10000 | 100% | 0 | 613.812 | 146.854 | 55.066 | 401.222 | 0 | 10.671 | 248.48 | 0 | 0 | 613.812 | 248.48 | 365.332 | 0
|  | 739.044 | 248.48 | 0 | 0 | 0 | 490.564 | 9634.668 | 96.35% | 0 | 739.044 | 159.512 | 66.112 | 395.153 | 0 | 118.267 | 248.48 | 0 | 0 | 739.044 | 248.48 | 490.564 | 0
|  | 812.705 | 248.48 | 0 | 0 | 0 | 564.225 | 9144.104 | 91.44% | 0 | 812.705 | 177.262 | 93.062 | 379.234 | 0 | 163.148 | 248.48 | 0 | 0 | 812.705 | 248.48 | 564.225 | 0
|  | 1028.152 | 311.68 | 0 | 0 | 0 | 716.472 | 8579.879 | 85.8% | 0 | 1028.152 | 314.196 | 71.04 | 404.58 | 0 | 238.337 | 248.48 | 63.2 | 0 | 1028.152 | 311.68 | 716.472 | 0
|  | 1277.204 | 627.379 | 0 | 0 | 0 | 649.825 | 7863.407 | 78.63% | 0 | 1277.204 | 401.823 | 59.602 | 578.269 | 0 | 237.51 | 248.48 | 378.899 | 0 | 1277.204 | 627.379 | 649.825 | 0
|  | 1290.169 | 910.735 | 0 | 0 | 0 | 379.434 | 7213.582 | 72.14% | 0 | 1290.169 | 399.667 | 24.283 | 488.554 | 0 | 377.665 | 248.48 | 662.255 | 0 | 1290.169 | 910.735 | 379.434 | 0
|  | 1027.493 | 1027.493 | 0 | 210.791 | 210.791 | 0 | 6834.148 | 68.34% | 0 | 1027.493 | 326.769 | 21.466 | 506.423 | 0 | 172.835 | 248.48 | 989.804 | 0 | 1027.493 | 1027.493 | 0 | 0
|  | 1065.029 | 1065.029 | 0 | 240.128 | 240.128 | 0 | 7044.939 | 70.45% | 0 | 1065.029 | 355.914 | 28.101 | 555.281 | 0 | 125.733 | 248.48 | 1056.677 | 0 | 1065.029 | 1065.029 | 0 | 0
|  | 929.013 | 929.013 | 0 | 859.912 | 859.912 | 0 | 7285.067 | 72.85% | 0 | 929.013 | 341.098 | 87.064 | 449.001 | 0 | 51.85 | 248.48 | 1540.445 | 0 | 929.013 | 929.013 | 0 | 0
|  | 786.926 | 786.926 | 0 | 852.198 | 852.198 | 0 | 8144.979 | 81.45% | 0 | 786.926 | 339.316 | 95.734 | 351.876 | 0 | 0 | 248.48 | 1390.644 | 0 | 786.926 | 786.926 | 0 | 0
|  | 1067.471 | 1067.471 | 0 | 102.041 | 102.041 | 0 | 8997.177 | 89.97% | 0 | 1067.471 | 345.492 | 83.451 | 638.529 | 0 | 0 | 248.48 | 921.032 | 0 | 1067.471 | 1067.471 | 0 | 0
|  | 1151.284 | 729.275 | 422.009 | 0 | 900.782 | 0 | 9099.218 | 90.99% | 0 | 1151.284 | 328.73 | 74.972 | 747.583 | 0 | 0 | 248.48 | 480.795 | 7500 | 1151.284 | 729.275 | 0 | 422.009
|  | 989.397 | 414.145 | 0 | 0 | 0 | 575.252 | 10000 | 100% | 0 | 989.397 | 353.507 | 60.639 | 575.252 | 0 | 0 | 248.48 | 165.665 | 0 | 989.397 | 414.145 | 575.252 | 0
|  | 901.177 | 297.934 | 0 | 0 | 0 | 603.243 | 9424.748 | 94.25% | 0 | 901.177 | 496.679 | 65.81 | 338.688 | 0 | 0 | 248.48 | 49.454 | 0 | 901.177 | 297.934 | 603.243 | 0
|  | 905.211 | 255.094 | 0 | 0 | 0 | 650.117 | 8821.505 | 88.22% | 0 | 905.211 | 514.096 | 94.433 | 285.795 | 0 | 10.887 | 248.48 | 6.614 | 0 | 905.211 | 255.094 | 650.117 | 0
|  | 1017.999 | 248.48 | 0 | 0 | 0 | 769.519 | 8171.388 | 81.71% | 0 | 1017.999 | 616.383 | 75.713 | 304.129 | 0 | 21.775 | 248.48 | 0 | 0 | 1017.999 | 248.48 | 769.519 | 0
|  | 999.951 | 248.48 | 0 | 0 | 0 | 751.471 | 7401.869 | 74.02% | 0 | 999.951 | 614.258 | 61.389 | 302.476 | 0 | 21.829 | 248.48 | 0 | 0 | 999.951 | 248.48 | 751.471 | 0
|  | 889.648 | 248.48 | 641.168 | 0 | 2500 | 0 | 6650.398 | 66.5% | 0 | 889.648 | 573.74 | 23.608 | 270.471 | 0 | 21.829 | 248.48 | 0 | 7500 | 889.648 | 248.48 | 0 | 641.168
|  | 992.45 | 248.48 | 0 | 0 | 0 | 743.97 | 9150.398 | 91.5% | 0 | 992.45 | 564.58 | 22.024 | 384.071 | 0 | 21.775 | 248.48 | 0 | 0 | 992.45 | 248.48 | 743.97 | 0
|  | 1074.496 | 248.48 | 826.016 | 0 | 1593.572 | 0 | 8406.428 | 84.06% | 0 | 1074.496 | 438.935 | 28.221 | 585.565 | 0 | 21.775 | 248.48 | 0 | 7500 | 1074.496 | 248.48 | 0 | 826.016
|  | 1064.506 | 248.48 | 816.026 | 0 | 0 | 0 | 10000 | 100% | 0 | 1064.506 | 312.881 | 111.892 | 613.084 | 0 | 26.65 | 248.48 | 0 | 7500 | 1064.506 | 248.48 | 0 | 816.026
|  | 683.022 | 248.48 | 434.542 | 0 | 0 | 0 | 10000 | 100% | 0 | 683.022 | 188.155 | 89.532 | 381.001 | 0 | 24.334 | 248.48 | 0 | 7500 | 683.022 | 248.48 | 0 | 434.542
|  | 766.782 | 248.48 | 518.302 | 0 | 0 | 0 | 10000 | 100% | 0 | 766.782 | 173.98 | 74.115 | 438.865 | 0 | 79.822 | 248.48 | 0 | 7500 | 766.782 | 248.48 | 0 | 518.302
|  | 690.057 | 248.48 | 441.577 | 0 | 0 | 0 | 10000 | 100% | 0 | 690.057 | 154.861 | 63.485 | 448.167 | 0 | 23.545 | 248.48 | 0 | 7500 | 690.057 | 248.48 | 0 | 441.577
|  | 649.072 | 248.48 | 0 | 0 | 0 | 400.592 | 10000 | 100% | 0 | 649.072 | 153.938 | 65.401 | 378.669 | 0 | 51.064 | 248.48 | 0 | 0 | 649.072 | 248.48 | 400.592 | 0
|  | 685.976 | 248.48 | 0 | 0 | 0 | 437.496 | 9599.408 | 95.99% | 0 | 685.976 | 163.505 | 76.364 | 401.369 | 0 | 44.738 | 248.48 | 0 | 0 | 685.976 | 248.48 | 437.496 | 0
|  | 974.526 | 248.48 | 0 | 0 | 0 | 726.046 | 9161.912 | 91.62% | 0 | 974.526 | 195.438 | 82.498 | 562.057 | 0 | 134.533 | 248.48 | 0 | 0 | 974.526 | 248.48 | 726.046 | 0
|  | 1430.98 | 248.715 | 0 | 0 | 0 | 1182.265 | 8435.866 | 84.36% | 0 | 1430.98 | 334.046 | 60.085 | 540.625 | 0 | 496.224 | 248.48 | 0.235 | 0 | 1430.98 | 248.715 | 1182.265 | 0
|  | 1590.102 | 262.632 | 0 | 0 | 0 | 1327.47 | 7253.601 | 72.54% | 0 | 1590.102 | 408.356 | 42.117 | 679.827 | 0 | 459.802 | 248.48 | 14.152 | 0 | 1590.102 | 262.632 | 1327.47 | 0
|  | 1484.421 | 301.795 | 0 | 0 | 0 | 1182.626 | 5926.131 | 59.26% | -2.2737e-13 | 1484.421 | 386.987 | 23.08 | 595.906 | 0 | 478.448 | 248.48 | 53.315 | 0 | 1484.421 | 301.795 | 1182.626 | 0
|  | 1132.095 | 313.24 | 818.855 | 0 | 2500 | 0 | 4743.505 | 47.44% | 0 | 1132.095 | 399.537 | 19.59 | 554.036 | 0 | 158.932 | 248.48 | 64.76 | 7500 | 1132.095 | 313.24 | 0 | 818.855
|  | 957.72 | 367.637 | 590.083 | 0 | 2500 | 0 | 7243.505 | 72.44% | 0 | 957.72 | 354.245 | 65.507 | 497.386 | 0 | 40.582 | 248.48 | 119.157 | 7500 | 957.72 | 367.637 | 0 | 590.083
|  | 857.185 | 393.985 | 463.2 | 0 | 256.495 | 0 | 9743.505 | 97.44% | 0 | 857.185 | 326.01 | 103.22 | 424.902 | 0 | 3.054 | 248.48 | 145.505 | 7500 | 857.185 | 393.985 | 0 | 463.2
|  | 834.714 | 425.135 | 409.579 | 0 | 0 | 0 | 10000 | 100% | 0 | 834.714 | 349.835 | 90.245 | 347.961 | 0 | 46.673 | 248.48 | 176.655 | 7500 | 834.714 | 425.135 | 0 | 409.579
|  | 1076.817 | 519.744 | 557.073 | 0 | 0 | 0 | 10000 | 100% | 0 | 1076.817 | 328.21 | 74.998 | 622.092 | 0 | 51.518 | 248.48 | 271.264 | 7500 | 1076.817 | 519.744 | 0 | 557.073
|  | 1007.844 | 370.311 | 637.533 | 0 | 0 | 0 | 10000 | 100% | 0 | 1007.844 | 340.68 | 67.998 | 599.166 | 0 | 0 | 248.48 | 121.831 | 7500 | 1007.844 | 370.311 | 0 | 637.533
|  | 901.003 | 303.453 | 0 | 0 | 0 | 597.55 | 10000 | 100% | 0 | 901.003 | 340.458 | 55.177 | 505.368 | 0 | 0 | 248.48 | 54.973 | 0 | 901.003 | 303.453 | 597.55 | 0
|  | 1022.7 | 256.373 | 0 | 0 | 0 | 766.327 | 9402.45 | 94.02% | 0 | 1022.7 | 514.943 | 85.786 | 421.971 | 0 | 0 | 248.48 | 7.893 | 0 | 1022.7 | 256.373 | 766.327 | 0
|  | 1007.119 | 251.469 | 0 | 0 | 0 | 755.65 | 8636.123 | 86.36% | -1.1369e-13 | 1007.119 | 575.641 | 78.828 | 339.325 | 0 | 13.325 | 248.48 | 2.989 | 0 | 1007.119 | 251.469 | 755.65 | 0
|  | 900.465 | 248.48 | 0 | 0 | 0 | 651.985 | 7880.473 | 78.8% | 0 | 900.465 | 561.984 | 67.962 | 243.869 | 0 | 26.65 | 248.48 | 0 | 0 | 900.465 | 248.48 | 651.985 | 0
|  | 800.651 | 248.48 | 0 | 0 | 0 | 552.171 | 7228.488 | 72.28% | 0 | 800.651 | 482.478 | 41.78 | 249.743 | 0 | 26.65 | 248.48 | 0 | 0 | 800.651 | 248.48 | 552.171 | 0
|  | 830.03 | 248.48 | 581.55 | 0 | 2500 | 0 | 6676.317 | 66.76% | 0 | 830.03 | 556.22 | 22.541 | 224.618 | 0 | 26.65 | 248.48 | 0 | 7500 | 830.03 | 248.48 | 0 | 581.55
|  | 941.773 | 248.48 | 0 | 0 | 0 | 693.293 | 9176.317 | 91.76% | 0 | 941.773 | 555.752 | 21.942 | 337.429 | 0 | 26.65 | 248.48 | 0 | 0 | 941.773 | 248.48 | 693.293 | 0
|  | 1184.572 | 248.48 | 936.092 | 0 | 1516.976 | 0 | 8483.024 | 84.83% | 0 | 1184.572 | 408.777 | 57.01 | 692.135 | 0 | 26.65 | 248.48 | 0 | 7500 | 1184.572 | 248.48 | 0 | 936.092
|  | 845.478 | 248.48 | 596.998 | 0 | 0 | 0 | 10000 | 100% | 0 | 845.478 | 308.925 | 94.309 | 420.426 | 0 | 21.818 | 248.48 | 0 | 7500 | 845.478 | 248.48 | 0 | 596.998
|  | 768.409 | 248.48 | 519.929 | 0 | 0 | 0 | 10000 | 100% | 0 | 768.409 | 208.085 | 85.667 | 430.827 | 0 | 43.831 | 248.48 | 0 | 7500 | 768.409 | 248.48 | 0 | 519.929
|  | 656.742 | 248.48 | 408.262 | 0 | 0 | 0 | 10000 | 100% | 0 | 656.742 | 155.073 | 74.52 | 408.004 | 0 | 19.145 | 248.48 | 0 | 7500 | 656.742 | 248.48 | 0 | 408.262
|  | 645.305 | 248.48 | 396.825 | 0 | 0 | 0 | 10000 | 100% | 0 | 645.305 | 183.395 | 58.636 | 386.67 | 0 | 16.605 | 248.48 | 0 | 7500 | 645.305 | 248.48 | 0 | 396.825
|  | 661.47 | 248.48 | 0 | 0 | 0 | 412.99 | 10000 | 100% | 0 | 661.47 | 170.283 | 73.688 | 378.841 | 0 | 38.658 | 248.48 | 0 | 0 | 661.47 | 248.48 | 412.99 | 0
|  | 893.146 | 248.48 | 0 | 0 | 0 | 644.666 | 9587.01 | 95.87% | 0 | 893.146 | 177.163 | 83.851 | 448.309 | 0 | 183.823 | 248.48 | 0 | 0 | 893.146 | 248.48 | 644.666 | 0
|  | 997.642 | 248.48 | 0 | 0 | 0 | 749.162 | 8942.344 | 89.42% | 0 | 997.642 | 183.816 | 69.142 | 474.205 | 0 | 270.48 | 248.48 | 0 | 0 | 997.642 | 248.48 | 749.162 | 0
|  | 1095.333 | 248.48 | 0 | 0 | 0 | 846.853 | 8193.182 | 81.93% | 0 | 1095.333 | 297.044 | 60.042 | 452.557 | 0 | 285.691 | 248.48 | 0 | 0 | 1095.333 | 248.48 | 846.853 | 0
|  | 1338.931 | 248.48 | 0 | 0 | 0 | 1090.451 | 7346.329 | 73.46% | 0 | 1338.931 | 406.489 | 27.379 | 567.209 | 0 | 337.854 | 248.48 | 0 | 0 | 1338.931 | 248.48 | 1090.451 | 0
|  | 1331.33 | 248.482 | 0 | 0 | 0 | 1082.848 | 6255.878 | 62.56% | 0 | 1331.33 | 385.324 | 20.125 | 439.636 | 0 | 486.244 | 248.48 | 0.002 | 0 | 1331.33 | 248.482 | 1082.848 | 0
|  | 992.299 | 249.345 | 742.954 | 0 | 2500 | 0 | 5173.03 | 51.73% | 0 | 992.299 | 333.068 | 25.729 | 461.582 | 0 | 171.92 | 248.48 | 0.865 | 7500 | 992.299 | 249.345 | 0 | 742.954
|  | 1014.111 | 251.835 | 762.276 | 0 | 2326.97 | 0 | 7673.03 | 76.73% | 0 | 1014.111 | 349.64 | 98.474 | 474.706 | 0 | 91.291 | 248.48 | 3.355 | 7500 | 1014.111 | 251.835 | 0 | 762.276
|  | 976.817 | 259.785 | 717.032 | 0 | 0 | 0 | 10000 | 100% | 0 | 976.817 | 366.871 | 97.014 | 434.658 | 0 | 78.274 | 248.48 | 11.305 | 7500 | 976.817 | 259.785 | 0 | 717.032
|  | 808.869 | 270.284 | 538.585 | 0 | 0 | 0 | 10000 | 100% | 0 | 808.869 | 383.053 | 86.673 | 338.405 | 0 | 0.738 | 248.48 | 21.804 | 7500 | 808.869 | 270.284 | 0 | 538.585
|  | 886.513 | 287.36 | 599.153 | 0 | 0 | 0 | 10000 | 100% | 0 | 886.513 | 315.25 | 68.678 | 502.586 | 0 | 0 | 248.48 | 38.88 | 7500 | 886.513 | 287.36 | 0 | 599.153
|  | 947.021 | 254.432 | 692.589 | 0 | 0 | 0 | 10000 | 100% | 0 | 947.021 | 319.636 | 58.352 | 569.034 | 0 | 0 | 248.48 | 5.952 | 7500 | 947.021 | 254.432 | 0 | 692.589
|  | 1119.05 | 258.085 | 0 | 0 | 0 | 860.965 | 10000 | 100% | 0 | 1119.05 | 409.112 | 72.442 | 637.496 | 0 | 0 | 248.48 | 9.605 | 0 | 1119.05 | 258.085 | 860.965 | 0
|  | 939.876 | 284.341 | 0 | 0 | 0 | 655.535 | 9139.035 | 91.39% | 0 | 939.876 | 475.787 | 86.851 | 377.239 | 0 | 0 | 248.48 | 35.861 | 0 | 939.876 | 284.341 | 655.535 | 0
|  | 935.583 | 308.533 | 0 | 0 | 0 | 627.05 | 8483.5 | 84.84% | 0 | 935.583 | 521.048 | 71.09 | 332.72 | 0 | 10.725 | 248.48 | 60.053 | 0 | 935.583 | 308.533 | 627.05 | 0
|  | 925.906 | 250.721 | 0 | 0 | 0 | 675.185 | 7856.45 | 78.56% | 0 | 925.906 | 554.783 | 56.235 | 293.437 | 0 | 21.45 | 248.48 | 2.241 | 0 | 925.906 | 250.721 | 675.185 | 0
|  | 851.655 | 248.48 | 0 | 0 | 0 | 603.175 | 7181.265 | 71.81% | 0 | 851.655 | 563.263 | 27.198 | 239.586 | 0 | 21.608 | 248.48 | 0 | 0 | 851.655 | 248.48 | 603.175 | 0
|  | 886.44 | 248.48 | 637.96 | 0 | 2500 | 0 | 6578.09 | 65.78% | 0 | 886.44 | 574.071 | 20.795 | 269.861 | 0 | 21.714 | 248.48 | 0 | 7500 | 886.44 | 248.48 | 0 | 637.96
|  | 972.412 | 248.48 | 0 | 0 | 0 | 723.932 | 9078.09 | 90.78% | 0 | 972.412 | 558.305 | 24.802 | 367.382 | 0 | 21.924 | 248.48 | 0 | 0 | 972.412 | 248.48 | 723.932 | 0
|  | 1134.996 | 248.48 | 886.516 | 0 | 1645.842 | 0 | 8354.158 | 83.54% | 0 | 1134.996 | 438.5 | 104.224 | 570.296 | 0 | 21.977 | 248.48 | 0 | 7500 | 1134.996 | 248.48 | 0 | 886.516
|  | 919.612 | 248.48 | 671.132 | 0 | 0 | 0 | 10000 | 100% | 0 | 919.612 | 301.783 | 79.556 | 485.707 | 0 | 52.566 | 248.48 | 0 | 7500 | 919.612 | 248.48 | 0 | 671.132
|  | 777.499 | 248.48 | 529.019 | 0 | 0 | 0 | 10000 | 100% | 0 | 777.499 | 197.353 | 77.826 | 472.535 | 0 | 29.785 | 248.48 | 0 | 7500 | 777.499 | 248.48 | 0 | 529.019
|  | 693.428 | 248.48 | 444.948 | 0 | 0 | 0 | 10000 | 100% | 0 | 693.428 | 176.438 | 65.204 | 425.029 | 0 | 26.757 | 248.48 | 0 | 7500 | 693.428 | 248.48 | 0 | 444.948
|  | 727.055 | 248.48 | 478.575 | 0 | 0 | 0 | 10000 | 100% | 0 | 727.055 | 158.306 | 60.779 | 442.631 | 0 | 65.339 | 248.48 | 0 | 7500 | 727.055 | 248.48 | 0 | 478.575
|  | 827.19 | 248.48 | 0 | 0 | 0 | 578.71 | 10000 | 100% | 0 | 827.19 | 148.033 | 85.421 | 372.403 | 0 | 221.334 | 248.48 | 0 | 0 | 827.19 | 248.48 | 578.71 | 0
|  | 732.819 | 248.48 | 0 | 0 | 0 | 484.339 | 9421.29 | 94.21% | 0 | 732.819 | 159.853 | 77.566 | 465.157 | 0 | 30.243 | 248.48 | 0 | 0 | 732.819 | 248.48 | 484.339 | 0
|  | 890.575 | 248.48 | 0 | 0 | 0 | 642.095 | 8936.951 | 89.37% | 0 | 890.575 | 172.977 | 61.057 | 503.944 | 0 | 152.597 | 248.48 | 0 | 0 | 890.575 | 248.48 | 642.095 | 0
|  | 1031.433 | 249.154 | 0 | 0 | 0 | 782.279 | 8294.856 | 82.95% | 0 | 1031.433 | 300.239 | 37.795 | 411.34 | 0 | 282.059 | 248.48 | 0.674 | 0 | 1031.433 | 249.154 | 782.279 | 0
|  | 1329.947 | 256.573 | 0 | 0 | 0 | 1073.374 | 7512.577 | 75.13% | 2.2737e-13 | 1329.947 | 436.792 | 22.599 | 546.695 | 0 | 323.861 | 248.48 | 8.093 | 0 | 1329.947 | 256.573 | 1073.374 | 0
|  | 1040.383 | 301.894 | 0 | 0 | 0 | 738.489 | 6439.203 | 64.39% | 0 | 1040.383 | 371.288 | 20.851 | 417.605 | 0 | 230.639 | 248.48 | 53.414 | 0 | 1040.383 | 301.894 | 738.489 | 0
|  | 1108.321 | 489.035 | 619.286 | 0 | 2500 | 0 | 5700.714 | 57.01% | 0 | 1108.321 | 369.579 | 62.021 | 453.722 | 0 | 223 | 248.48 | 240.555 | 7500 | 1108.321 | 489.035 | 0 | 619.286
|  | 901.642 | 562.481 | 339.161 | 0 | 1799.286 | 0 | 8200.714 | 82.01% | 0 | 901.642 | 336.111 | 111.546 | 418.443 | 0 | 35.542 | 248.48 | 314.001 | 7500 | 901.642 | 562.481 | 0 | 339.161
|  | 907.846 | 907.846 | 0 | 257.398 | 0 | 0 | 10000 | 100% | 0 | 907.846 | 343.184 | 85.68 | 471.508 | 0 | 7.474 | 248.48 | 916.764 | 0 | 907.846 | 907.846 | 0 | 0
|  | 792.638 | 792.638 | 0 | 436.32 | 0 | 0 | 10000 | 100% | 0 | 792.638 | 347.454 | 78.723 | 366.461 | 0 | 0 | 248.48 | 980.478 | 0 | 792.638 | 792.638 | 0 | 0
|  | 927.95 | 927.95 | 0 | 116.906 | 0 | 0 | 10000 | 100% | 0 | 927.95 | 321.798 | 63.278 | 542.875 | 0 | 0 | 248.48 | 796.376 | 0 | 927.95 | 927.95 | 0 | 0
|  | 1055.989 | 1055.989 | 0 | 12.424 | 0 | 0 | 10000 | 100% | 0 | 1055.989 | 276.303 | 62.364 | 717.323 | 0 | 0 | 248.48 | 819.933 | 0 | 1055.989 | 1055.989 | 0 | 0
|  | 1189.077 | 711.387 | 0 | 0 | 0 | 477.69 | 10000 | 100% | 0 | 1189.077 | 375.563 | 83.978 | 729.536 | 0 | 0 | 248.48 | 462.907 | 0 | 1189.077 | 711.387 | 477.69 | 0
|  | 923.689 | 610.354 | 0 | 0 | 0 | 313.335 | 9522.31 | 95.22% | 0 | 923.689 | 492.932 | 76.799 | 353.959 | 0 | 0 | 248.48 | 361.874 | 0 | 923.689 | 610.354 | 313.335 | 0
|  | 918.618 | 330.928 | 0 | 0 | 0 | 587.69 | 9208.975 | 92.09% | 0 | 918.618 | 522.653 | 64.445 | 315.595 | 0 | 15.925 | 248.48 | 82.448 | 0 | 918.618 | 330.928 | 587.69 | 0
|  | 978.876 | 254.68 | 0 | 0 | 0 | 724.196 | 8621.285 | 86.21% | 0 | 978.876 | 589.773 | 43.671 | 313.582 | 0 | 31.85 | 248.48 | 6.2 | 0 | 978.876 | 254.68 | 724.196 | 0
|  | 887.571 | 248.48 | 0 | 0 | 0 | 639.091 | 7897.089 | 78.97% | 0 | 887.571 | 566.545 | 22.323 | 266.801 | 0 | 31.902 | 248.48 | 0 | 0 | 887.571 | 248.48 | 639.091 | 0
|  | 803.182 | 248.48 | 554.702 | 0 | 2500 | 0 | 7257.998 | 72.58% | 0 | 803.182 | 519.831 | 19.379 | 231.965 | 0 | 32.007 | 248.48 | 0 | 7500 | 803.182 | 248.48 | 0 | 554.702
|  | 944.681 | 248.48 | 0 | 0 | 0 | 696.201 | 9757.998 | 97.58% | 0 | 944.681 | 528.662 | 60.534 | 323.165 | 0 | 32.321 | 248.48 | 0 | 0 | 944.681 | 248.48 | 696.201 | 0
|  | 1063.495 | 248.48 | 815.015 | 0 | 938.203 | 0 | 9061.797 | 90.62% | 0 | 1063.495 | 401.346 | 107.389 | 522.386 | 0 | 32.374 | 248.48 | 0 | 7500 | 1063.495 | 248.48 | 0 | 815.015
|  | 965.081 | 248.48 | 716.601 | 0 | 0 | 0 | 10000 | 100% | 0 | 965.081 | 303.79 | 87.135 | 480.613 | 0 | 93.544 | 248.48 | 0 | 7500 | 965.081 | 248.48 | 0 | 716.601
|  | 808.648 | 248.48 | 560.168 | 0 | 0 | 0 | 10000 | 100% | 0 | 808.648 | 201.359 | 68.68 | 453.888 | 0 | 84.721 | 248.48 | 0 | 7500 | 808.648 | 248.48 | 0 | 560.168
|  | 743.638 | 248.48 | 495.158 | 0 | 0 | 0 | 10000 | 100% | 0 | 743.638 | 184.382 | 58.666 | 439.365 | 0 | 61.225 | 248.48 | 0 | 7500 | 743.638 | 248.48 | 0 | 495.158
|  | 680.808 | 248.48 | 432.328 | 0 | 0 | 0 | 10000 | 100% | 0 | 680.808 | 137.645 | 63.886 | 457.675 | 0 | 21.603 | 248.48 | 0 | 7500 | 680.808 | 248.48 | 0 | 432.328
|  | 642.271 | 248.48 | 0 | 0 | 0 | 393.791 | 10000 | 100% | 0 | 642.271 | 167.94 | 94.607 | 366.179 | 0 | 13.545 | 248.48 | 0 | 0 | 642.271 | 248.48 | 393.791 | 0
|  | 721.905 | 248.48 | 0 | 0 | 0 | 473.425 | 9606.209 | 96.06% | 0 | 721.905 | 153.5 | 70.595 | 460.23 | 0 | 37.58 | 248.48 | 0 | 0 | 721.905 | 248.48 | 473.425 | 0
|  | 1137.066 | 248.48 | 0 | 0 | 0 | 888.586 | 9132.784 | 91.33% | 0 | 1137.066 | 206.878 | 52.538 | 579.303 | 0 | 298.348 | 248.48 | 0 | 0 | 1137.066 | 248.48 | 888.586 | 0
|  | 1149.91 | 248.48 | 0 | 0 | 0 | 901.43 | 8244.198 | 82.44% | 0 | 1149.91 | 328.528 | 26.663 | 411.355 | 0 | 383.364 | 248.48 | 0 | 0 | 1149.91 | 248.48 | 901.43 | 0
|  | 1334.011 | 248.482 | 0 | 0 | 0 | 1085.529 | 7342.768 | 73.43% | 0 | 1334.011 | 431.463 | 22.38 | 496.638 | 0 | 383.531 | 248.48 | 0.002 | 0 | 1334.011 | 248.482 | 1085.529 | 0
|  | 983.559 | 263.432 | 0 | 0 | 0 | 720.127 | 6257.239 | 62.57% | 0 | 983.559 | 386.117 | 29.264 | 411.166 | 0 | 157.012 | 248.48 | 14.952 | 0 | 983.559 | 263.432 | 720.127 | 0
|  | 1195.088 | 346.438 | 848.65 | 0 | 2500 | 0 | 5537.112 | 55.37% | 0 | 1195.088 | 385.937 | 99.788 | 440.789 | 0 | 268.575 | 248.48 | 97.958 | 7500 | 1195.088 | 346.438 | 0 | 848.65
|  | 1001.744 | 353.984 | 647.76 | 0 | 1962.888 | 0 | 8037.112 | 80.37% | 0 | 1001.744 | 334.454 | 98.279 | 413.959 | 0 | 155.052 | 248.48 | 105.504 | 7500 | 1001.744 | 353.984 | 0 | 647.76
|  | 919.111 | 384.792 | 534.319 | 0 | 0 | 0 | 10000 | 100% | 0 | 919.111 | 370.665 | 83.378 | 435.691 | 0 | 29.377 | 248.48 | 136.312 | 7500 | 919.111 | 384.792 | 0 | 534.319
|  | 829.936 | 829.936 | 0 | 126.741 | 0 | 0 | 10000 | 100% | 0 | 829.936 | 377.803 | 72.904 | 376.216 | 0 | 3.014 | 248.48 | 708.197 | 0 | 829.936 | 829.936 | 0 | 0
|  | 970.013 | 970.013 | 0 | 534.883 | 0 | 0 | 10000 | 100% | 0 | 970.013 | 310.618 | 53.325 | 606.07 | 0 | 0 | 248.48 | 1256.416 | 0 | 970.013 | 970.013 | 0 | 0
|  | 1018.86 | 1018.86 | 0 | 63.405 | 0 | 0 | 10000 | 100% | 0 | 1018.86 | 319.796 | 75.978 | 623.087 | 0 | 0 | 248.48 | 833.785 | 0 | 1018.86 | 1018.86 | 0 | 0
|  | 1050.778 | 1050.778 | 0 | 142.438 | 0 | 0 | 10000 | 100% | 0 | 1050.778 | 401.289 | 92.206 | 557.283 | 0 | 0 | 248.48 | 944.736 | 0 | 1050.778 | 1050.778 | 0 | 0
|  | 974.456 | 974.456 | 0 | 80.603 | 0 | 0 | 10000 | 100% | 0 | 974.456 | 513.104 | 69.379 | 391.973 | 0 | 0 | 248.48 | 806.579 | 0 | 974.456 | 974.456 | 0 | 0
|  | 835.92 | 826.876 | 0 | 0 | 0 | 9.044 | 10000 | 100% | 0 | 835.92 | 491.462 | 56.315 | 274.655 | 0 | 13.488 | 248.48 | 578.396 | 0 | 835.92 | 826.876 | 9.044 | 0
|  | 878.289 | 522.731 | 0 | 0 | 0 | 355.558 | 9990.956 | 99.91% | 0 | 878.289 | 539.103 | 24.939 | 287.272 | 0 | 26.975 | 248.48 | 274.251 | 0 | 878.289 | 522.731 | 355.558 | 0
|  | 820.775 | 248.48 | 0 | 0 | 0 | 572.295 | 9635.398 | 96.35% | 0 | 820.775 | 533.557 | 22.979 | 237.264 | 0 | 26.975 | 248.48 | 0 | 0 | 820.775 | 248.48 | 572.295 | 0
|  | 908.413 | 248.48 | 659.933 | 0 | 936.897 | 0 | 9063.103 | 90.63% | 0 | 908.413 | 577.984 | 26.702 | 276.701 | 0 | 27.027 | 248.48 | 0 | 7500 | 908.413 | 248.48 | 0 | 659.933
|  | 1011.974 | 248.48 | 0 | 0 | 0 | 763.494 | 10000 | 100% | 0 | 1011.974 | 534.347 | 101.558 | 348.678 | 0 | 27.392 | 248.48 | 0 | 0 | 1011.974 | 248.48 | 763.494 | 0
|  | 1285.393 | 248.48 | 1036.913 | 0 | 763.494 | 0 | 9236.506 | 92.37% | 0 | 1285.393 | 466.185 | 98.641 | 693.071 | 0 | 27.496 | 248.48 | 0 | 7500 | 1285.393 | 248.48 | 0 | 1036.913
|  | 1029.554 | 248.48 | 781.074 | 0 | 0 | 0 | 10000 | 100% | 0 | 1029.554 | 333.082 | 70.754 | 537.426 | 0 | 88.292 | 248.48 | 0 | 7500 | 1029.554 | 248.48 | 0 | 781.074
|  | 892.271 | 248.48 | 643.791 | 0 | 0 | 0 | 10000 | 100% | 0 | 892.271 | 236.263 | 65.109 | 512.176 | 0 | 78.723 | 248.48 | 0 | 7500 | 892.271 | 248.48 | 0 | 643.791
|  | 695.954 | 248.48 | 447.474 | 0 | 0 | 0 | 10000 | 100% | 0 | 695.954 | 174.568 | 63.516 | 432.871 | 0 | 25 | 248.48 | 0 | 7500 | 695.954 | 248.48 | 0 | 447.474
|  | 648.126 | 248.48 | 399.646 | 0 | 0 | 0 | 10000 | 100% | 0 | 648.126 | 163.991 | 84.567 | 371.568 | 0 | 28 | 248.48 | 0 | 7500 | 648.126 | 248.48 | 0 | 399.646
|  | 751.437 | 248.48 | 0 | 0 | 0 | 502.957 | 10000 | 100% | 0 | 751.437 | 165.824 | 75.679 | 435.791 | 0 | 74.143 | 248.48 | 0 | 0 | 751.437 | 248.48 | 502.957 | 0
|  | 706.799 | 248.48 | 0 | 0 | 0 | 458.319 | 9497.043 | 94.97% | 0 | 706.799 | 144.238 | 65.462 | 401.748 | 0 | 95.351 | 248.48 | 0 | 0 | 706.799 | 248.48 | 458.319 | 0
|  | 855.706 | 248.48 | 0 | 0 | 0 | 607.226 | 9038.724 | 90.39% | 0 | 855.706 | 166.419 | 41.666 | 486.967 | 0 | 160.653 | 248.48 | 0 | 0 | 855.706 | 248.48 | 607.226 | 0
|  | 1030.481 | 331.024 | 0 | 0 | 0 | 699.457 | 8431.498 | 84.31% | 0 | 1030.481 | 214.819 | 22.178 | 580.199 | 0 | 213.286 | 248.48 | 82.544 | 0 | 1030.481 | 331.024 | 699.457 | 0
|  | 1075.223 | 308.766 | 0 | 0 | 0 | 766.457 | 7732.041 | 77.32% | 0 | 1075.223 | 287.611 | 19.896 | 337.257 | 0 | 430.459 | 248.48 | 60.286 | 0 | 1075.223 | 308.766 | 766.457 | 0
|  | 1213.413 | 436.102 | 0 | 0 | 0 | 777.311 | 6965.584 | 69.66% | 0 | 1213.413 | 405.881 | 58.412 | 275.944 | 0 | 473.176 | 248.48 | 187.622 | 0 | 1213.413 | 436.102 | 777.311 | 0
|  | 1023.048 | 814.502 | 208.546 | 0 | 2500 | 0 | 6188.273 | 61.88% | 0 | 1023.048 | 442.413 | 100.133 | 295.867 | 0 | 184.635 | 248.48 | 566.022 | 7500 | 1023.048 | 814.502 | 0 | 208.546
|  | 959.796 | 959.796 | 0 | 276.511 | 276.511 | 0 | 8688.273 | 86.88% | 0 | 959.796 | 493.076 | 79.948 | 376.985 | 0 | 9.787 | 248.48 | 987.827 | 0 | 959.796 | 959.796 | 0 | 0
|  | 893.68 | 893.68 | 0 | 873.08 | 873.08 | 0 | 8964.784 | 89.65% | 0 | 893.68 | 524.783 | 75.718 | 286.849 | 0 | 6.33 | 248.48 | 1518.28 | 0 | 893.68 | 893.68 | 0 | 0
|  | 907.536 | 907.536 | 0 | 794.782 | 162.136 | 0 | 9837.864 | 98.38% | 0 | 907.536 | 570.263 | 61.124 | 276.149 | 0 | 0 | 248.48 | 1453.838 | 0 | 907.536 | 907.536 | 0 | 0
|  | 1008.834 | 1008.834 | 0 | 669.34 | 0 | 0 | 10000 | 100% | 0 | 1008.834 | 443.715 | 58.115 | 507.005 | 0 | 0 | 248.48 | 1429.694 | 0 | 1008.834 | 1008.834 | 0 | 0
|  | 1134.991 | 1134.991 | 0 | 327.575 | 0 | 0 | 10000 | 100% | 0 | 1134.991 | 439.513 | 91.041 | 604.437 | 0 | 0 | 248.48 | 1214.086 | 0 | 1134.991 | 1134.991 | 0 | 0
|  | 1159.453 | 1159.453 | 0 | 152.124 | 0 | 0 | 10000 | 100% | 0 | 1159.453 | 417.18 | 78.147 | 664.126 | 0 | 0 | 248.48 | 1063.097 | 0 | 1159.453 | 1159.453 | 0 | 0
|  | 860.873 | 860.873 | 0 | 117.532 | 0 | 0 | 10000 | 100% | 0 | 860.873 | 439.736 | 59.569 | 361.568 | 0 | 0 | 248.48 | 729.925 | 0 | 860.873 | 860.873 | 0 | 0
|  | 908.997 | 700.097 | 0 | 0 | 0 | 208.9 | 10000 | 100% | 0 | 908.997 | 570.556 | 38.179 | 284.012 | 0 | 16.25 | 248.48 | 451.617 | 0 | 908.997 | 700.097 | 208.9 | 0
|  | 917.102 | 461.381 | 0 | 0 | 0 | 455.721 | 9791.1 | 97.91% | 0 | 917.102 | 593.071 | 21.168 | 270.363 | 0 | 32.5 | 248.48 | 212.901 | 0 | 917.102 | 461.381 | 455.721 | 0
|  | 878.743 | 248.48 | 0 | 0 | 0 | 630.263 | 9335.379 | 93.35% | 0 | 878.743 | 587.794 | 19.424 | 239.025 | 0 | 32.5 | 248.48 | 0 | 0 | 878.743 | 248.48 | 630.263 | 0
|  | 846.91 | 248.48 | 598.43 | 0 | 1294.884 | 0 | 8705.116 | 87.05% | 0 | 846.91 | 547.008 | 55.409 | 211.993 | 0 | 32.5 | 248.48 | 0 | 7500 | 846.91 | 248.48 | 0 | 598.43
|  | 1048.308 | 248.48 | 0 | 0 | 0 | 799.828 | 10000 | 100% | 0 | 1048.308 | 561.192 | 99.953 | 354.663 | 0 | 32.5 | 248.48 | 0 | 0 | 1048.308 | 248.48 | 799.828 | 0
|  | 1105.851 | 248.48 | 857.371 | 0 | 799.828 | 0 | 9200.172 | 92% | 0 | 1105.851 | 440.888 | 81.396 | 551.067 | 0 | 32.5 | 248.48 | 0 | 7500 | 1105.851 | 248.48 | 0 | 857.371
|  | 966.814 | 248.48 | 718.334 | 0 | 0 | 0 | 10000 | 100% | 0 | 966.814 | 303.163 | 77.713 | 556.885 | 0 | 29.053 | 248.48 | 0 | 7500 | 966.814 | 248.48 | 0 | 718.334
|  | 721.342 | 248.48 | 472.862 | 0 | 0 | 0 | 10000 | 100% | 0 | 721.342 | 225.744 | 55.313 | 413.965 | 0 | 26.321 | 248.48 | 0 | 7500 | 721.342 | 248.48 | 0 | 472.862
|  | 659.083 | 248.48 | 410.603 | 0 | 0 | 0 | 10000 | 100% | 0 | 659.083 | 172.066 | 69.065 | 389.681 | 0 | 28.271 | 248.48 | 0 | 7500 | 659.083 | 248.48 | 0 | 410.603
|  | 857.511 | 248.48 | 609.031 | 0 | 0 | 0 | 10000 | 100% | 0 | 857.511 | 176.162 | 96.407 | 477.64 | 0 | 107.302 | 248.48 | 0 | 7500 | 857.511 | 248.48 | 0 | 609.031
|  | 723.482 | 248.48 | 0 | 0 | 0 | 475.002 | 10000 | 100% | 0 | 723.482 | 170.987 | 71.739 | 374.26 | 0 | 106.496 | 248.48 | 0 | 0 | 723.482 | 248.48 | 475.002 | 0
|  | 834.425 | 248.48 | 0 | 0 | 0 | 585.945 | 9524.998 | 95.25% | 0 | 834.425 | 150.065 | 60.406 | 432.155 | 0 | 191.8 | 248.48 | 0 | 0 | 834.425 | 248.48 | 585.945 | 0
|  | 1063.144 | 248.48 | 0 | 0 | 0 | 814.664 | 8939.053 | 89.39% | 0 | 1063.144 | 168.335 | 27.643 | 551.151 | 0 | 316.016 | 248.48 | 0 | 0 | 1063.144 | 248.48 | 814.664 | 0
|  | 895.719 | 673.131 | 0 | 0 | 0 | 222.588 | 8124.389 | 81.24% | 0 | 895.719 | 226.543 | 22.367 | 456.845 | 0 | 189.965 | 248.48 | 424.651 | 0 | 895.719 | 673.131 | 222.588 | 0
|  | 887.73 | 774.141 | 0 | 0 | 0 | 113.589 | 7901.801 | 79.02% | 0 | 887.73 | 346.315 | 26.878 | 376.515 | 0 | 138.023 | 248.48 | 525.661 | 0 | 887.73 | 774.141 | 113.589 | 0
|  | 1161.118 | 1126.053 | 0 | 0 | 0 | 35.065 | 7788.212 | 77.88% | 0 | 1161.118 | 410.307 | 97.299 | 282.925 | 0 | 370.588 | 248.48 | 877.573 | 0 | 1161.118 | 1126.053 | 35.065 | 0
|  | 1191.524 | 1191.524 | 0 | 180.67 | 180.67 | 0 | 7753.147 | 77.53% | 0 | 1191.524 | 498.939 | 101.484 | 310.715 | 0 | 280.386 | 248.48 | 1123.714 | 0 | 1191.524 | 1191.524 | 0 | 0
|  | 901.759 | 901.759 | 0 | 627.262 | 627.262 | 0 | 7933.817 | 79.34% | 0 | 901.759 | 480.055 | 80.104 | 271.509 | 0 | 70.091 | 248.48 | 1280.541 | 0 | 901.759 | 901.759 | 0 | 0
|  | 936.078 | 936.078 | 0 | 847.812 | 847.812 | 0 | 8561.079 | 85.61% | 0 | 936.078 | 559.273 | 78.409 | 235.034 | 0 | 63.362 | 248.48 | 1535.41 | 0 | 936.078 | 936.078 | 0 | 0
|  | 932.075 | 932.075 | 0 | 901.915 | 591.109 | 0 | 9408.891 | 94.09% | 0 | 932.075 | 559.77 | 59.153 | 306.152 | 0 | 7 | 248.48 | 1585.51 | 0 | 932.075 | 932.075 | 0 | 0
|  | 1147.34 | 1147.34 | 0 | 610.74 | 0 | 0 | 10000 | 100% | 0 | 1147.34 | 481.123 | 68.271 | 591.046 | 0 | 6.9 | 248.48 | 1509.6 | 0 | 1147.34 | 1147.34 | 0 | 0
|  | 1231.692 | 1231.692 | 0 | 351.148 | 0 | 0 | 10000 | 100% | 0 | 1231.692 | 437.165 | 100.67 | 693.858 | 0 | 0 | 248.48 | 1334.36 | 0 | 1231.692 | 1231.692 | 0 | 0
|  | 993.661 | 993.661 | 0 | 329.804 | 0 | 0 | 10000 | 100% | 0 | 993.661 | 440.614 | 67.649 | 485.398 | 0 | 0 | 248.48 | 1074.985 | 0 | 993.661 | 993.661 | 0 | 0
|  | 831.463 | 831.463 | 0 | 180.705 | 0 | 0 | 10000 | 100% | 0 | 831.463 | 454.651 | 60.049 | 316.764 | 0 | 0 | 248.48 | 763.688 | 0 | 831.463 | 831.463 | 0 | 0
|  | 871.437 | 727.072 | 0 | 0 | 0 | 144.365 | 10000 | 100% | 0 | 871.437 | 548.469 | 27.635 | 281.357 | 0 | 13.975 | 248.48 | 478.592 | 0 | 871.437 | 727.072 | 144.365 | 0
|  | 767.161 | 423.043 | 0 | 0 | 0 | 344.118 | 9855.635 | 98.56% | 0 | 767.161 | 512.962 | 19.709 | 206.54 | 0 | 27.95 | 248.48 | 174.563 | 0 | 767.161 | 423.043 | 344.118 | 0
|  | 901.019 | 248.48 | 0 | 0 | 0 | 652.539 | 9511.517 | 95.12% | 0 | 901.019 | 575.996 | 30.018 | 266.9 | 0 | 28.105 | 248.48 | 0 | 0 | 901.019 | 248.48 | 652.539 | 0
|  | 881.274 | 248.48 | 632.794 | 0 | 1141.022 | 0 | 8858.978 | 88.59% | 0 | 881.274 | 543.674 | 91.92 | 217.523 | 0 | 28.156 | 248.48 | 0 | 7500 | 881.274 | 248.48 | 0 | 632.794
|  | 860.056 | 248.48 | 0 | 0 | 0 | 611.576 | 10000 | 100% | 0 | 860.056 | 468.277 | 100.502 | 263.279 | 0 | 27.999 | 248.48 | 0 | 0 | 860.056 | 248.48 | 611.576 | 0
|  | 1166.876 | 248.48 | 918.396 | 0 | 611.576 | 0 | 9388.424 | 93.88% | 0 | 1166.876 | 415.362 | 85.602 | 637.963 | 0 | 27.95 | 248.48 | 0 | 7500 | 1166.876 | 248.48 | 0 | 918.396
|  | 922.249 | 248.48 | 673.769 | 0 | 0 | 0 | 10000 | 100% | 0 | 922.249 | 284.536 | 64.442 | 543.013 | 0 | 30.258 | 248.48 | 0 | 7500 | 922.249 | 248.48 | 0 | 673.769
|  | 801.377 | 248.48 | 552.897 | 0 | 0 | 0 | 10000 | 100% | 0 | 801.377 | 193.794 | 61.438 | 478.531 | 0 | 67.615 | 248.48 | 0 | 7500 | 801.377 | 248.48 | 0 | 552.897
|  | 773.774 | 248.48 | 525.294 | 0 | 0 | 0 | 10000 | 100% | 0 | 773.774 | 161.101 | 77.419 | 466.638 | 0 | 68.616 | 248.48 | 0 | 7500 | 773.774 | 248.48 | 0 | 525.294
|  | 798.558 | 248.48 | 550.078 | 0 | 0 | 0 | 10000 | 100% | 0 | 798.558 | 169.383 | 77.111 | 484.559 | 0 | 67.505 | 248.48 | 0 | 7500 | 798.558 | 248.48 | 0 | 550.078
|  | 734.975 | 248.48 | 0 | 0 | 0 | 486.495 | 10000 | 100% | 0 | 734.975 | 168.448 | 66.984 | 488.043 | 0 | 11.5 | 248.48 | 0 | 0 | 734.975 | 248.48 | 486.495 | 0
|  | 700.219 | 248.48 | 0 | 0 | 0 | 451.739 | 9513.505 | 95.14% | 0 | 700.219 | 151.635 | 39.75 | 447.782 | 0 | 61.052 | 248.48 | 0 | 0 | 700.219 | 248.48 | 451.739 | 0
|  | 864.671 | 248.48 | 0 | 0 | 0 | 616.191 | 9061.766 | 90.62% | 0 | 864.671 | 190.857 | 23.532 | 527.823 | 0 | 122.459 | 248.48 | 0 | 0 | 864.671 | 248.48 | 616.191 | 0
|  | 1145.238 | 251.903 | 0 | 0 | 0 | 893.335 | 8445.575 | 84.46% | 0 | 1145.238 | 345.046 | 18.891 | 381.195 | 0 | 400.106 | 248.48 | 3.423 | 0 | 1145.238 | 251.903 | 893.335 | 0
|  | 1991.684 | 870.415 | 0 | 0 | 0 | 1121.269 | 7552.24 | 75.52% | 0 | 1991.684 | 456.072 | 59.145 | 557.345 | 0 | 919.123 | 248.48 | 621.935 | 0 | 1991.684 | 870.415 | 1121.269 | 0
|  | 1028.75 | 1028.75 | 0 | 108.163 | 108.163 | 0 | 6430.971 | 64.31% | 0 | 1028.75 | 346.877 | 96.155 | 370.342 | 0 | 215.377 | 248.48 | 888.433 | 0 | 1028.75 | 1028.75 | 0 | 0
|  | 920.102 | 920.102 | 0 | 451.373 | 451.373 | 0 | 6539.134 | 65.39% | 0 | 920.102 | 351.991 | 86.942 | 415.091 | 0 | 66.078 | 248.48 | 1122.995 | 0 | 920.102 | 920.102 | 0 | 0
|  | 849.405 | 849.405 | 0 | 731.382 | 731.382 | 0 | 6990.507 | 69.91% | 0 | 849.405 | 346.118 | 70.624 | 405.919 | 0 | 26.743 | 248.48 | 1332.307 | 0 | 849.405 | 849.405 | 0 | 0
|  | 822.198 | 822.198 | 0 | 915.852 | 915.852 | 0 | 7721.889 | 77.22% | 0 | 822.198 | 346.305 | 64.001 | 406.77 | 0 | 5.122 | 248.48 | 1489.57 | 0 | 822.198 | 822.198 | 0 | 0
|  | 778.075 | 778.075 | 0 | 978.88 | 978.88 | 0 | 8637.741 | 86.38% | 0 | 778.075 | 355.274 | 61.151 | 342.576 | 0 | 19.074 | 248.48 | 1508.475 | 0 | 778.075 | 778.075 | 0 | 0
|  | 972.593 | 972.593 | 0 | 669.192 | 383.379 | 0 | 9616.621 | 96.17% | 0 | 972.593 | 332.054 | 92.917 | 547.622 | 0 | 0 | 248.48 | 1393.305 | 0 | 972.593 | 972.593 | 0 | 0
|  | 1001.14 | 1001.14 | 0 | 457.53 | 0 | 0 | 10000 | 100% | 0 | 1001.14 | 339.2 | 79.898 | 582.042 | 0 | 0 | 248.48 | 1210.19 | 0 | 1001.14 | 1001.14 | 0 | 0
|  | 1160.524 | 1160.524 | 0 | 58.312 | 0 | 0 | 10000 | 100% | 0 | 1160.524 | 401.982 | 71.997 | 686.546 | 0 | 0 | 248.48 | 970.356 | 0 | 1160.524 | 1160.524 | 0 | 0
|  | 768.404 | 768.404 | 0 | 136.648 | 0 | 0 | 10000 | 100% | 0 | 768.404 | 424.291 | 41.396 | 302.717 | 0 | 0 | 248.48 | 656.572 | 0 | 768.404 | 768.404 | 0 | 0
|  | 829.236 | 613.199 | 0 | 0 | 0 | 216.037 | 10000 | 100% | 0 | 829.236 | 471.286 | 22.983 | 320.017 | 0 | 14.95 | 248.48 | 364.719 | 0 | 829.236 | 613.199 | 216.037 | 0
|  | 917.325 | 334.402 | 0 | 0 | 0 | 582.923 | 9783.963 | 97.84% | 0 | 917.325 | 612.19 | 19.883 | 255.352 | 0 | 29.9 | 248.48 | 85.922 | 0 | 917.325 | 334.402 | 582.923 | 0
|  | 977.38 | 248.48 | 0 | 0 | 0 | 728.9 | 9201.04 | 92.01% | 0 | 977.38 | 596.293 | 65.843 | 285.294 | 0 | 29.951 | 248.48 | 0 | 0 | 977.38 | 248.48 | 728.9 | 0
|  | 1019.189 | 248.48 | 770.709 | 0 | 1527.86 | 0 | 8472.14 | 84.72% | 0 | 1019.189 | 595.38 | 105.025 | 288.833 | 0 | 29.951 | 248.48 | 0 | 7500 | 1019.189 | 248.48 | 0 | 770.709
|  | 997.309 | 248.48 | 0 | 0 | 0 | 748.829 | 10000 | 100% | 0 | 997.309 | 578.193 | 85.222 | 303.994 | 0 | 29.9 | 248.48 | 0 | 0 | 997.309 | 248.48 | 748.829 | 0
|  | 1127.204 | 248.48 | 878.724 | 0 | 748.829 | 0 | 9251.171 | 92.51% | 0 | 1127.204 | 436.249 | 79.22 | 581.835 | 0 | 29.9 | 248.48 | 0 | 7500 | 1127.204 | 248.48 | 0 | 878.724
|  | 854.194 | 248.48 | 605.714 | 0 | 0 | 0 | 10000 | 100% | 0 | 854.194 | 306.224 | 51.17 | 470.475 | 0 | 26.325 | 248.48 | 0 | 7500 | 854.194 | 248.48 | 0 | 605.714
|  | 593.78 | 248.48 | 345.3 | 0 | 0 | 0 | 10000 | 100% | 0 | 593.78 | 191.26 | 79.055 | 300.178 | 0 | 23.288 | 248.48 | 0 | 7500 | 593.78 | 248.48 | 0 | 345.3
|  | 610.656 | 248.48 | 362.176 | 0 | 0 | 0 | 10000 | 100% | 0 | 610.656 | 163.871 | 93.768 | 331.287 | 0 | 21.729 | 248.48 | 0 | 7500 | 610.656 | 248.48 | 0 | 362.176
|  | 682.389 | 248.48 | 433.909 | 0 | 0 | 0 | 10000 | 100% | 0 | 682.389 | 169.717 | 77.441 | 374.551 | 0 | 60.68 | 248.48 | 0 | 7500 | 682.389 | 248.48 | 0 | 433.909
|  | 691.617 | 248.48 | 0 | 0 | 0 | 443.137 | 10000 | 100% | 0 | 691.617 | 138.344 | 50.667 | 416.932 | 0 | 85.674 | 248.48 | 0 | 0 | 691.617 | 248.48 | 443.137 | 0
|  | 743.935 | 248.48 | 0 | 0 | 0 | 495.455 | 9556.863 | 95.57% | 0 | 743.935 | 154.211 | 26.837 | 397.823 | 0 | 165.064 | 248.48 | 0 | 0 | 743.935 | 248.48 | 495.455 | 0
|  | 826.158 | 248.48 | 0 | 0 | 0 | 577.678 | 9061.408 | 90.61% | 0 | 826.158 | 202.636 | 20.948 | 532.268 | 0 | 70.306 | 248.48 | 0 | 0 | 826.158 | 248.48 | 577.678 | 0
|  | 1044.818 | 249.913 | 0 | 0 | 0 | 794.905 | 8483.73 | 84.84% | 0 | 1044.818 | 333.191 | 29.73 | 438.713 | 0 | 243.184 | 248.48 | 1.433 | 0 | 1044.818 | 249.913 | 794.905 | 0
|  | 1656.229 | 648.977 | 0 | 0 | 0 | 1007.252 | 7688.825 | 76.89% | 0 | 1656.229 | 438.017 | 100.675 | 609.052 | 0 | 508.485 | 248.48 | 400.497 | 0 | 1656.229 | 648.977 | 1007.252 | 0
|  | 1491.348 | 970.517 | 0 | 0 | 0 | 520.831 | 6681.573 | 66.82% | 0 | 1491.348 | 432.126 | 106.452 | 500.479 | 0 | 452.292 | 248.48 | 722.037 | 0 | 1491.348 | 970.517 | 520.831 | 0
|  | 1269.79 | 1126.87 | 142.92 | 0 | 2500 | 0 | 6160.742 | 61.61% | 0 | 1269.79 | 359.755 | 74.278 | 525.843 | 0 | 309.914 | 248.48 | 878.39 | 7500 | 1269.79 | 1126.87 | 0 | 142.92
|  | 1082.041 | 1082.041 | 0 | 14.445 | 14.445 | 0 | 8660.742 | 86.61% | 0 | 1082.041 | 352.899 | 72.072 | 492.492 | 0 | 164.578 | 248.48 | 848.006 | 0 | 1082.041 | 1082.041 | 0 | 0
|  | 844.295 | 844.295 | 0 | 394.027 | 394.027 | 0 | 8675.187 | 86.75% | 0 | 844.295 | 358.611 | 58.42 | 380.16 | 0 | 47.104 | 248.48 | 989.842 | 0 | 844.295 | 844.295 | 0 | 0
|  | 867.934 | 867.934 | 0 | 619.556 | 619.556 | 0 | 9069.214 | 90.69% | 0 | 867.934 | 373.541 | 68.627 | 425.04 | 0 | 0.727 | 248.48 | 1239.01 | 0 | 867.934 | 867.934 | 0 | 0
|  | 1177.446 | 1149.06 | 28.386 | 0 | 311.23 | 0 | 9688.77 | 96.89% | 0 | 1177.446 | 359.815 | 88.214 | 729.417 | 0 | 0 | 248.48 | 900.58 | 7500 | 1177.446 | 1149.06 | 0 | 28.386
|  | 1055.067 | 937.15 | 117.917 | 0 | 0 | 0 | 10000 | 100% | 0 | 1055.067 | 304.09 | 75.766 | 675.211 | 0 | 0 | 248.48 | 688.67 | 7500 | 1055.067 | 937.15 | 0 | 117.917
|  | 1070.354 | 645.697 | 0 | 0 | 0 | 424.657 | 10000 | 100% | 0 | 1070.354 | 377.519 | 56.544 | 636.292 | 0 | 0 | 248.48 | 397.217 | 0 | 1070.354 | 645.697 | 424.657 | 0
|  | 884.815 | 676.58 | 0 | 0 | 0 | 208.235 | 9575.343 | 95.75% | 0 | 884.815 | 452.573 | 24.789 | 407.453 | 0 | 0 | 248.48 | 428.1 | 0 | 884.815 | 676.58 | 208.235 | 0
|  | 918.667 | 414.157 | 0 | 0 | 0 | 504.51 | 9367.108 | 93.67% | 0 | 918.667 | 565.066 | 20.781 | 319.658 | 0 | 13.163 | 248.48 | 165.677 | 0 | 918.667 | 414.157 | 504.51 | 0
|  | 961.825 | 248.618 | 0 | 0 | 0 | 713.207 | 8862.598 | 88.63% | 0 | 961.825 | 589.979 | 29.275 | 316.246 | 0 | 26.325 | 248.48 | 0.138 | 0 | 961.825 | 248.618 | 713.207 | 0
|  | 1064.823 | 248.48 | 0 | 0 | 0 | 816.343 | 8149.391 | 81.49% | 0 | 1064.823 | 639.683 | 99.599 | 299.216 | 0 | 26.325 | 248.48 | 0 | 0 | 1064.823 | 248.48 | 816.343 | 0
|  | 1031.132 | 248.48 | 782.652 | 0 | 2500 | 0 | 7333.048 | 73.33% | 0 | 1031.132 | 628.213 | 106.024 | 270.57 | 0 | 26.325 | 248.48 | 0 | 7500 | 1031.132 | 248.48 | 0 | 782.652
|  | 1063.146 | 248.48 | 0 | 0 | 0 | 814.666 | 9833.048 | 98.33% | 0 | 1063.146 | 620.352 | 86.182 | 330.287 | 0 | 26.325 | 248.48 | 0 | 0 | 1063.146 | 248.48 | 814.666 | 0
|  | 1073.372 | 248.48 | 824.892 | 0 | 981.618 | 0 | 9018.382 | 90.18% | 0 | 1073.372 | 429.056 | 77.004 | 540.987 | 0 | 26.325 | 248.48 | 0 | 7500 | 1073.372 | 248.48 | 0 | 824.892
|  | 923.691 | 248.48 | 675.211 | 0 | 0 | 0 | 10000 | 100% | 0 | 923.691 | 315.415 | 61.165 | 524.007 | 0 | 23.104 | 248.48 | 0 | 7500 | 923.691 | 248.48 | 0 | 675.211
|  | 714.831 | 248.48 | 466.351 | 0 | 0 | 0 | 10000 | 100% | 0 | 714.831 | 206.348 | 81.318 | 405.476 | 0 | 21.69 | 248.48 | 0 | 7500 | 714.831 | 248.48 | 0 | 466.351
|  | 607.325 | 248.48 | 358.845 | 0 | 0 | 0 | 10000 | 100% | 0 | 607.325 | 166.233 | 74.141 | 334.758 | 0 | 32.193 | 248.48 | 0 | 7500 | 607.325 | 248.48 | 0 | 358.845
|  | 615.275 | 248.48 | 366.795 | 0 | 0 | 0 | 10000 | 100% | 0 | 615.275 | 158.876 | 70.146 | 367.92 | 0 | 18.333 | 248.48 | 0 | 7500 | 615.275 | 248.48 | 0 | 366.795
|  | 582.229 | 248.48 | 0 | 0 | 0 | 333.749 | 10000 | 100% | 0 | 582.229 | 146.242 | 43.404 | 330.961 | 0 | 61.622 | 248.48 | 0 | 0 | 582.229 | 248.48 | 333.749 | 0
|  | 681.992 | 248.48 | 0 | 0 | 0 | 433.512 | 9666.251 | 96.66% | 0 | 681.992 | 155.028 | 25.009 | 499.66 | 0 | 2.296 | 248.48 | 0 | 0 | 681.992 | 248.48 | 433.512 | 0
|  | 867.946 | 248.48 | 0 | 0 | 0 | 619.466 | 9232.739 | 92.33% | 0 | 867.946 | 209.4 | 19.939 | 585.531 | 0 | 53.077 | 248.48 | 0 | 0 | 867.946 | 248.48 | 619.466 | 0
|  | 1129.858 | 256.132 | 0 | 0 | 0 | 873.726 | 8613.273 | 86.13% | 0 | 1129.858 | 304.403 | 57.662 | 416.858 | 0 | 350.935 | 248.48 | 7.652 | 0 | 1129.858 | 256.132 | 873.726 | 0
|  | 1795.004 | 250.157 | 0 | 0 | 0 | 1544.847 | 7739.547 | 77.4% | 0 | 1795.004 | 469.048 | 103.279 | 556.638 | 0 | 666.039 | 248.48 | 1.677 | 0 | 1795.004 | 250.157 | 1544.847 | 0
|  | 1216.982 | 273.385 | 0 | 0 | 0 | 943.597 | 6194.7 | 61.95% | 0 | 1216.982 | 388.436 | 82.253 | 485.497 | 0 | 260.796 | 248.48 | 24.905 | 0 | 1216.982 | 273.385 | 943.597 | 0
|  | 981.993 | 337.754 | 644.239 | 0 | 2500 | 0 | 5251.103 | 52.51% | 0 | 981.993 | 387.787 | 82.097 | 508.833 | 0 | 3.276 | 248.48 | 89.274 | 7500 | 981.993 | 337.754 | 0 | 644.239
|  | 933.275 | 416.184 | 517.091 | 0 | 2248.897 | 0 | 7751.103 | 77.51% | 0 | 933.275 | 336.617 | 66.245 | 507.46 | 0 | 22.953 | 248.48 | 167.704 | 7500 | 933.275 | 416.184 | 0 | 517.091
|  | 959.665 | 526.419 | 433.246 | 0 | 0 | 0 | 10000 | 100% | 0 | 959.665 | 358.83 | 54.42 | 476.357 | 0 | 70.058 | 248.48 | 277.939 | 7500 | 959.665 | 526.419 | 0 | 433.246
|  | 796.515 | 510.749 | 285.766 | 0 | 0 | 0 | 10000 | 100% | 0 | 796.515 | 365.164 | 87.642 | 341.165 | 0 | 2.544 | 248.48 | 262.269 | 7500 | 796.515 | 510.749 | 0 | 285.766
|  | 1051.152 | 523.567 | 527.585 | 0 | 0 | 0 | 10000 | 100% | 0 | 1051.152 | 344.597 | 84.374 | 622.181 | 0 | 0 | 248.48 | 275.087 | 7500 | 1051.152 | 523.567 | 0 | 527.585
|  | 951.145 | 520.494 | 430.651 | 0 | 0 | 0 | 10000 | 100% | 0 | 951.145 | 309.431 | 64.112 | 577.602 | 0 | 0 | 248.48 | 272.014 | 7500 | 951.145 | 520.494 | 0 | 430.651
|  | 911.667 | 481.916 | 0 | 0 | 0 | 429.751 | 10000 | 100% | 0 | 911.667 | 389.239 | 42.4 | 480.028 | 0 | 0 | 248.48 | 233.436 | 0 | 911.667 | 481.916 | 429.751 | 0
|  | 930.602 | 197.523 | 0 | 0 | 0 | 733.079 | 9570.249 | 95.7% | 0 | 930.602 | 519.107 | 23.105 | 388.391 | 0 | 0 | 0 | 197.523 | 0 | 930.602 | 197.523 | 733.079 | 0
|  | 927.396 | 91.983 | 0 | 0 | 0 | 835.413 | 8837.17 | 88.37% | 0 | 927.396 | 550.108 | 20.951 | 344.962 | 0 | 11.375 | 0 | 91.983 | 0 | 927.396 | 91.983 | 835.413 | 0
|  | 1035.987 | 1.145 | 0 | 0 | 0 | 1034.842 | 8001.757 | 80.02% | 0 | 1035.987 | 639.225 | 61.316 | 312.696 | 0 | 22.75 | 0 | 1.145 | 0 | 1035.987 | 1.145 | 1034.842 | 0
|  | 1007.026 | 0 | 0 | 0 | 0 | 1007.026 | 6966.915 | 69.67% | 0 | 1007.026 | 612.233 | 107.96 | 263.932 | 0 | 22.902 | 0 | 0 | 0 | 1007.026 | 0 | 1007.026 | 0
|  | 977.906 | 0 | 977.906 | 0 | 2500 | 0 | 5959.889 | 59.6% | 0 | 977.906 | 600.952 | 86.249 | 267.703 | 0 | 23.002 | 0 | 0 | 7500 | 977.906 | 0 | 0 | 977.906
|  | 885.25 | 0 | 0 | 0 | 0 | 885.25 | 8459.889 | 84.6% | 0 | 885.25 | 479.92 | 80.31 | 301.816 | 0 | 23.205 | 0 | 0 | 0 | 885.25 | 0 | 885.25 | 0
|  | 964.096 | 0 | 964.096 | 0 | 2425.361 | 0 | 7574.639 | 75.75% | 0 | 964.096 | 411.772 | 62.469 | 466.601 | 0 | 23.255 | 0 | 0 | 7500 | 964.096 | 0 | 0 | 964.096
|  | 858.979 | 0 | 858.979 | 0 | 0 | 0 | 10000 | 100% | 0 | 858.979 | 306.406 | 68.086 | 447.762 | 0 | 36.725 | 0 | 0 | 7500 | 858.979 | 0 | 0 | 858.979
|  | 772.094 | 0 | 772.094 | 0 | 0 | 0 | 10000 | 100% | 0 | 772.094 | 210.258 | 89.643 | 447.08 | 0 | 25.114 | 0 | 0 | 7500 | 772.094 | 0 | 0 | 772.094
|  | 675.767 | 0 | 675.767 | 0 | 0 | 0 | 10000 | 100% | 0 | 675.767 | 162.161 | 70.429 | 421.427 | 0 | 21.75 | 0 | 0 | 7500 | 675.767 | 0 | 0 | 675.767
|  | 620.122 | 0 | 620.122 | 0 | 0 | 0 | 10000 | 100% | 0 | 620.122 | 159.868 | 53.754 | 381.722 | 0 | 24.779 | 0 | 0 | 7500 | 620.122 | 0 | 0 | 620.122
|  | 595.641 | 0 | 0 | 0 | 0 | 595.641 | 10000 | 100% | 0 | 595.641 | 152.575 | 25.148 | 364.835 | 0 | 53.084 | 0 | 0 | 0 | 595.641 | 0 | 595.641 | 0
|  | 614.703 | 0 | 0 | 0 | 0 | 614.703 | 9404.359 | 94.04% | 0 | 614.703 | 158.229 | 20.976 | 403.463 | 0 | 32.035 | 0 | 0 | 0 | 614.703 | 0 | 614.703 | 0
|  | 779.307 | 0 | 0 | 0 | 0 | 779.307 | 8789.656 | 87.9% | 0 | 779.307 | 208.549 | 30.109 | 469.355 | 0 | 71.294 | 0 | 0 | 0 | 779.307 | 0 | 779.307 | 0
|  | 1135.987 | 0.981 | 0 | 0 | 0 | 1135.006 | 8010.349 | 80.1% | 0 | 1135.987 | 350.7 | 91.377 | 435.735 | 0 | 258.175 | 0 | 0.981 | 0 | 1135.987 | 0.981 | 1135.006 | 0
|  | 1826.581 | 467.333 | 0 | 0 | 0 | 1359.248 | 6875.343 | 68.75% | 0 | 1826.581 | 440.079 | 102.981 | 615.305 | 0 | 668.216 | 0 | 467.333 | 0 | 1826.581 | 467.333 | 1359.248 | 0
|  | 1376.913 | 773.345 | 0 | 0 | 0 | 603.568 | 5516.095 | 55.16% | 0 | 1376.913 | 384.602 | 79.011 | 445.337 | 0 | 467.964 | 0 | 773.345 | 0 | 1376.913 | 773.345 | 603.568 | 0
|  | 1447.624 | 1044.728 | 402.896 | 0 | 2500 | 0 | 4912.527 | 49.13% | 0 | 1447.624 | 391.581 | 75.26 | 580.32 | 0 | 400.463 | 0 | 1044.728 | 7500 | 1447.624 | 1044.728 | 0 | 402.896
|  | 1115.816 | 1115.816 | 0 | 203.968 | 203.968 | 0 | 7412.527 | 74.13% | 0 | 1115.816 | 347.272 | 57.104 | 438.894 | 0 | 272.547 | 0 | 1319.784 | 0 | 1115.816 | 1115.816 | 0 | 0
|  | 855.965 | 855.965 | 0 | 632.283 | 632.283 | 0 | 7616.495 | 76.16% | 0 | 855.965 | 345.177 | 77.182 | 357.923 | 0 | 75.684 | 0 | 1488.248 | 0 | 855.965 | 855.965 | 0 | 0
|  | 833.031 | 833.031 | 0 | 657.111 | 657.111 | 0 | 8248.778 | 82.49% | 0 | 833.031 | 362.147 | 88.307 | 344.437 | 0 | 38.14 | 0 | 1490.142 | 0 | 833.031 | 833.031 | 0 | 0
|  | 1016.857 | 1016.857 | 0 | 323.698 | 323.698 | 0 | 8905.889 | 89.06% | 0 | 1016.857 | 341.603 | 71.968 | 555.617 | 0 | 47.669 | 0 | 1340.555 | 0 | 1016.857 | 1016.857 | 0 | 0
|  | 982.724 | 982.724 | 0 | 62.563 | 62.563 | 0 | 9229.587 | 92.3% | 0 | 982.724 | 328.645 | 58.971 | 595.108 | 0 | 0 | 0 | 1045.287 | 0 | 982.724 | 982.724 | 0 | 0
|  | 1021.924 | 562.174 | 0 | 0 | 0 | 459.75 | 9292.15 | 92.92% | 0 | 1021.924 | 376.041 | 26.595 | 619.288 | 0 | 0 | 0 | 562.174 | 0 | 1021.924 | 562.174 | 459.75 | 0
|  | 865.764 | 357.323 | 0 | 0 | 0 | 508.441 | 8832.4 | 88.32% | 0 | 865.764 | 511.008 | 19.956 | 334.8 | 0 | 0 | 248.48 | 108.843 | 0 | 865.764 | 357.323 | 508.441 | 0
|  | 857.358 | 250.52 | 0 | 0 | 0 | 606.838 | 8323.959 | 83.24% | 0 | 857.358 | 504.536 | 24.771 | 313.913 | 0 | 14.137 | 248.48 | 2.04 | 0 | 857.358 | 250.52 | 606.838 | 0
|  | 984.914 | 248.48 | 0 | 0 | 0 | 736.434 | 7717.121 | 77.17% | 0 | 984.914 | 555.713 | 98.698 | 302.228 | 0 | 28.275 | 248.48 | 0 | 0 | 984.914 | 248.48 | 736.434 | 0
|  | 979.289 | 248.48 | 0 | 0 | 0 | 730.809 | 6980.687 | 69.81% | 0 | 979.289 | 579.849 | 95.622 | 275.493 | 0 | 28.325 | 248.48 | 0 | 0 | 979.289 | 248.48 | 730.809 | 0
|  | 922.884 | 248.48 | 674.404 | 0 | 2500 | 0 | 6249.878 | 62.5% | 0 | 922.884 | 595.806 | 79.647 | 219.007 | 0 | 28.425 | 248.48 | 0 | 7500 | 922.884 | 248.48 | 0 | 674.404
|  | 919.816 | 248.48 | 0 | 0 | 0 | 671.336 | 8749.878 | 87.5% | 0 | 919.816 | 519.128 | 67.947 | 304.015 | 0 | 28.726 | 248.48 | 0 | 0 | 919.816 | 248.48 | 671.336 | 0
|  | 1083.117 | 248.48 | 834.637 | 0 | 1921.458 | 0 | 8078.542 | 80.79% | 0 | 1083.117 | 437.205 | 60.072 | 557.064 | 0 | 28.777 | 248.48 | 0 | 7500 | 1083.117 | 248.48 | 0 | 834.637
|  | 758.25 | 248.48 | 509.77 | 0 | 0 | 0 | 10000 | 100% | 0 | 758.25 | 275.745 | 87.787 | 368.694 | 0 | 26.024 | 248.48 | 0 | 7500 | 758.25 | 248.48 | 0 | 509.77
|  | 773.373 | 248.48 | 524.893 | 0 | 0 | 0 | 10000 | 100% | 0 | 773.373 | 222.211 | 84.353 | 423.994 | 0 | 42.816 | 248.48 | 0 | 7500 | 773.373 | 248.48 | 0 | 524.893
|  | 758.421 | 248.48 | 509.941 | 0 | 0 | 0 | 10000 | 100% | 0 | 758.421 | 186.664 | 62.394 | 408.97 | 0 | 100.393 | 248.48 | 0 | 7500 | 758.421 | 248.48 | 0 | 509.941
|  | 665.024 | 248.48 | 416.544 | 0 | 0 | 0 | 10000 | 100% | 0 | 665.024 | 150.53 | 39.204 | 392.663 | 0 | 82.627 | 248.48 | 0 | 7500 | 665.024 | 248.48 | 0 | 416.544
|  | 664.479 | 248.48 | 0 | 0 | 0 | 415.999 | 10000 | 100% | 0 | 664.479 | 142.8 | 21.526 | 381.404 | 0 | 118.749 | 248.48 | 0 | 0 | 664.479 | 248.48 | 415.999 | 0
|  | 765.649 | 248.48 | 0 | 0 | 0 | 517.169 | 9584.001 | 95.84% | 0 | 765.649 | 173.223 | 18.418 | 481.702 | 0 | 92.307 | 248.48 | 0 | 0 | 765.649 | 248.48 | 517.169 | 0
|  | 904.008 | 248.48 | 0 | 0 | 0 | 655.528 | 9066.832 | 90.67% | 0 | 904.008 | 199.275 | 61.107 | 508.27 | 0 | 135.356 | 248.48 | 0 | 0 | 904.008 | 248.48 | 655.528 | 0
|  | 1012.568 | 248.48 | 0 | 0 | 0 | 764.088 | 8411.304 | 84.11% | 0 | 1012.568 | 301.345 | 116.908 | 412.209 | 0 | 182.106 | 248.48 | 0 | 0 | 1012.568 | 248.48 | 764.088 | 0
|  | 1384.675 | 248.482 | 0 | 0 | 0 | 1136.193 | 7647.216 | 76.47% | 0 | 1384.675 | 418.028 | 83.329 | 504.64 | 0 | 378.679 | 248.48 | 0.002 | 0 | 1384.675 | 248.482 | 1136.193 | 0
|  | 959.585 | 258.586 | 0 | 0 | 0 | 700.999 | 6511.023 | 65.11% | 0 | 959.585 | 353.158 | 71.592 | 390.808 | 0 | 144.028 | 248.48 | 10.106 | 0 | 959.585 | 258.586 | 700.999 | 0
|  | 1001.199 | 288.194 | 713.005 | 0 | 2500 | 0 | 5810.024 | 58.1% | 0 | 1001.199 | 334.655 | 64.302 | 385.025 | 0 | 217.218 | 248.48 | 39.714 | 7500 | 1001.199 | 288.194 | 0 | 713.005
|  | 926.63 | 323.734 | 602.896 | 0 | 1689.976 | 0 | 8310.024 | 83.1% | 0 | 926.63 | 348.501 | 61.459 | 469.345 | 0 | 47.326 | 248.48 | 75.254 | 7500 | 926.63 | 323.734 | 0 | 602.896
|  | 885.982 | 359.05 | 526.932 | 0 | 0 | 0 | 10000 | 100% | 0 | 885.982 | 373.686 | 87.613 | 421.448 | 0 | 3.235 | 248.48 | 110.57 | 7500 | 885.982 | 359.05 | 0 | 526.932
|  | 957.522 | 357.761 | 599.761 | 0 | 0 | 0 | 10000 | 100% | 0 | 957.522 | 338.095 | 85.388 | 494.296 | 0 | 39.744 | 248.48 | 109.281 | 7500 | 957.522 | 357.761 | 0 | 599.761
|  | 1000.123 | 369.513 | 630.61 | 0 | 0 | 0 | 10000 | 100% | 0 | 1000.123 | 324.103 | 64.473 | 585.54 | 0 | 26.007 | 248.48 | 121.033 | 7500 | 1000.123 | 369.513 | 0 | 630.61
|  | 998.264 | 598.403 | 399.861 | 0 | 0 | 0 | 10000 | 100% | 0 | 998.264 | 295.328 | 42.072 | 660.865 | 0 | 0 | 248.48 | 349.923 | 7500 | 998.264 | 598.403 | 0 | 399.861
|  | 820.153 | 638.856 | 0 | 0 | 0 | 181.297 | 10000 | 100% | 0 | 820.153 | 361.977 | 25.23 | 432.946 | 0 | 0 | 248.48 | 390.376 | 0 | 820.153 | 638.856 | 181.297 | 0
|  | 967.916 | 341.319 | 0 | 0 | 0 | 626.597 | 9818.703 | 98.19% | 0 | 967.916 | 567.632 | 20.246 | 380.039 | 0 | 0 | 248.48 | 92.839 | 0 | 967.916 | 341.319 | 626.597 | 0
|  | 856.14 | 276.199 | 0 | 0 | 0 | 579.941 | 9192.106 | 91.92% | -1.1369e-13 | 856.14 | 476.278 | 63.369 | 303.656 | 0 | 12.837 | 248.48 | 27.719 | 0 | 856.14 | 276.199 | 579.941 | 0
|  | 1089.292 | 248.481 | 0 | 0 | 0 | 840.811 | 8612.165 | 86.12% | 0 | 1089.292 | 647.851 | 111.822 | 303.945 | 0 | 25.675 | 248.48 | 0.001 | 0 | 1089.292 | 248.481 | 840.811 | 0
|  | 979.997 | 248.48 | 0 | 0 | 0 | 731.517 | 7771.354 | 77.71% | 0 | 979.997 | 608.545 | 89.514 | 256.263 | 0 | 25.675 | 248.48 | 0 | 0 | 979.997 | 248.48 | 731.517 | 0
|  | 975.171 | 248.48 | 726.691 | 0 | 2500 | 0 | 7039.837 | 70.4% | 0 | 975.171 | 593.484 | 74.587 | 281.375 | 0 | 25.725 | 248.48 | 0 | 7500 | 975.171 | 248.48 | 0 | 726.691
|  | 1079.007 | 248.48 | 0 | 0 | 0 | 830.527 | 9539.837 | 95.4% | 0 | 1079.007 | 572.753 | 65.336 | 414.846 | 0 | 26.073 | 248.48 | 0 | 0 | 1079.007 | 248.48 | 830.527 | 0
|  | 967.375 | 248.48 | 718.895 | 0 | 1290.69 | 0 | 8709.31 | 87.09% | 0 | 967.375 | 422.482 | 59.894 | 458.826 | 0 | 26.173 | 248.48 | 0 | 7500 | 967.375 | 248.48 | 0 | 718.895
|  | 882.233 | 248.48 | 633.753 | 0 | 0 | 0 | 10000 | 100% | 0 | 882.233 | 326.701 | 92.244 | 434.769 | 0 | 28.519 | 248.48 | 0 | 7500 | 882.233 | 248.48 | 0 | 633.753
|  | 741.225 | 248.48 | 492.745 | 0 | 0 | 0 | 10000 | 100% | 0 | 741.225 | 217.301 | 67.829 | 389.35 | 0 | 66.745 | 248.48 | 0 | 7500 | 741.225 | 248.48 | 0 | 492.745
|  | 693.661 | 248.48 | 445.181 | 0 | 0 | 0 | 10000 | 100% | 0 | 693.661 | 180.02 | 53.036 | 358.107 | 0 | 102.498 | 248.48 | 0 | 7500 | 693.661 | 248.48 | 0 | 445.181
|  | 735.02 | 248.48 | 486.54 | 0 | 0 | 0 | 10000 | 100% | 0 | 735.02 | 155.197 | 26.123 | 411.416 | 0 | 142.285 | 248.48 | 0 | 7500 | 735.02 | 248.48 | 0 | 486.54
|  | 768.068 | 248.48 | 0 | 0 | 0 | 519.588 | 10000 | 100% | 0 | 768.068 | 155.985 | 19.262 | 408.248 | 0 | 184.574 | 248.48 | 0 | 0 | 768.068 | 248.48 | 519.588 | 0
|  | 877.785 | 248.48 | 0 | 0 | 0 | 629.305 | 9480.412 | 94.8% | 0 | 877.785 | 169.176 | 29.869 | 540.781 | 0 | 137.959 | 248.48 | 0 | 0 | 877.785 | 248.48 | 629.305 | 0
|  | 863.933 | 248.48 | 0 | 0 | 0 | 615.453 | 8851.107 | 88.51% | 0 | 863.933 | 158.549 | 96.068 | 474.647 | 0 | 134.67 | 248.48 | 0 | 0 | 863.933 | 248.48 | 615.453 | 0
|  | 998.17 | 248.48 | 0 | 0 | 0 | 749.69 | 8235.654 | 82.36% | 0 | 998.17 | 223.121 | 91.27 | 525.631 | 0 | 158.149 | 248.48 | 0 | 0 | 998.17 | 248.48 | 749.69 | 0
|  | 1232.123 | 250.859 | 0 | 0 | 0 | 981.264 | 7485.964 | 74.86% | 0 | 1232.123 | 332.33 | 86.522 | 439.015 | 0 | 374.256 | 248.48 | 2.379 | 0 | 1232.123 | 250.859 | 981.264 | 0
|  | 1233.72 | 259.52 | 0 | 0 | 0 | 974.2 | 6504.7 | 65.05% | 0 | 1233.72 | 402.293 | 68.603 | 317.359 | 0 | 445.465 | 248.48 | 11.04 | 0 | 1233.72 | 259.52 | 974.2 | 0
|  | 1021.527 | 287.943 | 733.584 | 0 | 2500 | 0 | 5530.5 | 55.31% | 0 | 1021.527 | 467.891 | 55.979 | 310.694 | 0 | 186.964 | 248.48 | 39.463 | 7500 | 1021.527 | 287.943 | 0 | 733.584
|  | 1102.537 | 302.936 | 799.601 | 0 | 1969.5 | 0 | 8030.5 | 80.31% | 0 | 1102.537 | 536.343 | 70.996 | 454.353 | 0 | 40.846 | 248.48 | 54.456 | 7500 | 1102.537 | 302.936 | 0 | 799.601
|  | 973.024 | 377.215 | 595.809 | 0 | 0 | 0 | 10000 | 100% | 0 | 973.024 | 552.994 | 94.383 | 325.648 | 0 | 0 | 248.48 | 128.735 | 7500 | 973.024 | 377.215 | 0 | 595.809
|  | 974.036 | 428.039 | 545.997 | 0 | 0 | 0 | 10000 | 100% | 0 | 974.036 | 610.825 | 66.091 | 297.12 | 0 | 0 | 248.48 | 179.559 | 7500 | 974.036 | 428.039 | 0 | 545.997
|  | 983.432 | 429.432 | 554 | 0 | 0 | 0 | 10000 | 100% | 0 | 983.432 | 446.598 | 56.896 | 479.939 | 0 | 0 | 248.48 | 180.952 | 7500 | 983.432 | 429.432 | 0 | 554
|  | 1003.128 | 439.678 | 563.45 | 0 | 0 | 0 | 10000 | 100% | 0 | 1003.128 | 427.861 | 27.175 | 548.092 | 0 | 0 | 248.48 | 191.198 | 7500 | 1003.128 | 439.678 | 0 | 563.45
|  | 1004.14 | 452.219 | 0 | 0 | 0 | 551.921 | 10000 | 100% | -1.1369e-13 | 1004.14 | 432.055 | 20.46 | 551.625 | 0 | 0 | 248.48 | 203.739 | 0 | 1004.14 | 452.219 | 551.921 | 0
|  | 875.514 | 435.525 | 0 | 0 | 0 | 439.989 | 9448.079 | 94.48% | 0 | 875.514 | 485.987 | 28.408 | 361.118 | 0 | 0 | 248.48 | 187.045 | 0 | 875.514 | 435.525 | 439.989 | 0
|  | 1030.098 | 342.158 | 0 | 0 | 0 | 687.94 | 9008.09 | 90.08% | 0 | 1030.098 | 580.418 | 98.756 | 337.436 | 0 | 13.488 | 248.48 | 93.678 | 0 | 1030.098 | 342.158 | 687.94 | 0
|  | 992.113 | 320.686 | 0 | 0 | 0 | 671.427 | 8320.15 | 83.2% | 0 | 992.113 | 612.839 | 99.416 | 252.883 | 0 | 26.975 | 248.48 | 72.206 | 0 | 992.113 | 320.686 | 671.427 | 0
|  | 957.318 | 248.48 | 0 | 0 | 0 | 708.838 | 7648.723 | 76.49% | 0 | 957.318 | 628.214 | 85.159 | 216.97 | 0 | 26.975 | 248.48 | 0 | 0 | 957.318 | 248.48 | 708.838 | 0
|  | 898.675 | 248.48 | 650.195 | 0 | 2500 | 0 | 6939.885 | 69.4% | 0 | 898.675 | 587.507 | 70.074 | 214.119 | 0 | 26.975 | 248.48 | 0 | 7500 | 898.675 | 248.48 | 0 | 650.195
|  | 938.736 | 248.48 | 0 | 0 | 0 | 690.256 | 9439.885 | 94.4% | 0 | 938.736 | 545.87 | 60.045 | 305.846 | 0 | 26.975 | 248.48 | 0 | 0 | 938.736 | 248.48 | 690.256 | 0
|  | 1245.955 | 248.48 | 997.475 | 0 | 1250.371 | 0 | 8749.629 | 87.5% | 0 | 1245.955 | 484.667 | 65.273 | 669.04 | 0 | 26.975 | 248.48 | 0 | 7500 | 1245.955 | 248.48 | 0 | 997.475
|  | 993.134 | 248.48 | 744.654 | 0 | 0 | 0 | 10000 | 100% | 0 | 993.134 | 329.865 | 89.162 | 551.664 | 0 | 22.444 | 248.48 | 0 | 7500 | 993.134 | 248.48 | 0 | 744.654
|  | 678.049 | 248.48 | 429.569 | 0 | 0 | 0 | 10000 | 100% | 0 | 678.049 | 232.794 | 73.022 | 344.853 | 0 | 27.381 | 248.48 | 0 | 7500 | 678.049 | 248.48 | 0 | 429.569
|  | 609.974 | 248.48 | 361.494 | 0 | 0 | 0 | 10000 | 100% | 0 | 609.974 | 179.605 | 39.623 | 368.143 | 0 | 22.603 | 248.48 | 0 | 7500 | 609.974 | 248.48 | 0 | 361.494
|  | 667.843 | 248.48 | 419.363 | 0 | 0 | 0 | 10000 | 100% | 0 | 667.843 | 167.378 | 21.904 | 461.561 | 0 | 17 | 248.48 | 0 | 7500 | 667.843 | 248.48 | 0 | 419.363
|  | 615.759 | 248.48 | 0 | 0 | 0 | 367.279 | 10000 | 100% | 0 | 615.759 | 166.584 | 20.911 | 412.764 | 0 | 15.5 | 248.48 | 0 | 0 | 615.759 | 248.48 | 367.279 | 0
|  | 750.71 | 248.48 | 0 | 0 | 0 | 502.23 | 9632.721 | 96.33% | 0 | 750.71 | 148.093 | 60.351 | 495.541 | 0 | 46.725 | 248.48 | 0 | 0 | 750.71 | 248.48 | 502.23 | 0
|  | 901.698 | 248.48 | 0 | 0 | 0 | 653.218 | 9130.491 | 91.3% | 0 | 901.698 | 171.581 | 113.502 | 534.947 | 0 | 81.668 | 248.48 | 0 | 0 | 901.698 | 248.48 | 653.218 | 0
|  | 914.805 | 248.48 | 0 | 0 | 0 | 666.325 | 8477.273 | 84.77% | 0 | 914.805 | 241.553 | 81.328 | 455.203 | 0 | 136.721 | 248.48 | 0 | 0 | 914.805 | 248.48 | 666.325 | 0
|  | 1042.062 | 267.885 | 0 | 0 | 0 | 774.177 | 7810.948 | 78.11% | 0 | 1042.062 | 343.722 | 84.213 | 414.025 | 0 | 200.102 | 248.48 | 19.405 | 0 | 1042.062 | 267.885 | 774.177 | 0
|  | 999.651 | 313.38 | 0 | 0 | 0 | 686.271 | 7036.771 | 70.37% | 0 | 999.651 | 372.297 | 68.265 | 248.594 | 0 | 310.495 | 248.48 | 64.9 | 0 | 999.651 | 313.38 | 686.271 | 0
|  | 1057.292 | 394.369 | 662.923 | 0 | 2500 | 0 | 6350.5 | 63.51% | 0 | 1057.292 | 523.93 | 60.936 | 303.666 | 0 | 168.76 | 248.48 | 145.889 | 7500 | 1057.292 | 394.369 | 0 | 662.923
|  | 1060.01 | 566.011 | 493.999 | 0 | 1149.5 | 0 | 8850.5 | 88.5% | 0 | 1060.01 | 575.439 | 82.271 | 315.803 | 0 | 86.497 | 248.48 | 317.531 | 7500 | 1060.01 | 566.011 | 0 | 493.999
|  | 1067.222 | 574.755 | 492.467 | 0 | 0 | 0 | 10000 | 100% | 0 | 1067.222 | 624.032 | 88.681 | 287.148 | 0 | 67.361 | 248.48 | 326.275 | 7500 | 1067.222 | 574.755 | 0 | 492.467
|  | 909.367 | 489.11 | 420.257 | 0 | 0 | 0 | 10000 | 100% | 0 | 909.367 | 579.824 | 64.128 | 256.783 | 0 | 8.632 | 248.48 | 240.63 | 7500 | 909.367 | 489.11 | 0 | 420.257
|  | 1086.536 | 646.035 | 440.501 | 0 | 0 | 0 | 10000 | 100% | 0 | 1086.536 | 478.878 | 38.478 | 569.181 | 0 | 0 | 248.48 | 397.555 | 7500 | 1086.536 | 646.035 | 0 | 440.501
|  | 1083.967 | 639.923 | 444.044 | 0 | 0 | 0 | 10000 | 100% | 0 | 1083.967 | 437.882 | 24.523 | 621.562 | 0 | 0 | 248.48 | 391.443 | 7500 | 1083.967 | 639.923 | 0 | 444.044
|  | 1021.415 | 561.316 | 0 | 0 | 0 | 460.099 | 10000 | 100% | 0 | 1021.415 | 435.73 | 19.384 | 566.3 | 0 | 0 | 248.48 | 312.836 | 0 | 1021.415 | 561.316 | 460.099 | 0
|  | 884.026 | 481.63 | 0 | 0 | 0 | 402.396 | 9539.901 | 95.4% | 0 | 884.026 | 497.119 | 63.032 | 323.875 | 0 | 0 | 248.48 | 233.15 | 0 | 884.026 | 481.63 | 402.396 | 0
|  | 996.564 | 326.534 | 0 | 0 | 0 | 670.03 | 9137.505 | 91.38% | 0 | 996.564 | 585.782 | 106.341 | 293.392 | 0 | 11.05 | 248.48 | 78.054 | 0 | 996.564 | 326.534 | 670.03 | 0
|  | 892.825 | 248.614 | 0 | 0 | 0 | 644.211 | 8467.475 | 84.67% | 0 | 892.825 | 555.582 | 92.871 | 222.272 | 0 | 22.1 | 248.48 | 0.134 | 0 | 892.825 | 248.614 | 644.211 | 0
|  | 1025.573 | 248.48 | 0 | 0 | 0 | 777.093 | 7823.264 | 78.23% | 0 | 1025.573 | 655.472 | 77.595 | 270.259 | 0 | 22.247 | 248.48 | 0 | 0 | 1025.573 | 248.48 | 777.093 | 0
|  | 992.613 | 248.48 | 744.133 | 0 | 2500 | 0 | 7046.171 | 70.46% | 0 | 992.613 | 650.697 | 63.003 | 256.617 | 0 | 22.297 | 248.48 | 0 | 7500 | 992.613 | 248.48 | 0 | 744.133
|  | 967.103 | 248.48 | 0 | 0 | 0 | 718.623 | 9546.171 | 95.46% | 0 | 967.103 | 567.715 | 62.374 | 314.867 | 0 | 22.147 | 248.48 | 0 | 0 | 967.103 | 248.48 | 718.623 | 0
|  | 1230.285 | 248.48 | 981.805 | 0 | 1172.452 | 0 | 8827.548 | 88.28% | 0 | 1230.285 | 467.538 | 78.552 | 662.096 | 0 | 22.1 | 248.48 | 0 | 7500 | 1230.285 | 248.48 | 0 | 981.805
|  | 951.961 | 248.48 | 703.481 | 0 | 0 | 0 | 10000 | 100% | 0 | 951.961 | 293.604 | 69.227 | 557.263 | 0 | 31.867 | 248.48 | 0 | 7500 | 951.961 | 248.48 | 0 | 703.481
|  | 831.216 | 248.48 | 582.736 | 0 | 0 | 0 | 10000 | 100% | 0 | 831.216 | 227.186 | 53.896 | 485.685 | 0 | 64.449 | 248.48 | 0 | 7500 | 831.216 | 248.48 | 0 | 582.736
|  | 746.285 | 248.48 | 497.805 | 0 | 0 | 0 | 10000 | 100% | 0 | 746.285 | 162.577 | 26.367 | 491.823 | 0 | 65.519 | 248.48 | 0 | 7500 | 746.285 | 248.48 | 0 | 497.805
|  | 628.669 | 248.48 | 380.189 | 0 | 0 | 0 | 10000 | 100% | 0 | 628.669 | 151.05 | 21.933 | 428.566 | 0 | 27.12 | 248.48 | 0 | 7500 | 628.669 | 248.48 | 0 | 380.189
|  | 728.549 | 248.48 | 0 | 0 | 0 | 480.069 | 10000 | 100% | 0 | 728.549 | 150.791 | 27.297 | 417.591 | 0 | 132.87 | 248.48 | 0 | 0 | 728.549 | 248.48 | 480.069 | 0
|  | 877.22 | 248.48 | 0 | 0 | 0 | 628.74 | 9519.931 | 95.2% | 0 | 877.22 | 159.211 | 94.482 | 505.66 | 0 | 117.867 | 248.48 | 0 | 0 | 877.22 | 248.48 | 628.74 | 0
|  | 903.926 | 248.48 | 0 | 0 | 0 | 655.446 | 8891.191 | 88.91% | 0 | 903.926 | 190.11 | 103.426 | 530.053 | 0 | 80.338 | 248.48 | 0 | 0 | 903.926 | 248.48 | 655.446 | 0
|  | 945.654 | 248.481 | 0 | 0 | 0 | 697.173 | 8235.745 | 82.36% | 0 | 945.654 | 327.159 | 85.859 | 420.355 | 0 | 112.281 | 248.48 | 0.001 | 0 | 945.654 | 248.481 | 697.173 | 0
|  | 1369.617 | 370.452 | 0 | 0 | 0 | 999.165 | 7538.572 | 75.39% | 0 | 1369.617 | 437.16 | 66.705 | 497.473 | 0 | 368.279 | 248.48 | 121.972 | 0 | 1369.617 | 370.452 | 999.165 | 0
|  | 1106.623 | 723.155 | 0 | 0 | 0 | 383.468 | 6539.407 | 65.39% | 0 | 1106.623 | 393.29 | 57.532 | 422.787 | 0 | 233.015 | 248.48 | 474.675 | 0 | 1106.623 | 723.155 | 383.468 | 0
|  | 1086.581 | 1024.227 | 62.354 | 0 | 2500 | 0 | 6155.939 | 61.56% | 0 | 1086.581 | 331.946 | 65.966 | 458.566 | 0 | 230.103 | 248.48 | 775.747 | 7500 | 1086.581 | 1024.227 | 0 | 62.354
|  | 1037.029 | 730.311 | 306.718 | 0 | 1344.061 | 0 | 8655.939 | 86.56% | 0 | 1037.029 | 353.233 | 86.195 | 451.868 | 0 | 145.733 | 248.48 | 481.831 | 7500 | 1037.029 | 730.311 | 0 | 306.718
|  | 896.104 | 896.104 | 0 | 103.868 | 0 | 0 | 10000 | 100% | 0 | 896.104 | 342.428 | 73.105 | 364.725 | 0 | 115.846 | 248.48 | 751.492 | 0 | 896.104 | 896.104 | 0 | 0
|  | 844.308 | 844.308 | 0 | 414.022 | 0 | 0 | 10000 | 100% | 0 | 844.308 | 315.319 | 58.601 | 367.252 | 0 | 103.136 | 248.48 | 1009.85 | 0 | 844.308 | 844.308 | 0 | 0
|  | 903.734 | 903.734 | 0 | 591.134 | 0 | 0 | 10000 | 100% | 0 | 903.734 | 311.752 | 25.304 | 505.057 | 0 | 61.621 | 248.48 | 1246.388 | 0 | 903.734 | 903.734 | 0 | 0
|  | 996.432 | 996.432 | 0 | 354.785 | 0 | 0 | 10000 | 100% | 0 | 996.432 | 349.21 | 21.17 | 626.053 | 0 | 0 | 248.48 | 1102.737 | 0 | 996.432 | 996.432 | 0 | 0
|  | 1073.901 | 655.373 | 0 | 0 | 0 | 418.528 | 10000 | 100% | 0 | 1073.901 | 385.848 | 30.56 | 657.493 | 0 | 0 | 248.48 | 406.893 | 0 | 1073.901 | 655.373 | 418.528 | 0
|  | 844.483 | 582.308 | 0 | 0 | 0 | 262.175 | 9581.472 | 95.81% | 0 | 844.483 | 464.626 | 96.665 | 283.192 | 0 | 0 | 248.48 | 333.828 | 0 | 844.483 | 582.308 | 262.175 | 0
|  | 928.384 | 606.157 | 0 | 0 | 0 | 322.227 | 9319.297 | 93.19% | 0 | 928.384 | 558.459 | 103.665 | 250.498 | 0 | 15.762 | 248.48 | 357.677 | 0 | 928.384 | 606.157 | 322.227 | 0
|  | 1075.752 | 267.27 | 0 | 0 | 0 | 808.482 | 8997.07 | 89.97% | 0 | 1075.752 | 680.042 | 76.712 | 287.473 | 0 | 31.525 | 248.48 | 18.79 | 0 | 1075.752 | 267.27 | 808.482 | 0
|  | 1030.483 | 248.48 | 0 | 0 | 0 | 782.003 | 8188.588 | 81.89% | 0 | 1030.483 | 636.244 | 77.232 | 285.433 | 0 | 31.574 | 248.48 | 0 | 0 | 1030.483 | 248.48 | 782.003 | 0
|  | 1014.24 | 248.48 | 765.76 | 0 | 2500 | 0 | 7406.585 | 74.07% | 0 | 1014.24 | 655.544 | 59.747 | 267.375 | 0 | 31.574 | 248.48 | 0 | 7500 | 1014.24 | 248.48 | 0 | 765.76
|  | 1113.154 | 248.48 | 0 | 0 | 0 | 864.674 | 9906.585 | 99.07% | 0 | 1113.154 | 624.016 | 75.808 | 381.805 | 0 | 31.525 | 248.48 | 0 | 0 | 1113.154 | 248.48 | 864.674 | 0
|  | 1172.708 | 248.48 | 924.228 | 0 | 958.089 | 0 | 9041.911 | 90.42% | 0 | 1172.708 | 451.16 | 94.947 | 595.077 | 0 | 31.525 | 248.48 | 0 | 7500 | 1172.708 | 248.48 | 0 | 924.228
|  | 1054.356 | 248.48 | 805.876 | 0 | 0 | 0 | 10000 | 100% | 0 | 1054.356 | 308.642 | 65.211 | 618.81 | 0 | 61.693 | 248.48 | 0 | 7500 | 1054.356 | 248.48 | 0 | 805.876
|  | 794.952 | 248.48 | 546.472 | 0 | 0 | 0 | 10000 | 100% | 0 | 794.952 | 200.192 | 40.796 | 450.412 | 0 | 103.552 | 248.48 | 0 | 7500 | 794.952 | 248.48 | 0 | 546.472
|  | 679.189 | 248.48 | 430.709 | 0 | 0 | 0 | 10000 | 100% | 0 | 679.189 | 151.461 | 23.659 | 380.366 | 0 | 123.703 | 248.48 | 0 | 7500 | 679.189 | 248.48 | 0 | 430.709
|  | 761.104 | 248.48 | 512.624 | 0 | 0 | 0 | 10000 | 100% | 0 | 761.104 | 162.651 | 20.519 | 490.46 | 0 | 87.475 | 248.48 | 0 | 7500 | 761.104 | 248.48 | 0 | 512.624
|  | 770.683 | 248.48 | 0 | 0 | 0 | 522.203 | 10000 | 100% | 0 | 770.683 | 162.538 | 63.382 | 421.238 | 0 | 123.525 | 248.48 | 0 | 0 | 770.683 | 248.48 | 522.203 | 0
|  | 815.517 | 248.48 | 0 | 0 | 0 | 567.037 | 9477.797 | 94.78% | 0 | 815.517 | 137.419 | 100.384 | 502.713 | 0 | 75.002 | 248.48 | 0 | 0 | 815.517 | 248.48 | 567.037 | 0
|  | 991.718 | 248.48 | 0 | 0 | 0 | 743.238 | 8910.76 | 89.11% | 0 | 991.718 | 183.127 | 85.074 | 538.274 | 53.393 | 131.851 | 248.48 | 0 | 0 | 991.718 | 248.48 | 743.238 | 0
|  | 1409.269 | 248.48 | 0 | 0 | 0 | 1160.789 | 8167.522 | 81.68% | 0 | 1409.269 | 373.327 | 74.616 | 572.656 | 162.853 | 225.817 | 248.48 | 0 | 0 | 1409.269 | 248.48 | 1160.789 | 0
|  | 1564.354 | 751.58 | 0 | 0 | 0 | 812.774 | 7006.733 | 70.07% | 0 | 1564.354 | 459.418 | 62.309 | 574.827 | 166.567 | 301.233 | 248.48 | 503.1 | 0 | 1564.354 | 751.58 | 812.774 | 0
|  | 1328.84 | 512.634 | 0 | 0 | 0 | 816.206 | 6193.959 | 61.94% | 0 | 1328.84 | 404.581 | 53.303 | 485.633 | 64.347 | 320.976 | 248.48 | 264.154 | 0 | 1328.84 | 512.634 | 816.206 | 0
|  | 1064.764 | 590.744 | 474.02 | 0 | 2500 | 0 | 5377.753 | 53.78% | 0 | 1064.764 | 324.752 | 79.928 | 510.595 | 27.925 | 121.563 | 248.48 | 342.264 | 7500 | 1064.764 | 590.744 | 0 | 474.02
|  | 1192.513 | 959.883 | 232.63 | 0 | 2122.247 | 0 | 7877.753 | 78.78% | 0 | 1192.513 | 359.227 | 84.252 | 540.256 | 127.625 | 81.153 | 248.48 | 711.403 | 7500 | 1192.513 | 959.883 | 0 | 232.63
|  | 1187.18 | 1187.18 | 0 | 523.422 | 0 | 0 | 10000 | 100% | 0 | 1187.18 | 401.304 | 67.394 | 498.732 | 141.128 | 78.622 | 248.48 | 1462.122 | 0 | 1187.18 | 1187.18 | 0 | 0
|  | 793.15 | 793.15 | 0 | 1033.072 | 0 | 0 | 10000 | 100% | 0 | 793.15 | 345.782 | 38.571 | 327.106 | 44.02 | 37.671 | 248.48 | 1577.742 | 0 | 793.15 | 793.15 | 0 | 0
|  | 1008.067 | 1008.067 | 0 | 681.469 | 0 | 0 | 10000 | 100% | 0 | 1008.067 | 297.313 | 22.762 | 659.244 | 28.748 | 0 | 248.48 | 1441.056 | 0 | 1008.067 | 1008.067 | 0 | 0
|  | 1252.366 | 1252.366 | 0 | 130.762 | 0 | 0 | 10000 | 100% | 0 | 1252.366 | 358.113 | 19.992 | 765.638 | 108.623 | 0 | 248.48 | 1134.648 | 0 | 1252.366 | 1252.366 | 0 | 0
|  | 1204.155 | 942.384 | 0 | 0 | 0 | 261.771 | 10000 | 100% | 0 | 1204.155 | 389.993 | 62.503 | 640.551 | 111.109 | 0 | 248.48 | 693.904 | 0 | 1204.155 | 942.384 | 261.771 | 0
|  | 1046.937 | 416.493 | 0 | 0 | 0 | 630.444 | 9738.229 | 97.38% | 0 | 1046.937 | 507.763 | 112.812 | 387.593 | 38.769 | 0 | 248.48 | 168.013 | 0 | 1046.937 | 416.493 | 630.444 | 0
|  | 1044.263 | 264.469 | 0 | 0 | 0 | 779.794 | 9107.785 | 91.08% | 0 | 1044.263 | 566.742 | 84.689 | 345.18 | 34.977 | 12.675 | 248.48 | 15.989 | 0 | 1044.263 | 264.469 | 779.794 | 0
|  | 965.711 | 248.48 | 0 | 0 | 0 | 717.231 | 8327.991 | 83.28% | 0 | 965.711 | 529.466 | 76.747 | 260.949 | 73.199 | 25.35 | 248.48 | 0 | 0 | 965.711 | 248.48 | 717.231 | 0
|  | 929.353 | 248.48 | 0 | 0 | 0 | 680.873 | 7610.76 | 76.11% | 0 | 929.353 | 577.732 | 57.295 | 225.34 | 43.637 | 25.35 | 248.48 | 0 | 0 | 929.353 | 248.48 | 680.873 | 0
|  | 1030.576 | 248.48 | 782.096 | 0 | 2500 | 0 | 6929.887 | 69.3% | 0 | 1030.576 | 675.494 | 55.692 | 274.04 | 0 | 25.35 | 248.48 | 0 | 7500 | 1030.576 | 248.48 | 0 | 782.096
|  | 1023.951 | 248.48 | 0 | 0 | 0 | 775.471 | 9429.887 | 94.3% | 0 | 1023.951 | 579.573 | 78.385 | 340.644 | 0 | 25.35 | 248.48 | 0 | 0 | 1023.951 | 248.48 | 775.471 | 0
|  | 1197.708 | 248.48 | 949.228 | 0 | 1345.584 | 0 | 8654.416 | 86.54% | 0 | 1197.708 | 455.176 | 79.409 | 637.773 | 0 | 25.35 | 248.48 | 0 | 7500 | 1197.708 | 248.48 | 0 | 949.228
|  | 928.919 | 248.48 | 680.439 | 0 | 0 | 0 | 10000 | 100% | 0 | 928.919 | 324.894 | 57.617 | 511.311 | 0 | 35.097 | 248.48 | 0 | 7500 | 928.919 | 248.48 | 0 | 680.439
|  | 791.312 | 248.48 | 542.832 | 0 | 0 | 0 | 10000 | 100% | 0 | 791.312 | 191.19 | 24.551 | 483.316 | 0 | 92.256 | 248.48 | 0 | 7500 | 791.312 | 248.48 | 0 | 542.832
|  | 662.303 | 248.48 | 413.823 | 0 | 0 | 0 | 10000 | 100% | 0 | 662.303 | 170.941 | 22.808 | 443.804 | 0 | 24.75 | 248.48 | 0 | 7500 | 662.303 | 248.48 | 0 | 413.823
|  | 679.464 | 248.48 | 430.984 | 0 | 0 | 0 | 10000 | 100% | 0 | 679.464 | 155.925 | 26.29 | 427.636 | 0 | 69.613 | 248.48 | 0 | 7500 | 679.464 | 248.48 | 0 | 430.984
|  | 709.901 | 248.48 | 0 | 0 | 0 | 461.421 | 10000 | 100% | 0 | 709.901 | 144.377 | 93.461 | 398.462 | 0 | 73.601 | 248.48 | 0 | 0 | 709.901 | 248.48 | 461.421 | 0
|  | 851.473 | 248.48 | 0 | 0 | 0 | 602.993 | 9538.579 | 95.39% | 0 | 851.473 | 148.373 | 97.681 | 522.845 | 0 | 82.574 | 248.48 | 0 | 0 | 851.473 | 248.48 | 602.993 | 0
|  | 913.549 | 248.48 | 0 | 0 | 0 | 665.069 | 8935.586 | 89.36% | 0 | 913.549 | 182.11 | 79.162 | 410.322 | 52.752 | 189.203 | 248.48 | 0 | 0 | 913.549 | 248.48 | 665.069 | 0
|  | 1291.672 | 248.48 | 0 | 0 | 0 | 1043.192 | 8270.517 | 82.71% | 0 | 1291.672 | 348.985 | 74.065 | 472.122 | 157.998 | 238.502 | 248.48 | 0 | 0 | 1291.672 | 248.48 | 1043.192 | 0
|  | 1862.776 | 1014.73 | 0 | 0 | 0 | 848.046 | 7227.325 | 72.27% | 0 | 1862.776 | 435.315 | 59.374 | 597.428 | 104.185 | 666.475 | 248.48 | 766.25 | 0 | 1862.776 | 1014.73 | 848.046 | 0
|  | 1035.159 | 1035.159 | 0 | 171.186 | 171.186 | 0 | 6379.279 | 63.79% | 0 | 1035.159 | 374.299 | 68.199 | 409.422 | 0 | 183.239 | 248.48 | 957.865 | 0 | 1035.159 | 1035.159 | 0 | 0
|  | 940.815 | 940.815 | 0 | 121.777 | 121.777 | 0 | 6550.465 | 65.5% | 0 | 940.815 | 353.277 | 90.605 | 433.167 | 0 | 63.766 | 248.48 | 814.112 | 0 | 940.815 | 940.815 | 0 | 0
|  | 1042.375 | 1042.375 | 0 | 273.366 | 273.366 | 0 | 6672.242 | 66.72% | 0 | 1042.375 | 338.241 | 71.268 | 478.117 | 0 | 154.75 | 248.48 | 1067.261 | 0 | 1042.375 | 1042.375 | 0 | 0
|  | 919.591 | 919.591 | 0 | 727.658 | 727.658 | 0 | 6945.608 | 69.46% | 0 | 919.591 | 363.094 | 58.542 | 454.856 | 0 | 43.1 | 248.48 | 1398.769 | 0 | 919.591 | 919.591 | 0 | 0
|  | 819.921 | 819.921 | 0 | 95.512 | 95.512 | 0 | 7673.266 | 76.73% | 0 | 819.921 | 325.844 | 27.612 | 429.905 | 0 | 36.561 | 248.48 | 666.953 | 0 | 819.921 | 819.921 | 0 | 0
|  | 1032.829 | 771.594 | 261.235 | 0 | 2231.222 | 0 | 7768.778 | 77.69% | 0 | 1032.829 | 345.397 | 20.555 | 666.877 | 0 | 0 | 248.48 | 523.114 | 7500 | 1032.829 | 771.594 | 0 | 261.235
|  | 1124.112 | 783.873 | 340.239 | 0 | 0 | 0 | 10000 | 100% | 0 | 1124.112 | 307.131 | 28.604 | 727.739 | 60.638 | 0 | 248.48 | 535.393 | 7500 | 1124.112 | 783.873 | 0 | 340.239
|  | 1233.685 | 413.76 | 0 | 0 | 0 | 819.925 | 10000 | 100% | 0 | 1233.685 | 378.859 | 105.177 | 580.165 | 169.485 | 0 | 248.48 | 165.28 | 0 | 1233.685 | 413.76 | 819.925 | 0
|  | 1193.417 | 326.653 | 0 | 0 | 0 | 866.764 | 9180.075 | 91.8% | 0 | 1193.417 | 509.44 | 103.219 | 407.208 | 173.55 | 0 | 248.48 | 78.173 | 0 | 1193.417 | 326.653 | 866.764 | 0
|  | 1155.68 | 257.797 | 0 | 0 | 0 | 897.883 | 8313.311 | 83.13% | 0 | 1155.68 | 632.854 | 76.194 | 366.03 | 64.516 | 16.087 | 248.48 | 9.317 | 0 | 1155.68 | 257.797 | 897.883 | 0
|  | 1038.377 | 248.48 | 0 | 0 | 0 | 789.897 | 7415.428 | 74.15% | 0 | 1038.377 | 612.872 | 71.097 | 306.114 | 16.119 | 32.175 | 248.48 | 0 | 0 | 1038.377 | 248.48 | 789.897 | 0
|  | 1007.82 | 248.48 | 0 | 0 | 0 | 759.34 | 6625.531 | 66.26% | 0 | 1007.82 | 614.017 | 55.716 | 253.388 | 52.286 | 32.414 | 248.48 | 0 | 0 | 1007.82 | 248.48 | 759.34 | 0
|  | 1152.176 | 248.48 | 903.696 | 0 | 2500 | 0 | 5866.191 | 58.66% | 0 | 1152.176 | 641.642 | 74.338 | 333.881 | 69.741 | 32.573 | 248.48 | 0 | 7500 | 1152.176 | 248.48 | 0 | 903.696
|  | 1113.325 | 248.48 | 0 | 0 | 0 | 864.845 | 8366.191 | 83.66% | 0 | 1113.325 | 604.807 | 86.231 | 365.447 | 23.948 | 32.892 | 248.48 | 0 | 0 | 1113.325 | 248.48 | 864.845 | 0
|  | 1101.36 | 248.48 | 852.88 | 0 | 2498.654 | 0 | 7501.346 | 75.01% | 0 | 1101.36 | 421.111 | 62.699 | 584.58 | 0 | 32.971 | 248.48 | 0 | 7500 | 1101.36 | 248.48 | 0 | 852.88
|  | 927.459 | 248.48 | 678.979 | 0 | 0 | 0 | 10000 | 100% | 0 | 927.459 | 295.569 | 41.417 | 559.044 | 0 | 31.43 | 248.48 | 0 | 7500 | 927.459 | 248.48 | 0 | 678.979
|  | 652.146 | 248.48 | 403.666 | 0 | 0 | 0 | 10000 | 100% | 0 | 652.146 | 198.108 | 23.79 | 401.204 | 0 | 29.044 | 248.48 | 0 | 7500 | 652.146 | 248.48 | 0 | 403.666
|  | 789.248 | 248.48 | 540.768 | 0 | 0 | 0 | 10000 | 100% | 0 | 789.248 | 150.879 | 19.42 | 486.803 | 0 | 132.147 | 248.48 | 0 | 7500 | 789.248 | 248.48 | 0 | 540.768
|  | 882.144 | 248.48 | 633.664 | 0 | 0 | 0 | 10000 | 100% | 0 | 882.144 | 165.366 | 61.711 | 463.669 | 0 | 191.398 | 248.48 | 0 | 7500 | 882.144 | 248.48 | 0 | 633.664
|  | 720.238 | 248.48 | 0 | 0 | 0 | 471.758 | 10000 | 100% | 0 | 720.238 | 153.783 | 97.387 | 384.98 | 0 | 84.089 | 248.48 | 0 | 0 | 720.238 | 248.48 | 471.758 | 0
|  | 967.242 | 248.48 | 0 | 0 | 0 | 718.762 | 9528.242 | 95.28% | 0 | 967.242 | 169.436 | 89.405 | 594.396 | 0 | 114.006 | 248.48 | 0 | 0 | 967.242 | 248.48 | 718.762 | 0
|  | 1061.668 | 248.48 | 0 | 0 | 0 | 813.188 | 8809.48 | 88.09% | 0 | 1061.668 | 203.983 | 73.659 | 571.99 | 61.822 | 150.214 | 248.48 | 0 | 0 | 1061.668 | 248.48 | 813.188 | 0
|  | 1565.233 | 248.48 | 0 | 0 | 0 | 1316.753 | 7996.292 | 79.96% | 0 | 1565.233 | 348.315 | 68.735 | 506.263 | 172.925 | 468.996 | 248.48 | 0 | 0 | 1565.233 | 248.48 | 1316.753 | 0
|  | 1560.943 | 824.285 | 0 | 0 | 0 | 736.658 | 6679.539 | 66.8% | 0 | 1560.943 | 455.302 | 58.758 | 569.483 | 103.925 | 373.475 | 248.48 | 575.805 | 0 | 1560.943 | 824.285 | 736.658 | 0
|  | 1379.233 | 1165.541 | 0 | 0 | 0 | 213.692 | 5942.881 | 59.43% | 0 | 1379.233 | 394.402 | 88.888 | 488.922 | 0 | 407.021 | 248.48 | 917.061 | 0 | 1379.233 | 1165.541 | 213.692 | 0
|  | 1263.534 | 1263.534 | 0 | 103.011 | 103.011 | 0 | 5729.189 | 57.29% | 0 | 1263.534 | 362.428 | 81.499 | 610.534 | 0 | 209.073 | 248.48 | 1118.065 | 0 | 1263.534 | 1263.534 | 0 | 0
|  | 936.51 | 936.51 | 0 | 387.793 | 387.793 | 0 | 5832.2 | 58.32% | 0 | 936.51 | 320.489 | 65.815 | 465.807 | 0 | 84.399 | 248.48 | 1075.823 | 0 | 936.51 | 936.51 | 0 | 0
|  | 782.053 | 782.053 | 0 | 331.638 | 331.638 | 0 | 6219.993 | 62.2% | 0 | 782.053 | 333.148 | 39.484 | 373.008 | 0 | 36.413 | 248.48 | 865.211 | 0 | 782.053 | 782.053 | 0 | 0
|  | 794.02 | 794.02 | 0 | 165.461 | 165.461 | 0 | 6551.631 | 65.52% | 0 | 794.02 | 398.444 | 24.702 | 364.552 | 0 | 6.323 | 248.48 | 711.001 | 0 | 794.02 | 794.02 | 0 | 0
|  | 1035.004 | 1035.004 | 0 | 151.975 | 151.975 | 0 | 6717.092 | 67.17% | 0 | 1035.004 | 344.961 | 19.677 | 668.045 | 0 | 2.322 | 248.48 | 938.499 | 0 | 1035.004 | 1035.004 | 0 | 0
|  | 1057.793 | 1057.793 | 0 | 100.094 | 100.094 | 0 | 6869.067 | 68.69% | 0 | 1057.793 | 334.212 | 59.498 | 604.208 | 59.875 | 0 | 248.48 | 909.407 | 0 | 1057.793 | 1057.793 | 0 | 0
|  | 1278.141 | 1086.902 | 0 | 0 | 0 | 191.239 | 6969.161 | 69.69% | 0 | 1278.141 | 383.418 | 109.142 | 621.079 | 164.502 | 0 | 248.48 | 838.422 | 0 | 1278.141 | 1086.902 | 191.239 | 0
|  | 965.717 | 846.532 | 0 | 0 | 0 | 119.185 | 6777.922 | 67.78% | 0 | 965.717 | 439.39 | 86.119 | 286.037 | 154.171 | 0 | 248.48 | 598.052 | 0 | 965.717 | 846.532 | 119.185 | 0
|  | 937.791 | 553.311 | 0 | 0 | 0 | 384.48 | 6658.737 | 66.59% | 0 | 937.791 | 505.676 | 76.394 | 279.906 | 60.378 | 15.438 | 248.48 | 304.831 | 0 | 937.791 | 553.311 | 384.48 | 0
|  | 1054.636 | 248.48 | 0 | 0 | 0 | 806.156 | 6274.257 | 62.74% | 0 | 1054.636 | 644.313 | 58.261 | 308.491 | 12.696 | 30.875 | 248.48 | 0 | 0 | 1054.636 | 248.48 | 806.156 | 0
|  | 1035.177 | 248.48 | 0 | 0 | 0 | 786.697 | 5468.101 | 54.68% | 0 | 1035.177 | 606.639 | 59.321 | 284.447 | 53.816 | 30.954 | 248.48 | 0 | 0 | 1035.177 | 248.48 | 786.697 | 0
|  | 996.906 | 248.48 | 748.426 | 0 | 2500 | 0 | 4681.404 | 46.81% | 0 | 996.906 | 560.852 | 84.094 | 257.914 | 62.933 | 31.113 | 248.48 | 0 | 7500 | 996.906 | 248.48 | 0 | 748.426
|  | 1014.308 | 248.48 | 0 | 0 | 0 | 765.828 | 7181.404 | 71.81% | 0 | 1014.308 | 546.297 | 80.512 | 330.001 | 25.909 | 31.589 | 248.48 | 0 | 0 | 1014.308 | 248.48 | 765.828 | 0
|  | 1188.119 | 248.48 | 939.639 | 0 | 2500 | 0 | 6415.576 | 64.16% | 0 | 1188.119 | 413.697 | 70.708 | 672.047 | 0 | 31.668 | 248.48 | 0 | 7500 | 1188.119 | 248.48 | 0 | 939.639
|  | 943.187 | 248.48 | 694.707 | 0 | 1084.424 | 0 | 8915.576 | 89.16% | 0 | 943.187 | 306.91 | 24.406 | 581.964 | 0 | 29.907 | 248.48 | 0 | 7500 | 943.187 | 248.48 | 0 | 694.707
|  | 740.098 | 248.48 | 491.618 | 0 | 0 | 0 | 10000 | 100% | 0 | 740.098 | 205.552 | 21.275 | 410.566 | 0 | 102.706 | 248.48 | 0 | 7500 | 740.098 | 248.48 | 0 | 491.618
|  | 747.11 | 248.48 | 498.63 | 0 | 0 | 0 | 10000 | 100% | 0 | 747.11 | 162.971 | 26.672 | 471.589 | 0 | 85.879 | 248.48 | 0 | 7500 | 747.11 | 248.48 | 0 | 498.63
|  | 752.843 | 248.48 | 504.363 | 0 | 0 | 0 | 10000 | 100% | 0 | 752.843 | 159.41 | 99.422 | 433.785 | 0 | 60.227 | 248.48 | 0 | 7500 | 752.843 | 248.48 | 0 | 504.363
|  | 670.565 | 248.48 | 0 | 0 | 0 | 422.085 | 10000 | 100% | 0 | 670.565 | 148.45 | 102.626 | 369.515 | 0 | 49.974 | 248.48 | 0 | 0 | 670.565 | 248.48 | 422.085 | 0
|  | 821.936 | 248.48 | 0 | 0 | 0 | 573.456 | 9577.915 | 95.78% | 0 | 821.936 | 151.387 | 80.92 | 429.26 | 0 | 160.369 | 248.48 | 0 | 0 | 821.936 | 248.48 | 573.456 | 0
|  | 1124.209 | 248.48 | 0 | 0 | 0 | 875.729 | 9004.459 | 90.04% | 0 | 1124.209 | 183.538 | 68.286 | 584.24 | 62.832 | 225.314 | 248.48 | 0 | 0 | 1124.209 | 248.48 | 875.729 | 0
|  | 1176.969 | 248.48 | 0 | 0 | 0 | 928.489 | 8128.73 | 81.29% | 0 | 1176.969 | 323.336 | 59.946 | 394.53 | 168.522 | 230.635 | 248.48 | 0 | 0 | 1176.969 | 248.48 | 928.489 | 0
|  | 1721.273 | 526.123 | 0 | 0 | 0 | 1195.15 | 7200.241 | 72% | -2.2737e-13 | 1721.273 | 482.66 | 74.548 | 599.837 | 116.066 | 448.163 | 248.48 | 277.643 | 0 | 1721.273 | 526.123 | 1195.15 | 0
|  | 1319.92 | 1171.737 | 0 | 0 | 0 | 148.183 | 6005.091 | 60.05% | 0 | 1319.92 | 377.769 | 91.848 | 412.284 | 0 | 438.019 | 248.48 | 923.257 | 0 | 1319.92 | 1171.737 | 148.183 | 0
|  | 1079.702 | 1079.702 | 0 | 374.373 | 374.373 | 0 | 5856.908 | 58.57% | 0 | 1079.702 | 323.775 | 67.367 | 477.792 | 0 | 210.769 | 248.48 | 1205.595 | 0 | 1079.702 | 1079.702 | 0 | 0
|  | 877.096 | 877.096 | 0 | 684.967 | 684.967 | 0 | 6231.281 | 62.31% | 0 | 877.096 | 355.302 | 57.675 | 399.698 | 0 | 64.421 | 248.48 | 1313.583 | 0 | 877.096 | 877.096 | 0 | 0
|  | 717.547 | 717.547 | 0 | 765.569 | 765.569 | 0 | 6916.248 | 69.16% | 0 | 717.547 | 351.747 | 26.352 | 319.673 | 0 | 19.775 | 248.48 | 1234.636 | 0 | 717.547 | 717.547 | 0 | 0
|  | 759.046 | 759.046 | 0 | 671.515 | 671.515 | 0 | 7681.817 | 76.82% | 0 | 759.046 | 359.345 | 20.393 | 377.905 | 0 | 1.404 | 248.48 | 1182.081 | 0 | 759.046 | 759.046 | 0 | 0
|  | 871.788 | 871.788 | 0 | 127.867 | 127.867 | 0 | 8353.332 | 83.53% | 0 | 871.788 | 305.823 | 29.24 | 536.726 | 0 | 0 | 248.48 | 751.175 | 0 | 871.788 | 871.788 | 0 | 0
|  | 1168.671 | 710.628 | 458.043 | 0 | 1518.801 | 0 | 8481.199 | 84.81% | 0 | 1168.671 | 342.34 | 95.633 | 664.479 | 66.22 | 0 | 248.48 | 462.148 | 7500 | 1168.671 | 710.628 | 0 | 458.043
|  | 1209.49 | 562.855 | 0 | 0 | 0 | 646.635 | 10000 | 100% | 0 | 1209.49 | 367.469 | 93.454 | 582.786 | 165.781 | 0 | 248.48 | 314.375 | 0 | 1209.49 | 562.855 | 646.635 | 0
|  | 1026.681 | 468.488 | 0 | 0 | 0 | 558.193 | 9353.365 | 93.53% | 0 | 1026.681 | 452.035 | 78.425 | 323.941 | 172.28 | 0 | 248.48 | 220.008 | 0 | 1026.681 | 468.488 | 558.193 | 0
|  | 1006.054 | 303.155 | 0 | 0 | 0 | 702.899 | 8795.172 | 87.95% | 0 | 1006.054 | 546.818 | 71.73 | 307.859 | 64.859 | 14.788 | 248.48 | 54.675 | 0 | 1006.054 | 303.155 | 702.899 | 0
|  | 953.986 | 248.48 | 0 | 0 | 0 | 705.506 | 8092.273 | 80.92% | 0 | 953.986 | 592.422 | 54.702 | 263.385 | 13.902 | 29.575 | 248.48 | 0 | 0 | 953.986 | 248.48 | 705.506 | 0
|  | 1069.018 | 248.48 | 0 | 0 | 0 | 820.538 | 7386.767 | 73.87% | 0 | 1069.018 | 653.319 | 69.633 | 259.79 | 56.701 | 29.575 | 248.48 | 0 | 0 | 1069.018 | 248.48 | 820.538 | 0
|  | 976.626 | 248.48 | 728.146 | 0 | 2500 | 0 | 6566.229 | 65.66% | 0 | 976.626 | 554.286 | 88.246 | 237.669 | 66.803 | 29.622 | 248.48 | 0 | 7500 | 976.626 | 248.48 | 0 | 728.146
|  | 942.923 | 248.48 | 0 | 0 | 0 | 694.443 | 9066.229 | 90.66% | 0 | 942.923 | 501.232 | 67.535 | 320.316 | 23.885 | 29.955 | 248.48 | 0 | 0 | 942.923 | 248.48 | 694.443 | 0
|  | 1254.708 | 248.48 | 1006.228 | 0 | 1628.214 | 0 | 8371.786 | 83.72% | 0 | 1254.708 | 436.92 | 60.27 | 727.469 | 0 | 30.049 | 248.48 | 0 | 7500 | 1254.708 | 248.48 | 0 | 1006.228
|  | 969.574 | 248.48 | 721.094 | 0 | 0 | 0 | 10000 | 100% | 0 | 969.574 | 337.77 | 23.242 | 567.696 | 0 | 40.866 | 248.48 | 0 | 7500 | 969.574 | 248.48 | 0 | 721.094
|  | 756.385 | 248.48 | 507.905 | 0 | 0 | 0 | 10000 | 100% | 0 | 756.385 | 243.888 | 21.816 | 441.412 | 0 | 49.269 | 248.48 | 0 | 7500 | 756.385 | 248.48 | 0 | 507.905
|  | 795.61 | 248.48 | 547.13 | 0 | 0 | 0 | 10000 | 100% | 0 | 795.61 | 188.422 | 61.27 | 442.724 | 0 | 103.195 | 248.48 | 0 | 7500 | 795.61 | 248.48 | 0 | 547.13
|  | 848.69 | 248.48 | 600.21 | 0 | 0 | 0 | 10000 | 100% | 0 | 848.69 | 169.573 | 112.04 | 463.94 | 0 | 103.137 | 248.48 | 0 | 7500 | 848.69 | 248.48 | 0 | 600.21
|  | 633.313 | 248.48 | 0 | 0 | 0 | 384.833 | 10000 | 100% | 0 | 633.313 | 165.246 | 76.428 | 351.775 | 0 | 39.865 | 248.48 | 0 | 0 | 633.313 | 248.48 | 384.833 | 0
|  | 625.259 | 248.48 | 0 | 0 | 0 | 376.779 | 9615.167 | 96.15% | 0 | 625.259 | 153.634 | 77.694 | 387.655 | 0 | 6.277 | 248.48 | 0 | 0 | 625.259 | 248.48 | 376.779 | 0
|  | 867.445 | 248.48 | 0 | 0 | 0 | 618.965 | 9238.388 | 92.38% | 0 | 867.445 | 177.029 | 71.213 | 547.74 | 65.21 | 6.253 | 248.48 | 0 | 0 | 867.445 | 248.48 | 618.965 | 0
|  | 1116.656 | 248.48 | 0 | 0 | 0 | 868.176 | 8619.423 | 86.19% | 0 | 1116.656 | 263.042 | 61.883 | 476.064 | 182.365 | 133.302 | 248.48 | 0 | 0 | 1116.656 | 248.48 | 868.176 | 0
|  | 1427.285 | 1007.879 | 0 | 0 | 0 | 419.406 | 7751.247 | 77.51% | 0 | 1427.285 | 366.241 | 78.811 | 447.35 | 117.99 | 416.893 | 248.48 | 759.399 | 0 | 1427.285 | 1007.879 | 419.406 | 0
|  | 1198.041 | 420.67 | 0 | 0 | 0 | 777.371 | 7331.841 | 73.32% | 0 | 1198.041 | 385.328 | 74.19 | 270.539 | 0 | 467.984 | 248.48 | 172.19 | 0 | 1198.041 | 420.67 | 777.371 | 0
|  | 1206.735 | 396.56 | 810.175 | 0 | 2500 | 0 | 6554.47 | 65.54% | 0 | 1206.735 | 464.436 | 60.014 | 292.458 | 0 | 389.828 | 248.48 | 148.08 | 7500 | 1206.735 | 396.56 | 0 | 810.175
|  | 1166.765 | 443.719 | 723.046 | 0 | 945.53 | 0 | 9054.47 | 90.54% | 0 | 1166.765 | 544.805 | 39.752 | 330.41 | 0 | 251.798 | 248.48 | 195.239 | 7500 | 1166.765 | 443.719 | 0 | 723.046
|  | 1120.522 | 403.613 | 716.909 | 0 | 0 | 0 | 10000 | 100% | 0 | 1120.522 | 679.928 | 23.863 | 388.771 | 0 | 27.961 | 248.48 | 155.133 | 7500 | 1120.522 | 403.613 | 0 | 716.909
|  | 975.655 | 393.043 | 582.612 | 0 | 0 | 0 | 10000 | 100% | 0 | 975.655 | 604.61 | 18.562 | 352.483 | 0 | 0 | 248.48 | 144.563 | 7500 | 975.655 | 393.043 | 0 | 582.612
|  | 1030.535 | 360.324 | 670.211 | 0 | 0 | 0 | 10000 | 100% | 0 | 1030.535 | 454.345 | 57.765 | 518.426 | 0 | 0 | 248.48 | 111.844 | 7500 | 1030.535 | 360.324 | 0 | 670.211
|  | 1174.163 | 321.895 | 852.268 | 0 | 0 | 0 | 10000 | 100% | 0 | 1174.163 | 446.877 | 112.422 | 560.715 | 54.149 | 0 | 248.48 | 73.415 | 7500 | 1174.163 | 321.895 | 0 | 852.268
|  | 1315.785 | 284.18 | 0 | 0 | 0 | 1031.605 | 10000 | 100% | 0 | 1315.785 | 496.256 | 86.589 | 554.504 | 178.436 | 0 | 248.48 | 35.7 | 0 | 1315.785 | 284.18 | 1031.605 | 0
|  | 1212.773 | 259.329 | 0 | 0 | 0 | 953.444 | 8968.395 | 89.68% | 0 | 1212.773 | 544.608 | 76.422 | 401.655 | 190.09 | 0 | 248.48 | 10.849 | 0 | 1212.773 | 259.329 | 953.444 | 0
|  | 946.692 | 248.48 | 0 | 0 | 0 | 698.212 | 8014.951 | 80.15% | 0 | 946.692 | 572.798 | 66.284 | 235.121 | 57.701 | 14.788 | 248.48 | 0 | 0 | 946.692 | 248.48 | 698.212 | 0
|  | 938.149 | 248.48 | 0 | 0 | 0 | 689.669 | 7316.739 | 73.17% | 0 | 938.149 | 618.163 | 57.132 | 221.443 | 11.836 | 29.575 | 248.48 | 0 | 0 | 938.149 | 248.48 | 689.669 | 0
|  | 959.95 | 248.48 | 0 | 0 | 0 | 711.47 | 6627.07 | 66.27% | 0 | 959.95 | 597.806 | 78.284 | 205.616 | 48.669 | 29.575 | 248.48 | 0 | 0 | 959.95 | 248.48 | 711.47 | 0
|  | 977.482 | 248.48 | 729.002 | 0 | 2500 | 0 | 5915.6 | 59.16% | 0 | 977.482 | 576.166 | 78.272 | 228.188 | 65.282 | 29.575 | 248.48 | 0 | 7500 | 977.482 | 248.48 | 0 | 729.002
|  | 1005.815 | 248.48 | 0 | 0 | 0 | 757.335 | 8415.6 | 84.16% | 0 | 1005.815 | 561.149 | 62.458 | 326.323 | 26.31 | 29.575 | 248.48 | 0 | 0 | 1005.815 | 248.48 | 757.335 | 0
|  | 1213.807 | 248.48 | 965.327 | 0 | 2341.735 | 0 | 7658.265 | 76.58% | 0 | 1213.807 | 471.096 | 38.951 | 674.186 | 0 | 29.575 | 248.48 | 0 | 7500 | 1213.807 | 248.48 | 0 | 965.327
|  | 799.289 | 248.48 | 550.809 | 0 | 0 | 0 | 10000 | 100% | 0 | 799.289 | 305.299 | 20.804 | 448.159 | 0 | 25.027 | 248.48 | 0 | 7500 | 799.289 | 248.48 | 0 | 550.809
|  | 801.305 | 248.48 | 552.825 | 0 | 0 | 0 | 10000 | 100% | 0 | 801.305 | 255.734 | 27.336 | 429.214 | 0 | 89.022 | 248.48 | 0 | 7500 | 801.305 | 248.48 | 0 | 552.825
|  | 765.981 | 248.48 | 517.501 | 0 | 0 | 0 | 10000 | 100% | 0 | 765.981 | 200.534 | 94.075 | 392.977 | 0 | 78.395 | 248.48 | 0 | 7500 | 765.981 | 248.48 | 0 | 517.501
|  | 793.556 | 248.48 | 545.076 | 0 | 0 | 0 | 10000 | 100% | 0 | 793.556 | 157.444 | 94.241 | 468.033 | 0 | 73.838 | 248.48 | 0 | 7500 | 793.556 | 248.48 | 0 | 545.076
|  | 721.312 | 248.48 | 0 | 0 | 0 | 472.832 | 10000 | 100% | 0 | 721.312 | 150.714 | 84.241 | 410.49 | 0 | 75.867 | 248.48 | 0 | 0 | 721.312 | 248.48 | 472.832 | 0
|  | 803.691 | 248.48 | 0 | 0 | 0 | 555.211 | 9527.168 | 95.27% | 0 | 803.691 | 152.474 | 68.471 | 459.395 | 0 | 123.351 | 248.48 | 0 | 0 | 803.691 | 248.48 | 555.211 | 0
|  | 772.321 | 248.48 | 0 | 0 | 0 | 523.841 | 8971.957 | 89.72% | 0 | 772.321 | 166.541 | 53.665 | 430.175 | 55.367 | 66.573 | 248.48 | 0 | 0 | 772.321 | 248.48 | 523.841 | 0
|  | 1156.453 | 248.48 | 0 | 0 | 0 | 907.973 | 8448.116 | 84.48% | 0 | 1156.453 | 229.982 | 77.03 | 416.075 | 179.802 | 253.564 | 248.48 | 0 | 0 | 1156.453 | 248.48 | 907.973 | 0
|  | 1279.261 | 598.822 | 0 | 0 | 0 | 680.439 | 7540.143 | 75.4% | 0 | 1279.261 | 349.9 | 94.789 | 401.81 | 117.015 | 315.748 | 248.48 | 350.342 | 0 | 1279.261 | 598.822 | 680.439 | 0
|  | 1159.226 | 485.392 | 0 | 0 | 0 | 673.834 | 6859.704 | 68.6% | 0 | 1159.226 | 419.21 | 63.623 | 259.861 | 0 | 416.533 | 248.48 | 236.912 | 0 | 1159.226 | 485.392 | 673.834 | 0
|  | 1075.192 | 591.316 | 483.876 | 0 | 2500 | 0 | 6185.87 | 61.86% | 0 | 1075.192 | 477.468 | 57.542 | 269.227 | 0 | 270.955 | 248.48 | 342.836 | 7500 | 1075.192 | 591.316 | 0 | 483.876
|  | 1025.718 | 631.383 | 394.335 | 0 | 1314.13 | 0 | 8685.87 | 86.86% | 0 | 1025.718 | 533.397 | 26.672 | 270.704 | 0 | 194.946 | 248.48 | 382.903 | 7500 | 1025.718 | 631.383 | 0 | 394.335
|  | 1128.756 | 368.525 | 760.231 | 0 | 0 | 0 | 10000 | 100% | 0 | 1128.756 | 663.549 | 19.304 | 358.427 | 0 | 87.477 | 248.48 | 120.045 | 7500 | 1128.756 | 368.525 | 0 | 760.231
|  | 1049.342 | 666.41 | 382.932 | 0 | 0 | 0 | 10000 | 100% | 0 | 1049.342 | 661.146 | 26.159 | 324.915 | 0 | 37.122 | 248.48 | 417.93 | 7500 | 1049.342 | 666.41 | 0 | 382.932
|  | 953.272 | 515.753 | 437.519 | 0 | 0 | 0 | 10000 | 100% | 0 | 953.272 | 429.35 | 93.671 | 430.252 | 0 | 0 | 248.48 | 267.273 | 7500 | 953.272 | 515.753 | 0 | 437.519
|  | 1097.396 | 304.659 | 792.737 | 0 | 0 | 0 | 10000 | 100% | 0 | 1097.396 | 450.345 | 95.921 | 495.816 | 55.314 | 0 | 248.48 | 56.179 | 7500 | 1097.396 | 304.659 | 0 | 792.737
|  | 1391.088 | 289.414 | 0 | 0 | 0 | 1101.674 | 10000 | 100% | 0 | 1391.088 | 473.204 | 80.232 | 644.702 | 192.951 | 0 | 248.48 | 40.934 | 0 | 1391.088 | 289.414 | 1101.674 | 0
|  | 1124.379 | 249.431 | 0 | 0 | 0 | 874.948 | 8898.326 | 88.98% | 0 | 1124.379 | 528.377 | 67.873 | 345.106 | 183.024 | 0 | 248.48 | 0.951 | 0 | 1124.379 | 249.431 | 874.948 | 0
|  | 1021.846 | 249.092 | 0 | 0 | 0 | 772.754 | 8023.378 | 80.23% | 0 | 1021.846 | 589.549 | 56.364 | 293.151 | 70.433 | 12.35 | 248.48 | 0.612 | 0 | 1021.846 | 249.092 | 772.754 | 0
|  | 987.328 | 248.48 | 0 | 0 | 0 | 738.848 | 7250.624 | 72.51% | 0 | 987.328 | 603.153 | 78.346 | 267.047 | 14.083 | 24.7 | 248.48 | 0 | 0 | 987.328 | 248.48 | 738.848 | 0
|  | 1058.513 | 248.48 | 0 | 0 | 0 | 810.033 | 6511.776 | 65.12% | 0 | 1058.513 | 634.6 | 97.221 | 244.013 | 57.838 | 24.84 | 248.48 | 0 | 0 | 1058.513 | 248.48 | 810.033 | 0
|  | 958.708 | 248.48 | 710.228 | 0 | 2500 | 0 | 5701.743 | 57.02% | 0 | 958.708 | 595.313 | 72.991 | 195.385 | 70.133 | 24.887 | 248.48 | 0 | 7500 | 958.708 | 248.48 | 0 | 710.228
|  | 1045.929 | 248.48 | 0 | 0 | 0 | 797.449 | 8201.743 | 82.02% | 0 | 1045.929 | 592.499 | 56.879 | 342.307 | 29.499 | 24.744 | 248.48 | 0 | 0 | 1045.929 | 248.48 | 797.449 | 0
|  | 1025.48 | 248.48 | 777 | 0 | 2500 | 0 | 7404.294 | 74.04% | 0 | 1025.48 | 419.884 | 26.452 | 554.445 | 0 | 24.7 | 248.48 | 0 | 7500 | 1025.48 | 248.48 | 0 | 777
|  | 797.957 | 248.48 | 549.477 | 0 | 95.706 | 0 | 9904.294 | 99.04% | 0 | 797.957 | 268.436 | 20.439 | 476.583 | 0 | 32.499 | 248.48 | 0 | 7500 | 797.957 | 248.48 | 0 | 549.477
|  | 725.55 | 248.48 | 477.07 | 0 | 0 | 0 | 10000 | 100% | 0 | 725.55 | 177.659 | 62.86 | 456.476 | 0 | 28.555 | 248.48 | 0 | 7500 | 725.55 | 248.48 | 0 | 477.07
|  | 702.168 | 248.48 | 453.688 | 0 | 0 | 0 | 10000 | 100% | 0 | 702.168 | 160.6 | 100.865 | 378.151 | 0 | 62.552 | 248.48 | 0 | 7500 | 702.168 | 248.48 | 0 | 453.688
|  | 744.203 | 248.48 | 495.723 | 0 | 0 | 0 | 10000 | 100% | 0 | 744.203 | 147.581 | 84.369 | 380 | 0 | 132.253 | 248.48 | 0 | 7500 | 744.203 | 248.48 | 0 | 495.723
|  | 682.107 | 248.48 | 0 | 0 | 0 | 433.627 | 10000 | 100% | 0 | 682.107 | 153.859 | 77.523 | 420.887 | 0 | 29.839 | 248.48 | 0 | 0 | 682.107 | 248.48 | 433.627 | 0
|  | 699.691 | 248.48 | 0 | 0 | 0 | 451.211 | 9566.373 | 95.66% | 0 | 699.691 | 150.057 | 69.346 | 442.765 | 0 | 37.523 | 248.48 | 0 | 0 | 699.691 | 248.48 | 451.211 | 0
|  | 878.776 | 248.48 | 0 | 0 | 0 | 630.296 | 9115.162 | 91.15% | 0 | 878.776 | 190.028 | 62.821 | 502.659 | 59.755 | 63.513 | 248.48 | 0 | 0 | 878.776 | 248.48 | 630.296 | 0
|  | 1341.639 | 248.48 | 0 | 0 | 0 | 1093.159 | 8484.866 | 84.85% | 0 | 1341.639 | 370.401 | 82.805 | 436.936 | 188.562 | 262.935 | 248.48 | 0 | 0 | 1341.639 | 248.48 | 1093.159 | 0
|  | 1538.654 | 997.473 | 0 | 0 | 0 | 541.181 | 7391.707 | 73.92% | 0 | 1538.654 | 475.782 | 87.881 | 630.522 | 176.344 | 168.126 | 248.48 | 748.993 | 0 | 1538.654 | 997.473 | 541.181 | 0
|  | 1356.67 | 735.925 | 0 | 0 | 0 | 620.745 | 6850.526 | 68.51% | 0 | 1356.67 | 442.029 | 62.29 | 501.301 | 69.246 | 281.804 | 248.48 | 487.445 | 0 | 1356.67 | 735.925 | 620.745 | 0
|  | 1009.791 | 369.07 | 640.721 | 0 | 2500 | 0 | 6229.781 | 62.3% | 0 | 1009.791 | 365 | 39.222 | 381.897 | 29.99 | 193.682 | 248.48 | 120.59 | 7500 | 1009.791 | 369.07 | 0 | 640.721
|  | 1063.752 | 837.493 | 226.259 | 0 | 1270.219 | 0 | 8729.781 | 87.3% | 0 | 1063.752 | 379.245 | 23.136 | 510.577 | 128.585 | 22.209 | 248.48 | 589.013 | 7500 | 1063.752 | 837.493 | 0 | 226.259
|  | 936.442 | 936.442 | 0 | 658.938 | 0 | 0 | 10000 | 100% | 0 | 936.442 | 338.792 | 23.01 | 393.621 | 125.012 | 56.007 | 248.48 | 1346.9 | 0 | 936.442 | 936.442 | 0 | 0
|  | 957.066 | 957.066 | 0 | 336.661 | 0 | 0 | 10000 | 100% | 0 | 957.066 | 375.027 | 58.504 | 430.567 | 46.46 | 46.508 | 248.48 | 1045.247 | 0 | 957.066 | 957.066 | 0 | 0
|  | 1009.189 | 982.188 | 27.001 | 0 | 0 | 0 | 10000 | 100% | 0 | 1009.189 | 309.165 | 108.441 | 561.372 | 30.212 | 0 | 248.48 | 733.708 | 7500 | 1009.189 | 982.188 | 0 | 27.001
|  | 1044.654 | 977.884 | 66.77 | 0 | 0 | 0 | 10000 | 100% | 0 | 1044.654 | 302.393 | 89.797 | 565.021 | 87.443 | 0 | 248.48 | 729.404 | 7500 | 1044.654 | 977.884 | 0 | 66.77
|  | 1033.926 | 1033.926 | 0 | 104.331 | 0 | 0 | 10000 | 100% | 0 | 1033.926 | 369.603 | 82.204 | 491.809 | 90.31 | 0 | 248.48 | 889.777 | 0 | 1033.926 | 1033.926 | 0 | 0
|  | 917.891 | 908.899 | 0 | 0 | 0 | 8.992 | 10000 | 100% | 0 | 917.891 | 472.712 | 64.624 | 348.754 | 31.802 | 0 | 248.48 | 660.419 | 0 | 917.891 | 908.899 | 8.992 | 0
|  | 1025.735 | 495.308 | 0 | 0 | 0 | 530.427 | 9991.008 | 99.91% | 0 | 1025.735 | 578.789 | 56.062 | 333.643 | 41.154 | 16.087 | 248.48 | 246.828 | 0 | 1025.735 | 495.308 | 530.427 | 0
|  | 1205.895 | 248.48 | 0 | 0 | 0 | 957.415 | 9460.581 | 94.61% | 0 | 1205.895 | 689.03 | 89.413 | 306.018 | 89.259 | 32.175 | 248.48 | 0 | 0 | 1205.895 | 248.48 | 957.415 | 0
|  | 976.67 | 248.48 | 0 | 0 | 0 | 728.19 | 8503.166 | 85.03% | 0 | 976.67 | 601.398 | 71.626 | 227.426 | 43.998 | 32.222 | 248.48 | 0 | 0 | 976.67 | 248.48 | 728.19 | 0
|  | 1041.498 | 248.48 | 793.018 | 0 | 2225.024 | 0 | 7774.976 | 77.75% | 0 | 1041.498 | 653.852 | 68.892 | 286.532 | 0 | 32.222 | 248.48 | 0 | 7500 | 1041.498 | 248.48 | 0 | 793.018
|  | 1084.168 | 248.48 | 0 | 0 | 0 | 835.688 | 10000 | 100% | 0 | 1084.168 | 602.548 | 41.556 | 407.89 | 0 | 32.175 | 248.48 | 0 | 0 | 1084.168 | 248.48 | 835.688 | 0
|  | 1115.451 | 248.48 | 866.971 | 0 | 835.688 | 0 | 9164.312 | 91.64% | 0 | 1115.451 | 447.911 | 22.023 | 613.343 | 0 | 32.175 | 248.48 | 0 | 7500 | 1115.451 | 248.48 | 0 | 866.971
|  | 849.15 | 248.48 | 600.67 | 0 | 0 | 0 | 10000 | 100% | 0 | 849.15 | 290.105 | 28.737 | 497.808 | 0 | 32.5 | 248.48 | 0 | 7500 | 849.15 | 248.48 | 0 | 600.67
|  | 797.349 | 248.48 | 548.869 | 0 | 0 | 0 | 10000 | 100% | 0 | 797.349 | 203.035 | 95.999 | 430.544 | 0 | 67.771 | 248.48 | 0 | 7500 | 797.349 | 248.48 | 0 | 548.869
|  | 635.892 | 248.48 | 387.412 | 0 | 0 | 0 | 10000 | 100% | 0 | 635.892 | 140.932 | 97.188 | 369.688 | 0 | 28.084 | 248.48 | 0 | 7500 | 635.892 | 248.48 | 0 | 387.412
|  | 639.416 | 248.48 | 390.936 | 0 | 0 | 0 | 10000 | 100% | 0 | 639.416 | 139.61 | 87.964 | 380.722 | 0 | 31.12 | 248.48 | 0 | 7500 | 639.416 | 248.48 | 0 | 390.936
|  | 635.581 | 248.48 | 0 | 0 | 0 | 387.101 | 10000 | 100% | 0 | 635.581 | 144.178 | 70.253 | 408.649 | 0 | 12.5 | 248.48 | 0 | 0 | 635.581 | 248.48 | 387.101 | 0
|  | 840.415 | 248.48 | 0 | 0 | 0 | 591.935 | 9612.899 | 96.13% | 0 | 840.415 | 149.532 | 62.935 | 541.361 | 0 | 86.588 | 248.48 | 0 | 0 | 840.415 | 248.48 | 591.935 | 0
|  | 987.273 | 248.48 | 0 | 0 | 0 | 738.793 | 9020.964 | 90.21% | 0 | 987.273 | 189.51 | 68.056 | 552.91 | 57.756 | 119.042 | 248.48 | 0 | 0 | 987.273 | 248.48 | 738.793 | 0
|  | 1422.114 | 248.48 | 0 | 0 | 0 | 1173.634 | 8282.171 | 82.82% | 0 | 1422.114 | 365.004 | 99.248 | 532.66 | 169.523 | 255.68 | 248.48 | 0 | 0 | 1422.114 | 248.48 | 1173.634 | 0
|  | 1420.457 | 268.86 | 0 | 0 | 0 | 1151.597 | 7108.537 | 71.09% | -2.2737e-13 | 1420.457 | 470.995 | 70.406 | 588.294 | 160.681 | 130.082 | 248.48 | 20.38 | 0 | 1420.457 | 268.86 | 1151.597 | 0
|  | 1434.695 | 325.639 | 0 | 0 | 0 | 1109.056 | 5956.94 | 59.57% | -2.2737e-13 | 1434.695 | 366.532 | 59.732 | 564.052 | 67.31 | 377.069 | 248.48 | 77.159 | 0 | 1434.695 | 325.639 | 1109.056 | 0
|  | 1204.966 | 315.22 | 889.746 | 0 | 2500 | 0 | 4847.884 | 48.48% | 0 | 1204.966 | 353.277 | 27.537 | 489.855 | 29.476 | 304.82 | 248.48 | 66.74 | 7500 | 1204.966 | 315.22 | 0 | 889.746
|  | 1159.891 | 296.435 | 863.456 | 0 | 2500 | 0 | 7347.884 | 73.48% | 0 | 1159.891 | 366.303 | 21.391 | 484.75 | 133.172 | 154.276 | 248.48 | 47.955 | 7500 | 1159.891 | 296.435 | 0 | 863.456
|  | 1149.199 | 335.736 | 813.463 | 0 | 152.116 | 0 | 9847.884 | 98.48% | 0 | 1149.199 | 352.79 | 26.953 | 421.55 | 150.511 | 197.394 | 248.48 | 87.256 | 7500 | 1149.199 | 335.736 | 0 | 813.463
|  | 884.792 | 319.671 | 565.121 | 0 | 0 | 0 | 10000 | 100% | 0 | 884.792 | 338.833 | 102.193 | 341.844 | 55.761 | 46.16 | 248.48 | 71.191 | 7500 | 884.792 | 319.671 | 0 | 565.121
|  | 986.386 | 270.076 | 716.31 | 0 | 0 | 0 | 10000 | 100% | 0 | 986.386 | 295.692 | 106.201 | 553.332 | 31.161 | 0 | 248.48 | 21.596 | 7500 | 986.386 | 270.076 | 0 | 716.31
|  | 1281.756 | 251.344 | 1030.412 | 0 | 0 | 0 | 10000 | 100% | 0 | 1281.756 | 311.92 | 86.586 | 761.064 | 122.187 | 0 | 248.48 | 2.864 | 7500 | 1281.756 | 251.344 | 0 | 1030.412
|  | 1192.46 | 248.504 | 0 | 0 | 0 | 943.956 | 10000 | 100% | 0 | 1192.46 | 408.079 | 75.291 | 569.959 | 139.131 | 0 | 248.48 | 0.024 | 0 | 1192.46 | 248.504 | 943.956 | 0
|  | 1047.644 | 248.48 | 0 | 0 | 0 | 799.164 | 9056.044 | 90.56% | 0 | 1047.644 | 543.872 | 54.271 | 398.416 | 51.085 | 0 | 248.48 | 0 | 0 | 1047.644 | 248.48 | 799.164 | 0
|  | 1023.672 | 248.48 | 0 | 0 | 0 | 775.192 | 8256.88 | 82.57% | 0 | 1023.672 | 566.764 | 74.486 | 332.158 | 34.014 | 16.25 | 248.48 | 0 | 0 | 1023.672 | 248.48 | 775.192 | 0
|  | 1141.163 | 248.48 | 0 | 0 | 0 | 892.683 | 7481.688 | 74.82% | 0 | 1141.163 | 643.429 | 91.01 | 288.736 | 85.489 | 32.5 | 248.48 | 0 | 0 | 1141.163 | 248.48 | 892.683 | 0
|  | 1042.438 | 248.48 | 0 | 0 | 0 | 793.958 | 6589.005 | 65.89% | 0 | 1042.438 | 607.016 | 74.042 | 274.222 | 54.658 | 32.5 | 248.48 | 0 | 0 | 1042.438 | 248.48 | 793.958 | 0
|  | 947.958 | 248.48 | 699.478 | 0 | 2500 | 0 | 5795.047 | 57.95% | 0 | 947.958 | 636.025 | 54.973 | 224.46 | 0 | 32.5 | 248.48 | 0 | 7500 | 947.958 | 248.48 | 0 | 699.478
|  | 981.53 | 248.48 | 0 | 0 | 0 | 733.05 | 8295.047 | 82.95% | 0 | 981.53 | 596.856 | 25.315 | 326.859 | 0 | 32.5 | 248.48 | 0 | 0 | 981.53 | 248.48 | 733.05 | 0
|  | 1081.702 | 248.48 | 833.222 | 0 | 2438.003 | 0 | 7561.997 | 75.62% | 0 | 1081.702 | 464.097 | 21.044 | 564.061 | 0 | 32.5 | 248.48 | 0 | 7500 | 1081.702 | 248.48 | 0 | 833.222
|  | 848.929 | 248.48 | 600.449 | 0 | 0 | 0 | 10000 | 100% | 0 | 848.929 | 301.169 | 54.388 | 471.898 | 0 | 21.474 | 248.48 | 0 | 7500 | 848.929 | 248.48 | 0 | 600.449
|  | 825.942 | 248.48 | 577.462 | 0 | 0 | 0 | 10000 | 100% | 0 | 825.942 | 198.605 | 99.324 | 394.217 | 0 | 133.797 | 248.48 | 0 | 7500 | 825.942 | 248.48 | 0 | 577.462
|  | 720.981 | 248.48 | 472.501 | 0 | 0 | 0 | 10000 | 100% | 0 | 720.981 | 151.268 | 86.472 | 402.974 | 0 | 80.267 | 248.48 | 0 | 7500 | 720.981 | 248.48 | 0 | 472.501
|  | 613.766 | 248.48 | 365.286 | 0 | 0 | 0 | 10000 | 100% | 0 | 613.766 | 158.609 | 82.735 | 346.048 | 0 | 26.374 | 248.48 | 0 | 7500 | 613.766 | 248.48 | 0 | 365.286
|  | 730.269 | 248.48 | 0 | 0 | 0 | 481.789 | 10000 | 100% | 0 | 730.269 | 145.202 | 60.686 | 423.347 | 0 | 101.034 | 248.48 | 0 | 0 | 730.269 | 248.48 | 481.789 | 0
|  | 791.361 | 248.48 | 0 | 0 | 0 | 542.881 | 9518.211 | 95.18% | 0 | 791.361 | 147.975 | 56.228 | 450.936 | 0 | 136.222 | 248.48 | 0 | 0 | 791.361 | 248.48 | 542.881 | 0
|  | 998.134 | 248.48 | 0 | 0 | 0 | 749.654 | 8975.33 | 89.75% | 0 | 998.134 | 188.116 | 86.723 | 511.019 | 55.702 | 156.574 | 248.48 | 0 | 0 | 998.134 | 248.48 | 749.654 | 0
|  | 1407.781 | 248.48 | 0 | 0 | 0 | 1159.301 | 8225.676 | 82.26% | 0 | 1407.781 | 374.025 | 87.874 | 523.909 | 165.892 | 256.081 | 248.48 | 0 | 0 | 1407.781 | 248.48 | 1159.301 | 0
|  | 1601.962 | 248.48 | 0 | 0 | 0 | 1353.482 | 7066.375 | 70.66% | 0 | 1601.962 | 458.088 | 62.322 | 594.611 | 103.252 | 383.69 | 248.48 | 0 | 0 | 1601.962 | 248.48 | 1353.482 | 0
|  | 1029.835 | 251.422 | 0 | 0 | 0 | 778.413 | 5712.893 | 57.13% | 0 | 1029.835 | 367.963 | 38.73 | 376.667 | 0 | 246.475 | 248.48 | 2.942 | 0 | 1029.835 | 251.422 | 778.413 | 0
|  | 1104.962 | 274.802 | 830.16 | 0 | 2500 | 0 | 4934.48 | 49.34% | 0 | 1104.962 | 350.988 | 21.933 | 408.782 | 0 | 323.26 | 248.48 | 26.322 | 7500 | 1104.962 | 274.802 | 0 | 830.16
|  | 1167.07 | 343.017 | 824.053 | 0 | 2500 | 0 | 7434.48 | 74.34% | 0 | 1167.07 | 366.553 | 21.067 | 458.748 | 0 | 320.702 | 248.48 | 94.537 | 7500 | 1167.07 | 343.017 | 0 | 824.053
|  | 1012.073 | 503.698 | 508.375 | 0 | 65.52 | 0 | 9934.48 | 99.34% | 0 | 1012.073 | 351.55 | 58.529 | 457.314 | 0 | 144.68 | 248.48 | 255.218 | 7500 | 1012.073 | 503.698 | 0 | 508.375
|  | 790.377 | 553.53 | 236.847 | 0 | 0 | 0 | 10000 | 100% | 0 | 790.377 | 336.333 | 108.437 | 286.301 | 0 | 59.306 | 248.48 | 305.05 | 7500 | 790.377 | 553.53 | 0 | 236.847
|  | 1086.816 | 521.326 | 565.49 | 0 | 0 | 0 | 10000 | 100% | 0 | 1086.816 | 342.443 | 92.645 | 651.728 | 0 | 0 | 248.48 | 272.846 | 7500 | 1086.816 | 521.326 | 0 | 565.49
|  | 1142.945 | 449.098 | 693.847 | 0 | 0 | 0 | 10000 | 100% | 0 | 1142.945 | 331.17 | 71.981 | 707.822 | 31.973 | 0 | 248.48 | 200.618 | 7500 | 1142.945 | 449.098 | 0 | 693.847
|  | 1224.346 | 482.589 | 0 | 0 | 0 | 741.757 | 10000 | 100% | 0 | 1224.346 | 417.636 | 64.408 | 653.511 | 88.792 | 0 | 248.48 | 234.109 | 0 | 1224.346 | 482.589 | 741.757 | 0
|  | 1149.046 | 487.967 | 0 | 0 | 0 | 661.079 | 9258.243 | 92.58% | 0 | 1149.046 | 567.137 | 59.432 | 415.17 | 107.307 | 0 | 248.48 | 239.487 | 0 | 1149.046 | 487.967 | 661.079 | 0
|  | 1089.727 | 270.85 | 0 | 0 | 0 | 818.877 | 8597.164 | 85.97% | 0 | 1089.727 | 597.158 | 94.286 | 329.788 | 57.932 | 10.563 | 248.48 | 22.37 | 0 | 1089.727 | 270.85 | 818.877 | 0
|  | 988.018 | 248.48 | 0 | 0 | 0 | 739.538 | 7778.287 | 77.78% | 0 | 988.018 | 616.856 | 79.088 | 252.381 | 18.569 | 21.125 | 248.48 | 0 | 0 | 988.018 | 248.48 | 739.538 | 0
|  | 1045.892 | 248.48 | 0 | 0 | 0 | 797.412 | 7038.749 | 70.39% | 0 | 1045.892 | 637.825 | 61.232 | 311.7 | 13.862 | 21.274 | 248.48 | 0 | 0 | 1045.892 | 248.48 | 797.412 | 0
|  | 846.28 | 248.48 | 597.8 | 0 | 2500 | 0 | 6241.337 | 62.41% | 0 | 846.28 | 527.225 | 37.922 | 240.544 | 19.216 | 21.374 | 248.48 | 0 | 7500 | 846.28 | 248.48 | 0 | 597.8
|  | 945.804 | 248.48 | 0 | 0 | 0 | 697.324 | 8741.337 | 87.41% | 0 | 945.804 | 520.459 | 25.111 | 365.174 | 13.487 | 21.573 | 248.48 | 0 | 0 | 945.804 | 248.48 | 697.324 | 0
|  | 910.124 | 248.48 | 661.644 | 0 | 1955.987 | 0 | 8044.013 | 80.44% | 0 | 910.124 | 392.52 | 23.134 | 472.848 | 0 | 21.623 | 248.48 | 0 | 7500 | 910.124 | 248.48 | 0 | 661.644
|  | 842.624 | 248.48 | 594.144 | 0 | 0 | 0 | 10000 | 100% | 0 | 842.624 | 298.884 | 100.716 | 418.274 | 0 | 24.75 | 248.48 | 0 | 7500 | 842.624 | 248.48 | 0 | 594.144
|  | 794.7 | 248.48 | 546.22 | 0 | 0 | 0 | 10000 | 100% | 0 | 794.7 | 207.192 | 98.226 | 448.061 | 0 | 41.222 | 248.48 | 0 | 7500 | 794.7 | 248.48 | 0 | 546.22
|  | 619.895 | 248.48 | 371.415 | 0 | 0 | 0 | 10000 | 100% | 0 | 619.895 | 154.061 | 77.059 | 370.025 | 0 | 18.75 | 248.48 | 0 | 7500 | 619.895 | 248.48 | 0 | 371.415
|  | 692.144 | 248.48 | 443.664 | 0 | 0 | 0 | 10000 | 100% | 0 | 692.144 | 148.674 | 72.13 | 354.697 | 0 | 116.643 | 248.48 | 0 | 7500 | 692.144 | 248.48 | 0 | 443.664
|  | 781.765 | 248.48 | 0 | 0 | 0 | 533.285 | 10000 | 100% | 0 | 781.765 | 137.342 | 56.255 | 376.663 | 0 | 211.506 | 248.48 | 0 | 0 | 781.765 | 248.48 | 533.285 | 0
|  | 845.109 | 248.48 | 0 | 0 | 0 | 596.629 | 9466.715 | 94.67% | 0 | 845.109 | 161.128 | 75.483 | 490.525 | 0 | 117.973 | 248.48 | 0 | 0 | 845.109 | 248.48 | 596.629 | 0
|  | 996.03 | 248.48 | 0 | 0 | 0 | 747.55 | 8870.086 | 88.7% | 0 | 996.03 | 199.899 | 88.991 | 519.54 | 53.356 | 134.244 | 248.48 | 0 | 0 | 996.03 | 248.48 | 747.55 | 0
|  | 1145.793 | 248.48 | 0 | 0 | 0 | 897.313 | 8122.536 | 81.23% | 0 | 1145.793 | 320.246 | 76.451 | 458.809 | 131.045 | 159.243 | 248.48 | 0 | 0 | 1145.793 | 248.48 | 897.313 | 0
|  | 1502.259 | 249.438 | 0 | 0 | 0 | 1252.821 | 7225.223 | 72.25% | 0 | 1502.259 | 449.667 | 59.653 | 702.148 | 94.355 | 196.436 | 248.48 | 0.958 | 0 | 1502.259 | 249.438 | 1252.821 | 0
|  | 1264.448 | 316.472 | 0 | 0 | 0 | 947.976 | 5972.402 | 59.72% | 0 | 1264.448 | 371.646 | 27.197 | 573.813 | 0 | 291.792 | 248.48 | 67.992 | 0 | 1264.448 | 316.472 | 947.976 | 0
|  | 1185.314 | 509.456 | 675.858 | 0 | 2500 | 0 | 5024.426 | 50.24% | 0 | 1185.314 | 375.747 | 21.35 | 533.603 | 0 | 254.615 | 248.48 | 260.976 | 7500 | 1185.314 | 509.456 | 0 | 675.858
|  | 1104.062 | 841.28 | 262.782 | 0 | 2475.574 | 0 | 7524.426 | 75.24% | 0 | 1104.062 | 359.139 | 28.885 | 559.121 | 0 | 156.918 | 248.48 | 592.8 | 7500 | 1104.062 | 841.28 | 0 | 262.782
|  | 1006.407 | 1006.407 | 0 | 504.295 | 0 | 0 | 10000 | 100% | 0 | 1006.407 | 355.482 | 100.777 | 473.29 | 0 | 76.859 | 248.48 | 1262.222 | 0 | 1006.407 | 1006.407 | 0 | 0
|  | 892.416 | 892.416 | 0 | 95.278 | 0 | 0 | 10000 | 100% | 0 | 892.416 | 370.619 | 96.569 | 388.142 | 0 | 37.086 | 248.48 | 739.214 | 0 | 892.416 | 892.416 | 0 | 0
|  | 1196.832 | 371.43 | 825.402 | 0 | 0 | 0 | 10000 | 100% | 0 | 1196.832 | 361.749 | 86.33 | 748.754 | 0 | 0 | 248.48 | 122.95 | 7500 | 1196.832 | 371.43 | 0 | 825.402
|  | 1139.604 | 346.92 | 792.684 | 0 | 0 | 0 | 10000 | 100% | 0 | 1139.604 | 301.065 | 78.11 | 709.198 | 51.232 | 0 | 248.48 | 98.44 | 7500 | 1139.604 | 346.92 | 0 | 792.684
|  | 1216.64 | 374.859 | 0 | 0 | 0 | 841.781 | 10000 | 100% | 0 | 1216.64 | 397.823 | 57.507 | 609.688 | 151.622 | 0 | 248.48 | 126.379 | 0 | 1216.64 | 374.859 | 841.781 | 0
|  | 1124.376 | 552.432 | 0 | 0 | 0 | 571.944 | 9158.219 | 91.58% | 0 | 1124.376 | 541.957 | 70.589 | 369.063 | 142.767 | 0 | 248.48 | 303.952 | 0 | 1124.376 | 552.432 | 571.944 | 0
|  | 1020.399 | 506.987 | 0 | 0 | 0 | 513.412 | 8586.275 | 85.86% | 0 | 1020.399 | 552.751 | 91.937 | 315.098 | 48.424 | 12.188 | 248.48 | 258.507 | 0 | 1020.399 | 506.987 | 513.412 | 0
|  | 1030.271 | 248.48 | 0 | 0 | 0 | 781.791 | 8072.863 | 80.73% | 0 | 1030.271 | 654.854 | 66.944 | 271.018 | 13.081 | 24.375 | 248.48 | 0 | 0 | 1030.271 | 248.48 | 781.791 | 0
|  | 1028.745 | 0 | 0 | 0 | 0 | 1028.745 | 7291.072 | 72.91% | 0 | 1028.745 | 651.617 | 53.088 | 255.992 | 43.62 | 24.429 | 0 | 0 | 0 | 1028.745 | 0 | 1028.745 | 0
|  | 947.061 | 0 | 947.061 | 0 | 2500 | 0 | 6262.327 | 62.62% | 0 | 947.061 | 617.163 | 24.482 | 241.236 | 39.644 | 24.536 | 0 | 0 | 7500 | 947.061 | 0 | 0 | 947.061
|  | 936.482 | 0 | 0 | 0 | 0 | 936.482 | 8762.327 | 87.62% | 0 | 936.482 | 541.704 | 19.455 | 338.029 | 12.436 | 24.858 | 0 | 0 | 0 | 936.482 | 0 | 936.482 | 0
|  | 992.779 | 0 | 992.779 | 0 | 2174.155 | 0 | 7825.845 | 78.26% | 0 | 992.779 | 438.26 | 29.28 | 500.328 | 0 | 24.911 | 0 | 0 | 7500 | 992.779 | 0 | 0 | 992.779
|  | 1016.959 | 0 | 1016.959 | 0 | 0 | 0 | 10000 | 100% | 0 | 1016.959 | 319.323 | 96.638 | 536.031 | 0 | 64.967 | 0 | 0 | 7500 | 1016.959 | 0 | 0 | 1016.959
|  | 790.131 | 0 | 790.131 | 0 | 0 | 0 | 10000 | 100% | 0 | 790.131 | 186.602 | 85.746 | 491.244 | 0 | 26.54 | 0 | 0 | 7500 | 790.131 | 0 | 0 | 790.131
|  | 737 | 0 | 737 | 0 | 0 | 0 | 10000 | 100% | 0 | 737 | 164.988 | 80.114 | 459.806 | 0 | 32.093 | 0 | 0 | 7500 | 737 | 0 | 0 | 737
|  | 623.565 | 0 | 623.565 | 0 | 0 | 0 | 10000 | 100% | 0 | 623.565 | 128.662 | 66.404 | 373.537 | 0 | 54.962 | 0 | 0 | 7500 | 623.565 | 0 | 0 | 623.565
|  | 757.142 | 0 | 0 | 0 | 0 | 757.142 | 10000 | 100% | 0 | 757.142 | 166.051 | 56.069 | 454.731 | 0 | 80.291 | 0 | 0 | 0 | 757.142 | 0 | 757.142 | 0
|  | 771.038 | 0 | 0 | 0 | 0 | 771.038 | 9242.858 | 92.43% | 0 | 771.038 | 154.672 | 82.954 | 422.063 | 0 | 111.349 | 0 | 0 | 0 | 771.038 | 0 | 771.038 | 0
|  | 922.393 | 0 | 0 | 0 | 0 | 922.393 | 8471.82 | 84.72% | 0 | 922.393 | 206.455 | 86.846 | 526.409 | 76.876 | 25.808 | 0 | 0 | 0 | 922.393 | 0 | 922.393 | 0
|  | 1262.41 | 248.48 | 0 | 0 | 0 | 1013.93 | 7549.427 | 75.49% | 0 | 1262.41 | 341.73 | 71.89 | 453.067 | 201.153 | 194.57 | 248.48 | 0 | 0 | 1262.41 | 248.48 | 1013.93 | 0
|  | 1395.752 | 678.448 | 0 | 0 | 0 | 717.304 | 6535.497 | 65.35% | 0 | 1395.752 | 446.986 | 41.019 | 603.305 | 119.472 | 184.97 | 248.48 | 429.968 | 0 | 1395.752 | 678.448 | 717.304 | 0
|  | 1175.946 | 903.465 | 0 | 0 | 0 | 272.481 | 5818.193 | 58.18% | 0 | 1175.946 | 426.164 | 21.616 | 512.515 | 0 | 215.651 | 248.48 | 654.985 | 0 | 1175.946 | 903.465 | 272.481 | 0
|  | 1244.306 | 861.259 | 383.047 | 0 | 2500 | 0 | 5545.712 | 55.46% | 0 | 1244.306 | 365.978 | 18.943 | 562.258 | 0 | 297.127 | 248.48 | 612.779 | 7500 | 1244.306 | 861.259 | 0 | 383.047
|  | 1100.713 | 969.572 | 131.141 | 0 | 1954.288 | 0 | 8045.712 | 80.46% | 0 | 1100.713 | 370.145 | 54.487 | 454.712 | 0 | 221.37 | 248.48 | 721.092 | 7500 | 1100.713 | 969.572 | 0 | 131.141
|  | 992.041 | 992.041 | 0 | 242.186 | 0 | 0 | 10000 | 100% | 0 | 992.041 | 335.886 | 100.746 | 468.414 | 0 | 86.995 | 248.48 | 985.747 | 0 | 992.041 | 992.041 | 0 | 0
|  | 921.818 | 645.342 | 276.476 | 0 | 0 | 0 | 10000 | 100% | 0 | 921.818 | 368.255 | 87.125 | 393.548 | 0 | 72.891 | 248.48 | 396.862 | 7500 | 921.818 | 645.342 | 0 | 276.476
|  | 1021.668 | 826.991 | 194.677 | 0 | 0 | 0 | 10000 | 100% | 0 | 1021.668 | 330.324 | 73.021 | 580.297 | 0 | 38.026 | 248.48 | 578.511 | 7500 | 1021.668 | 826.991 | 0 | 194.677
|  | 1144.17 | 1130.051 | 14.119 | 0 | 0 | 0 | 10000 | 100% | 0 | 1144.17 | 344.701 | 63.33 | 654.481 | 81.658 | 0 | 248.48 | 881.571 | 7500 | 1144.17 | 1130.051 | 0 | 14.119
|  | 1167.252 | 801.306 | 0 | 0 | 0 | 365.946 | 10000 | 100% | 0 | 1167.252 | 400.553 | 57.39 | 504.795 | 204.515 | 0 | 248.48 | 552.826 | 0 | 1167.252 | 801.306 | 365.946 | 0
|  | 1033.516 | 576.413 | 0 | 0 | 0 | 457.103 | 9634.054 | 96.34% | 0 | 1033.516 | 457.059 | 78.156 | 316.78 | 181.52 | 0 | 248.48 | 327.933 | 0 | 1033.516 | 576.413 | 457.103 | 0
|  | 1071.121 | 500.495 | 0 | 0 | 0 | 570.626 | 9176.951 | 91.77% | 0 | 1071.121 | 606.386 | 85.447 | 297.936 | 66.403 | 14.95 | 248.48 | 252.015 | 0 | 1071.121 | 500.495 | 570.626 | 0
|  | 974.325 | 248.48 | 0 | 0 | 0 | 725.845 | 8606.325 | 86.06% | 0 | 974.325 | 581.77 | 62.42 | 266.251 | 33.984 | 29.9 | 248.48 | 0 | 0 | 974.325 | 248.48 | 725.845 | 0
|  | 1131.938 | 248.48 | 0 | 0 | 0 | 883.458 | 7880.48 | 78.8% | 0 | 1131.938 | 680.463 | 40.937 | 280.154 | 100.485 | 29.9 | 248.48 | 0 | 0 | 1131.938 | 248.48 | 883.458 | 0
|  | 937.148 | 248.48 | 688.668 | 0 | 2500 | 0 | 6997.022 | 69.97% | 0 | 937.148 | 572.541 | 22.325 | 234.29 | 78.047 | 29.945 | 248.48 | 0 | 7500 | 937.148 | 248.48 | 0 | 688.668
|  | 1018.871 | 248.48 | 0 | 0 | 0 | 770.391 | 9497.022 | 94.97% | 0 | 1018.871 | 601.324 | 19.33 | 345.717 | 22.241 | 30.259 | 248.48 | 0 | 0 | 1018.871 | 248.48 | 770.391 | 0
|  | 1061.603 | 248.48 | 813.123 | 0 | 1273.369 | 0 | 8726.631 | 87.27% | 0 | 1061.603 | 409.84 | 65.832 | 555.583 | 0 | 30.348 | 248.48 | 0 | 7500 | 1061.603 | 248.48 | 0 | 813.123
|  | 934.858 | 248.48 | 686.378 | 0 | 0 | 0 | 10000 | 100% | 0 | 934.858 | 312.489 | 97.922 | 491.499 | 0 | 32.948 | 248.48 | 0 | 7500 | 934.858 | 248.48 | 0 | 686.378
|  | 747.522 | 248.48 | 499.042 | 0 | 0 | 0 | 10000 | 100% | 0 | 747.522 | 217.5 | 73.262 | 391.459 | 0 | 65.302 | 248.48 | 0 | 7500 | 747.522 | 248.48 | 0 | 499.042
|  | 718.467 | 248.48 | 469.987 | 0 | 0 | 0 | 10000 | 100% | 0 | 718.467 | 171.363 | 67.214 | 386.48 | 0 | 93.41 | 248.48 | 0 | 7500 | 718.467 | 248.48 | 0 | 469.987
|  | 658.152 | 248.48 | 409.672 | 0 | 0 | 0 | 10000 | 100% | 0 | 658.152 | 153.841 | 57.451 | 385.111 | 0 | 61.749 | 248.48 | 0 | 7500 | 658.152 | 248.48 | 0 | 409.672
|  | 653.987 | 248.48 | 0 | 0 | 0 | 405.507 | 10000 | 100% | 0 | 653.987 | 152.457 | 66.342 | 386.423 | 0 | 48.766 | 248.48 | 0 | 0 | 653.987 | 248.48 | 405.507 | 0
|  | 725.033 | 248.48 | 0 | 0 | 0 | 476.553 | 9594.493 | 95.94% | 0 | 725.033 | 138.796 | 98.625 | 407.48 | 0 | 80.132 | 248.48 | 0 | 0 | 725.033 | 248.48 | 476.553 | 0
|  | 1085.543 | 248.48 | 0 | 0 | 0 | 837.063 | 9117.94 | 91.18% | 0 | 1085.543 | 172.134 | 68.618 | 503.548 | 83.261 | 257.982 | 248.48 | 0 | 0 | 1085.543 | 248.48 | 837.063 | 0
|  | 1154.956 | 248.48 | 0 | 0 | 0 | 906.476 | 8280.877 | 82.81% | 0 | 1154.956 | 242.639 | 56.921 | 463.431 | 215.414 | 176.551 | 248.48 | 0 | 0 | 1154.956 | 248.48 | 906.476 | 0
|  | 1337.05 | 249.765 | 0 | 0 | 0 | 1087.285 | 7374.401 | 73.74% | 2.2737e-13 | 1337.05 | 305.545 | 25.418 | 365.361 | 120.398 | 520.328 | 248.48 | 1.285 | 0 | 1337.05 | 249.765 | 1087.285 | 0
|  | 1331.547 | 282.979 | 0 | 0 | 0 | 1048.568 | 6287.116 | 62.87% | 0 | 1331.547 | 433.036 | 21.619 | 364.854 | 0 | 512.038 | 248.48 | 34.499 | 0 | 1331.547 | 282.979 | 1048.568 | 0
|  | 1102.979 | 369.134 | 733.845 | 0 | 2500 | 0 | 5238.548 | 52.39% | 0 | 1102.979 | 541.975 | 28.49 | 345.321 | 0 | 187.193 | 248.48 | 120.654 | 7500 | 1102.979 | 369.134 | 0 | 733.845
|  | 1112.801 | 448.105 | 664.696 | 0 | 2261.452 | 0 | 7738.548 | 77.39% | 0 | 1112.801 | 595.55 | 91.945 | 333.255 | 0 | 92.051 | 248.48 | 199.625 | 7500 | 1112.801 | 448.105 | 0 | 664.696
|  | 1104.785 | 567.234 | 537.551 | 0 | 0 | 0 | 10000 | 100% | 0 | 1104.785 | 584.615 | 102.132 | 341.809 | 0 | 76.23 | 248.48 | 318.754 | 7500 | 1104.785 | 567.234 | 0 | 537.551
|  | 1180.948 | 1044.794 | 136.154 | 0 | 0 | 0 | 10000 | 100% | 0 | 1180.948 | 649.479 | 79.886 | 331.664 | 0 | 119.919 | 248.48 | 796.314 | 7500 | 1180.948 | 1044.794 | 0 | 136.154
|  | 1264.617 | 1096.266 | 168.351 | 0 | 0 | 0 | 10000 | 100% | 0 | 1264.617 | 532.256 | 78.586 | 573.913 | 0 | 79.862 | 248.48 | 847.786 | 7500 | 1264.617 | 1096.266 | 0 | 168.351
|  | 1218.881 | 1155.983 | 62.898 | 0 | 0 | 0 | 10000 | 100% | 0 | 1218.881 | 463.541 | 61.988 | 608.822 | 70.06 | 14.471 | 248.48 | 907.503 | 7500 | 1218.881 | 1155.983 | 0 | 62.898
|  | 1257.083 | 938.543 | 0 | 0 | 0 | 318.54 | 10000 | 100% | 0 | 1257.083 | 497.973 | 67.543 | 484.022 | 207.546 | 0 | 248.48 | 690.063 | 0 | 1257.083 | 938.543 | 318.54 | 0
|  | 1120.297 | 718.392 | 0 | 0 | 0 | 401.905 | 9681.46 | 96.81% | 0 | 1120.297 | 501.552 | 90.293 | 323.508 | 204.944 | 0 | 248.48 | 469.912 | 0 | 1120.297 | 718.392 | 401.905 | 0
|  | 955.364 | 357.545 | 0 | 0 | 0 | 597.819 | 9279.555 | 92.8% | 0 | 955.364 | 551.026 | 69.698 | 246.509 | 72.369 | 15.762 | 248.48 | 109.065 | 0 | 955.364 | 357.545 | 597.819 | 0
|  | 1032.258 | 248.48 | 0 | 0 | 0 | 783.778 | 8681.736 | 86.82% | 0 | 1032.258 | 692.817 | 51.83 | 235.407 | 20.679 | 31.525 | 248.48 | 0 | 0 | 1032.258 | 248.48 | 783.778 | 0
|  | 1064.404 | 248.48 | 0 | 0 | 0 | 815.924 | 7897.958 | 78.98% | 0 | 1064.404 | 682.32 | 25.532 | 239.423 | 85.604 | 31.525 | 248.48 | 0 | 0 | 1064.404 | 248.48 | 815.924 | 0
|  | 1068.049 | 248.48 | 819.569 | 0 | 2500 | 0 | 7082.034 | 70.82% | 0 | 1068.049 | 656.933 | 22.683 | 243.362 | 113.546 | 31.525 | 248.48 | 0 | 7500 | 1068.049 | 248.48 | 0 | 819.569
|  | 976.445 | 248.48 | 0 | 0 | 0 | 727.965 | 9582.034 | 95.82% | 0 | 976.445 | 550.565 | 27.797 | 327.318 | 39.241 | 31.525 | 248.48 | 0 | 0 | 976.445 | 248.48 | 727.965 | 0
|  | 1027.324 | 248.48 | 778.844 | 0 | 1145.931 | 0 | 8854.069 | 88.54% | 0 | 1027.324 | 391.829 | 108.196 | 495.775 | 0 | 31.525 | 248.48 | 0 | 7500 | 1027.324 | 248.48 | 0 | 778.844
|  | 902.044 | 248.48 | 653.564 | 0 | 0 | 0 | 10000 | 100% | 0 | 902.044 | 318.975 | 86.776 | 473.886 | 0 | 22.408 | 248.48 | 0 | 7500 | 902.044 | 248.48 | 0 | 653.564
|  | 843.62 | 248.48 | 595.14 | 0 | 0 | 0 | 10000 | 100% | 0 | 843.62 | 251.998 | 81.861 | 490.124 | 0 | 19.638 | 248.48 | 0 | 7500 | 843.62 | 248.48 | 0 | 595.14
|  | 737.507 | 248.48 | 489.027 | 0 | 0 | 0 | 10000 | 100% | 0 | 737.507 | 189.588 | 64.663 | 462.446 | 0 | 20.81 | 248.48 | 0 | 7500 | 737.507 | 248.48 | 0 | 489.027
|  | 633.654 | 248.48 | 385.174 | 0 | 0 | 0 | 10000 | 100% | 0 | 633.654 | 147.04 | 60.923 | 408.692 | 0 | 17 | 248.48 | 0 | 7500 | 633.654 | 248.48 | 0 | 385.174
|  | 684.089 | 248.48 | 0 | 0 | 0 | 435.609 | 10000 | 100% | 0 | 684.089 | 173.112 | 80.66 | 420.488 | 0 | 9.829 | 248.48 | 0 | 0 | 684.089 | 248.48 | 435.609 | 0
|  | 692.277 | 248.48 | 0 | 0 | 0 | 443.797 | 9564.391 | 95.64% | 0 | 692.277 | 150.507 | 83.043 | 450.994 | 0 | 7.733 | 248.48 | 0 | 0 | 692.277 | 248.48 | 443.797 | 0
|  | 862.176 | 248.48 | 0 | 0 | 0 | 613.696 | 9120.594 | 91.21% | 0 | 862.176 | 160.284 | 70.787 | 519.416 | 78.148 | 33.541 | 248.48 | 0 | 0 | 862.176 | 248.48 | 613.696 | 0
|  | 1413.382 | 248.48 | 0 | 0 | 0 | 1164.902 | 8506.898 | 85.07% | 0 | 1413.382 | 241.282 | 44.387 | 577.233 | 244.385 | 306.095 | 248.48 | 0 | 0 | 1413.382 | 248.48 | 1164.902 | 0
|  | 1408.834 | 626.22 | 0 | 0 | 0 | 782.614 | 7341.996 | 73.42% | 0 | 1408.834 | 308.308 | 22.341 | 430.512 | 145.512 | 502.161 | 248.48 | 377.74 | 0 | 1408.834 | 626.22 | 782.614 | 0
|  | 1251.953 | 777.3 | 0 | 0 | 0 | 474.653 | 6559.382 | 65.59% | 0 | 1251.953 | 425.445 | 20.997 | 268.967 | 0 | 536.543 | 248.48 | 528.82 | 0 | 1251.953 | 777.3 | 474.653 | 0
|  | 1044.138 | 1044.138 | 0 | 48.267 | 48.267 | 0 | 6084.729 | 60.85% | 0 | 1044.138 | 510.462 | 62.725 | 278.665 | 0 | 192.285 | 248.48 | 843.925 | 0 | 1044.138 | 1044.138 | 0 | 0
|  | 1200.321 | 1200.321 | 0 | 120.163 | 120.163 | 0 | 6132.996 | 61.33% | 0 | 1200.321 | 526.179 | 115.566 | 316.426 | 0 | 242.15 | 248.48 | 1072.004 | 0 | 1200.321 | 1200.321 | 0 | 0
|  | 1302.603 | 1302.603 | 0 | 176.008 | 176.008 | 0 | 6253.159 | 62.53% | 0 | 1302.603 | 688.85 | 86.982 | 311.996 | 0 | 214.776 | 248.48 | 1230.131 | 0 | 1302.603 | 1302.603 | 0 | 0
|  | 1085.486 | 1085.486 | 0 | 406.973 | 406.973 | 0 | 6429.167 | 64.29% | 0 | 1085.486 | 646.88 | 75.81 | 299.574 | 0 | 63.222 | 248.48 | 1243.979 | 0 | 1085.486 | 1085.486 | 0 | 0
|  | 1045.983 | 1045.983 | 0 | 333.266 | 333.266 | 0 | 6836.14 | 68.36% | 0 | 1045.983 | 432.138 | 63.301 | 516.436 | 0 | 34.108 | 248.48 | 1130.769 | 0 | 1045.983 | 1045.983 | 0 | 0
|  | 1144.654 | 1144.654 | 0 | 14.602 | 14.602 | 0 | 7169.406 | 71.69% | 0 | 1144.654 | 462.185 | 58.279 | 555.687 | 68.503 | 0 | 248.48 | 910.776 | 0 | 1144.654 | 1144.654 | 0 | 0
|  | 1215.536 | 829.302 | 0 | 0 | 0 | 386.234 | 7184.008 | 71.84% | 0 | 1215.536 | 421.87 | 83.633 | 514.149 | 195.884 | 0 | 248.48 | 580.822 | 0 | 1215.536 | 829.302 | 386.234 | 0
|  | 1122.208 | 584.828 | 0 | 0 | 0 | 537.38 | 6797.774 | 67.98% | 0 | 1122.208 | 504.053 | 85.441 | 317.522 | 215.192 | 0 | 248.48 | 336.348 | 0 | 1122.208 | 584.828 | 537.38 | 0
|  | 1024.287 | 328.742 | 0 | 0 | 0 | 695.545 | 6260.394 | 62.6% | 0 | 1024.287 | 579.173 | 60.606 | 290.522 | 82.937 | 11.05 | 248.48 | 80.262 | 0 | 1024.287 | 328.742 | 695.545 | 0
|  | 1017.775 | 248.48 | 0 | 0 | 0 | 769.295 | 5564.849 | 55.65% | 0 | 1017.775 | 680.638 | 39.243 | 253.435 | 22.359 | 22.1 | 248.48 | 0 | 0 | 1017.775 | 248.48 | 769.295 | 0
|  | 1051.966 | 248.48 | 0 | 0 | 0 | 803.486 | 4795.554 | 47.96% | 0 | 1051.966 | 695.629 | 22.293 | 222.136 | 89.676 | 22.232 | 248.48 | 0 | 0 | 1051.966 | 248.48 | 803.486 | 0
|  | 1192.058 | 248.48 | 943.578 | 0 | 2500 | 0 | 3992.068 | 39.92% | 0 | 1192.058 | 742.644 | 21.198 | 277.853 | 128.087 | 22.276 | 248.48 | 0 | 7500 | 1192.058 | 248.48 | 0 | 943.578
|  | 1012.857 | 248.48 | 0 | 0 | 0 | 764.377 | 6492.068 | 64.92% | 0 | 1012.857 | 563.539 | 59.672 | 323.368 | 44.136 | 22.142 | 248.48 | 0 | 0 | 1012.857 | 248.48 | 764.377 | 0
|  | 1309.547 | 248.48 | 1061.067 | 0 | 2500 | 0 | 5727.691 | 57.28% | 0 | 1309.547 | 504.814 | 107.961 | 674.672 | 0 | 22.1 | 248.48 | 0 | 7500 | 1309.547 | 248.48 | 0 | 1061.067
|  | 974.426 | 248.48 | 725.946 | 0 | 1772.309 | 0 | 8227.691 | 82.28% | 0 | 974.426 | 282.28 | 83.553 | 579.038 | 0 | 29.556 | 248.48 | 0 | 7500 | 974.426 | 248.48 | 0 | 725.946
|  | 812.016 | 248.48 | 563.536 | 0 | 0 | 0 | 10000 | 100% | 0 | 812.016 | 189.523 | 69.366 | 527.165 | 0 | 25.962 | 248.48 | 0 | 7500 | 812.016 | 248.48 | 0 | 563.536
|  | 701.751 | 248.48 | 453.271 | 0 | 0 | 0 | 10000 | 100% | 0 | 701.751 | 155.276 | 60.572 | 452.797 | 0 | 33.107 | 248.48 | 0 | 7500 | 701.751 | 248.48 | 0 | 453.271
|  | 713.852 | 248.48 | 465.372 | 0 | 0 | 0 | 10000 | 100% | 0 | 713.852 | 142.874 | 71.473 | 435.835 | 0 | 63.67 | 248.48 | 0 | 7500 | 713.852 | 248.48 | 0 | 465.372
|  | 850.315 | 248.48 | 0 | 0 | 0 | 601.835 | 10000 | 100% | 0 | 850.315 | 154.205 | 91.505 | 504.995 | 0 | 99.611 | 248.48 | 0 | 0 | 850.315 | 248.48 | 601.835 | 0
|  | 855.026 | 248.48 | 0 | 0 | 0 | 606.546 | 9398.165 | 93.98% | 0 | 855.026 | 152.871 | 68.588 | 508.375 | 0 | 125.192 | 248.48 | 0 | 0 | 855.026 | 248.48 | 606.546 | 0
|  | 1062.48 | 248.48 | 0 | 0 | 0 | 814 | 8791.619 | 87.92% | 0 | 1062.48 | 199.07 | 57.262 | 528.169 | 86.507 | 191.472 | 248.48 | 0 | 0 | 1062.48 | 248.48 | 814 | 0
|  | 1321.191 | 248.48 | 0 | 0 | 0 | 1072.711 | 7977.619 | 79.78% | 0 | 1321.191 | 323.741 | 24.666 | 488.493 | 240.112 | 244.179 | 248.48 | 0 | 0 | 1321.191 | 248.48 | 1072.711 | 0
|  | 1709.618 | 694.103 | 0 | 0 | 0 | 1015.515 | 6904.908 | 69.05% | 0 | 1709.618 | 471.579 | 23.024 | 637.023 | 239.404 | 338.589 | 248.48 | 445.623 | 0 | 1709.618 | 694.103 | 1015.515 | 0
|  | 990.894 | 504.889 | 0 | 0 | 0 | 486.005 | 5889.393 | 58.89% | 0 | 990.894 | 367.813 | 23.932 | 443.562 | 82.715 | 72.873 | 248.48 | 256.409 | 0 | 990.894 | 504.889 | 486.005 | 0
|  | 1217.283 | 646.557 | 570.726 | 0 | 2500 | 0 | 5403.388 | 54.03% | 0 | 1217.283 | 354.996 | 95.235 | 530.322 | 52.291 | 184.44 | 248.48 | 398.077 | 7500 | 1217.283 | 646.557 | 0 | 570.726
|  | 1238.185 | 814.888 | 423.297 | 0 | 2096.612 | 0 | 7903.388 | 79.03% | 0 | 1238.185 | 357.474 | 98.561 | 436.113 | 155.853 | 190.184 | 248.48 | 566.408 | 7500 | 1238.185 | 814.888 | 0 | 423.297
|  | 1163.626 | 491.148 | 672.478 | 0 | 0 | 0 | 10000 | 100% | 0 | 1163.626 | 354.478 | 92.821 | 448.561 | 169.731 | 98.036 | 248.48 | 242.668 | 7500 | 1163.626 | 491.148 | 0 | 672.478
|  | 873.637 | 415.179 | 458.458 | 0 | 0 | 0 | 10000 | 100% | 0 | 873.637 | 352.13 | 69.319 | 391.388 | 60.8 | 0 | 248.48 | 166.699 | 7500 | 873.637 | 415.179 | 0 | 458.458
|  | 1119.546 | 466.253 | 653.293 | 0 | 0 | 0 | 10000 | 100% | 0 | 1119.546 | 339.451 | 61.89 | 665.854 | 52.352 | 0 | 248.48 | 217.773 | 7500 | 1119.546 | 466.253 | 0 | 653.293
|  | 1333.576 | 428.723 | 904.853 | 0 | 0 | 0 | 10000 | 100% | 0 | 1333.576 | 346.525 | 73.41 | 756.964 | 156.678 | 0 | 248.48 | 180.243 | 7500 | 1333.576 | 428.723 | 0 | 904.853
|  | 1238.526 | 369.189 | 0 | 0 | 0 | 869.337 | 10000 | 100% | 0 | 1238.526 | 385.062 | 92.464 | 604.738 | 156.262 | 0 | 248.48 | 120.709 | 0 | 1238.526 | 369.189 | 869.337 | 0
|  | 997.573 | 264.023 | 0 | 0 | 0 | 733.55 | 9130.663 | 91.31% | 1.1369e-13 | 997.573 | 523.967 | 71.265 | 349.631 | 52.71 | 0 | 248.48 | 15.543 | 0 | 997.573 | 264.023 | 733.55 | 0
|  | 1027.196 | 249.87 | 0 | 0 | 0 | 777.326 | 8397.113 | 83.97% | 0 | 1027.196 | 607.915 | 54.356 | 297.755 | 52.546 | 14.625 | 248.48 | 1.39 | 0 | 1027.196 | 249.87 | 777.326 | 0
|  | 1280.491 | 248.48 | 0 | 0 | 0 | 1032.011 | 7619.787 | 76.2% | 0 | 1280.491 | 742.401 | 26.43 | 341.911 | 140.499 | 29.25 | 248.48 | 0 | 0 | 1280.491 | 248.48 | 1032.011 | 0
|  | 972.797 | 248.48 | 0 | 0 | 0 | 724.317 | 6587.776 | 65.88% | 0 | 972.797 | 597.255 | 21.031 | 252.529 | 72.689 | 29.293 | 248.48 | 0 | 0 | 972.797 | 248.48 | 724.317 | 0
|  | 892.139 | 248.48 | 643.659 | 0 | 2500 | 0 | 5863.459 | 58.63% | 0 | 892.139 | 571.64 | 28.055 | 258.223 | 4.928 | 29.293 | 248.48 | 0 | 7500 | 892.139 | 248.48 | 0 | 643.659
|  | 1092.989 | 248.48 | 0 | 0 | 0 | 844.509 | 8363.459 | 83.63% | 0 | 1092.989 | 581.39 | 106.479 | 375.87 | 0 | 29.25 | 248.48 | 0 | 0 | 1092.989 | 248.48 | 844.509 | 0
|  | 1250.284 | 248.48 | 1001.804 | 0 | 2481.05 | 0 | 7518.95 | 75.19% | 0 | 1250.284 | 479.976 | 88.91 | 652.148 | 0 | 29.25 | 248.48 | 0 | 7500 | 1250.284 | 248.48 | 0 | 1001.804
|  | 947.696 | 248.48 | 699.216 | 0 | 0 | 0 | 10000 | 100% | 0 | 947.696 | 290.062 | 74.93 | 556.054 | 0 | 26.65 | 248.48 | 0 | 7500 | 947.696 | 248.48 | 0 | 699.216
|  | 820.943 | 248.48 | 572.463 | 0 | 0 | 0 | 10000 | 100% | 0 | 820.943 | 189.401 | 64.617 | 428.455 | 0 | 138.47 | 248.48 | 0 | 7500 | 820.943 | 248.48 | 0 | 572.463
|  | 792.907 | 248.48 | 544.427 | 0 | 0 | 0 | 10000 | 100% | 0 | 792.907 | 155.161 | 59.543 | 476.879 | 0 | 101.325 | 248.48 | 0 | 7500 | 792.907 | 248.48 | 0 | 544.427
|  | 841.373 | 248.48 | 592.893 | 0 | 0 | 0 | 10000 | 100% | 0 | 841.373 | 155.368 | 86.997 | 498.382 | 0 | 100.626 | 248.48 | 0 | 7500 | 841.373 | 248.48 | 0 | 592.893
|  | 712.066 | 248.48 | 0 | 0 | 0 | 463.586 | 10000 | 100% | 0 | 712.066 | 140.207 | 79.758 | 451.516 | 0 | 40.586 | 248.48 | 0 | 0 | 712.066 | 248.48 | 463.586 | 0
|  | 732.7 | 248.48 | 0 | 0 | 0 | 484.22 | 9536.414 | 95.36% | 0 | 732.7 | 163.863 | 68.307 | 462.349 | 0 | 38.181 | 248.48 | 0 | 0 | 732.7 | 248.48 | 484.22 | 0
|  | 882.539 | 248.48 | 0 | 0 | 0 | 634.059 | 9052.194 | 90.52% | 0 | 882.539 | 188.028 | 41.005 | 467.09 | 84.752 | 101.665 | 248.48 | 0 | 0 | 882.539 | 248.48 | 634.059 | 0
|  | 1441.141 | 248.48 | 0 | 0 | 0 | 1192.661 | 8418.135 | 84.18% | 0 | 1441.141 | 363.554 | 20.857 | 474.444 | 241.322 | 340.963 | 248.48 | 0 | 0 | 1441.141 | 248.48 | 1192.661 | 0
|  | 1819.663 | 248.967 | 0 | 0 | 0 | 1570.696 | 7225.474 | 72.25% | 0 | 1819.663 | 494.927 | 20.636 | 573.913 | 234.03 | 496.158 | 248.48 | 0.487 | 0 | 1819.663 | 248.967 | 1570.696 | 0
|  | 1421.338 | 257.647 | 0 | 0 | 0 | 1163.691 | 5654.778 | 56.55% | 0 | 1421.338 | 419.538 | 60.183 | 502.265 | 93.377 | 345.975 | 248.48 | 9.167 | 0 | 1421.338 | 257.647 | 1163.691 | 0
|  | 1399.125 | 287.844 | 1111.281 | 0 | 2500 | 0 | 4491.087 | 44.91% | 0 | 1399.125 | 380.896 | 106.661 | 527.759 | 48.794 | 335.015 | 248.48 | 39.364 | 7500 | 1399.125 | 287.844 | 0 | 1111.281
|  | 1289.039 | 327.581 | 961.458 | 0 | 2500 | 0 | 6991.087 | 69.91% | 0 | 1289.039 | 323.22 | 89.003 | 435.513 | 163.885 | 277.419 | 248.48 | 79.101 | 7500 | 1289.039 | 327.581 | 0 | 961.458
|  | 1227.897 | 450.256 | 777.641 | 0 | 508.913 | 0 | 9491.087 | 94.91% | 0 | 1227.897 | 388.092 | 82.638 | 495.629 | 201.797 | 59.742 | 248.48 | 201.776 | 7500 | 1227.897 | 450.256 | 0 | 777.641
|  | 890.348 | 881.296 | 9.052 | 0 | 0 | 0 | 10000 | 100% | 0 | 890.348 | 359.565 | 58.305 | 399.549 | 72.929 | 0 | 248.48 | 632.816 | 7500 | 890.348 | 881.296 | 0 | 9.052
|  | 1080.554 | 851.248 | 229.306 | 0 | 0 | 0 | 10000 | 100% | 0 | 1080.554 | 343.519 | 58.525 | 627.231 | 51.279 | 0 | 248.48 | 602.768 | 7500 | 1080.554 | 851.248 | 0 | 229.306
|  | 1153.342 | 819.248 | 334.094 | 0 | 0 | 0 | 10000 | 100% | 0 | 1153.342 | 296.433 | 77.064 | 627.437 | 152.409 | 0 | 248.48 | 570.768 | 7500 | 1153.342 | 819.248 | 0 | 334.094
|  | 1056.148 | 614.02 | 0 | 0 | 0 | 442.128 | 10000 | 100% | 0 | 1056.148 | 347.318 | 78.516 | 476.709 | 153.605 | 0 | 248.48 | 365.54 | 0 | 1056.148 | 614.02 | 442.128 | 0
|  | 977.354 | 447.959 | 0 | 0 | 0 | 529.395 | 9557.872 | 95.58% | 0 | 977.354 | 488.807 | 71.9 | 360.812 | 55.836 | 0 | 248.48 | 199.479 | 0 | 977.354 | 447.959 | 529.395 | 0
|  | 1053.16 | 254.876 | 0 | 0 | 0 | 798.284 | 9028.477 | 90.28% | 0 | 1053.16 | 598.769 | 40.847 | 348.858 | 51.361 | 13.325 | 248.48 | 6.396 | 0 | 1053.16 | 254.876 | 798.284 | 0
|  | 1141.691 | 248.48 | 0 | 0 | 0 | 893.211 | 8230.193 | 82.3% | 0 | 1141.691 | 666.968 | 22.07 | 300.175 | 125.828 | 26.65 | 248.48 | 0 | 0 | 1141.691 | 248.48 | 893.211 | 0
|  | 1113.5 | 248.48 | 0 | 0 | 0 | 865.02 | 7336.982 | 73.37% | 0 | 1113.5 | 676.481 | 20.252 | 296.384 | 93.733 | 26.65 | 248.48 | 0 | 0 | 1113.5 | 248.48 | 865.02 | 0
|  | 1070.588 | 248.48 | 822.108 | 0 | 2500 | 0 | 6471.962 | 64.72% | 0 | 1070.588 | 672.981 | 59.032 | 304.665 | 7.259 | 26.65 | 248.48 | 0 | 7500 | 1070.588 | 248.48 | 0 | 822.108
|  | 1045.89 | 248.48 | 0 | 0 | 0 | 797.41 | 8971.962 | 89.72% | 0 | 1045.89 | 551.906 | 104.326 | 363.008 | 0 | 26.65 | 248.48 | 0 | 0 | 1045.89 | 248.48 | 797.41 | 0
|  | 1007.866 | 248.48 | 759.386 | 0 | 1825.448 | 0 | 8174.552 | 81.75% | 0 | 1007.866 | 411.805 | 84.346 | 485.065 | 0 | 26.65 | 248.48 | 0 | 7500 | 1007.866 | 248.48 | 0 | 759.386
|  | 807.855 | 248.48 | 559.375 | 0 | 0 | 0 | 10000 | 100% | 0 | 807.855 | 259.42 | 73.182 | 432.228 | 0 | 43.026 | 248.48 | 0 | 7500 | 807.855 | 248.48 | 0 | 559.375
|  | 687.962 | 248.48 | 439.482 | 0 | 0 | 0 | 10000 | 100% | 0 | 687.962 | 178.472 | 59.272 | 428.282 | 0 | 21.936 | 248.48 | 0 | 7500 | 687.962 | 248.48 | 0 | 439.482
|  | 694.557 | 248.48 | 446.077 | 0 | 0 | 0 | 10000 | 100% | 0 | 694.557 | 144.978 | 66.929 | 463.65 | 0 | 19 | 248.48 | 0 | 7500 | 694.557 | 248.48 | 0 | 446.077
|  | 756.588 | 248.48 | 508.108 | 0 | 0 | 0 | 10000 | 100% | 0 | 756.588 | 154.205 | 97.208 | 453.906 | 0 | 51.269 | 248.48 | 0 | 7500 | 756.588 | 248.48 | 0 | 508.108
|  | 698.417 | 248.48 | 0 | 0 | 0 | 449.937 | 10000 | 100% | 0 | 698.417 | 140.799 | 74.93 | 441.22 | 0 | 41.469 | 248.48 | 0 | 0 | 698.417 | 248.48 | 449.937 | 0
|  | 756.768 | 248.48 | 0 | 0 | 0 | 508.288 | 9550.063 | 95.5% | 0 | 756.768 | 144.436 | 62.086 | 465.207 | 0 | 85.039 | 248.48 | 0 | 0 | 756.768 | 248.48 | 508.288 | 0
|  | 906.116 | 248.48 | 0 | 0 | 0 | 657.636 | 9041.775 | 90.42% | 0 | 906.116 | 178.672 | 25.701 | 486.765 | 83.438 | 131.54 | 248.48 | 0 | 0 | 906.116 | 248.48 | 657.636 | 0
|  | 1426.164 | 248.48 | 0 | 0 | 0 | 1177.684 | 8384.139 | 83.84% | 0 | 1426.164 | 321.435 | 19.37 | 518.515 | 220.439 | 346.405 | 248.48 | 0 | 0 | 1426.164 | 248.48 | 1177.684 | 0
|  | 1634.624 | 453.278 | 0 | 0 | 0 | 1181.346 | 7206.455 | 72.06% | 0 | 1634.624 | 474.979 | 28.468 | 690.033 | 164.057 | 277.087 | 248.48 | 204.798 | 0 | 1634.624 | 453.278 | 1181.346 | 0
|  | 1574.299 | 565.194 | 0 | 0 | 0 | 1009.105 | 6025.109 | 60.25% | 0 | 1574.299 | 402.831 | 104.508 | 509.554 | 0 | 557.406 | 248.48 | 316.714 | 0 | 1574.299 | 565.194 | 1009.105 | 0
|  | 1594.97 | 950.615 | 644.355 | 0 | 2500 | 0 | 5016.004 | 50.16% | 0 | 1594.97 | 375.228 | 97.198 | 507.626 | 0 | 614.919 | 248.48 | 702.135 | 7500 | 1594.97 | 950.615 | 0 | 644.355
|  | 989.619 | 989.619 | 0 | 275.794 | 275.794 | 0 | 7516.004 | 75.16% | 0 | 989.619 | 308.99 | 80.606 | 387.009 | 0 | 213.014 | 248.48 | 1016.933 | 0 | 989.619 | 989.619 | 0 | 0
|  | 944.096 | 944.096 | 0 | 484.562 | 484.562 | 0 | 7791.798 | 77.92% | 0 | 944.096 | 388.364 | 70.367 | 434.53 | 0 | 50.835 | 248.48 | 1180.178 | 0 | 944.096 | 944.096 | 0 | 0
|  | 821.17 | 821.17 | 0 | 673.753 | 673.753 | 0 | 8276.36 | 82.76% | 0 | 821.17 | 350.086 | 59.065 | 410.716 | 0 | 1.303 | 248.48 | 1246.443 | 0 | 821.17 | 821.17 | 0 | 0
|  | 921.752 | 921.752 | 0 | 484.035 | 484.035 | 0 | 8950.113 | 89.5% | 0 | 921.752 | 304.294 | 68.053 | 548.34 | 0 | 1.065 | 248.48 | 1157.307 | 0 | 921.752 | 921.752 | 0 | 0
|  | 1230.835 | 1230.835 | 0 | 50.705 | 50.705 | 0 | 9434.148 | 94.34% | 0 | 1230.835 | 343.825 | 87.794 | 704.656 | 94.56 | 0 | 248.48 | 1033.06 | 0 | 1230.835 | 1230.835 | 0 | 0
|  | 1192.905 | 1067.593 | 0 | 0 | 0 | 125.312 | 9484.853 | 94.85% | 0 | 1192.905 | 346.577 | 76.246 | 519.407 | 250.675 | 0 | 248.48 | 819.113 | 0 | 1192.905 | 1067.593 | 125.312 | 0
|  | 1078.531 | 746.102 | 0 | 0 | 0 | 332.429 | 9359.541 | 93.6% | 0 | 1078.531 | 471.861 | 57.964 | 304.006 | 244.7 | 0 | 248.48 | 497.622 | 0 | 1078.531 | 746.102 | 332.429 | 0
|  | 1068.357 | 402.469 | 0 | 0 | 0 | 665.888 | 9027.112 | 90.27% | 0 | 1068.357 | 578.212 | 27.43 | 355.082 | 95.283 | 12.35 | 248.48 | 153.989 | 0 | 1068.357 | 402.469 | 665.888 | 0
|  | 1218.709 | 248.48 | 0 | 0 | 0 | 970.229 | 8361.224 | 83.61% | 0 | 1218.709 | 730.634 | 22.166 | 410.039 | 31.17 | 24.7 | 248.48 | 0 | 0 | 1218.709 | 248.48 | 970.229 | 0
|  | 1122.758 | 248.48 | 0 | 0 | 0 | 874.278 | 7390.995 | 73.91% | 0 | 1122.758 | 669.119 | 30.28 | 288.441 | 110.089 | 24.829 | 248.48 | 0 | 0 | 1122.758 | 248.48 | 874.278 | 0
|  | 1267.969 | 248.48 | 1019.489 | 0 | 2500 | 0 | 6516.717 | 65.17% | 0 | 1267.969 | 699.868 | 92.877 | 307.179 | 143.13 | 24.915 | 248.48 | 0 | 7500 | 1267.969 | 248.48 | 0 | 1019.489
|  | 997.034 | 248.48 | 0 | 0 | 0 | 748.554 | 9016.717 | 90.17% | 0 | 997.034 | 510.024 | 90.706 | 324.468 | 46.749 | 25.086 | 248.48 | 0 | 0 | 997.034 | 248.48 | 748.554 | 0
|  | 1103.942 | 248.48 | 855.462 | 0 | 1731.837 | 0 | 8268.163 | 82.68% | 0 | 1103.942 | 429.113 | 78.723 | 570.977 | 0 | 25.129 | 248.48 | 0 | 7500 | 1103.942 | 248.48 | 0 | 855.462
|  | 964.875 | 248.48 | 716.395 | 0 | 0 | 0 | 10000 | 100% | 0 | 964.875 | 309.108 | 64.605 | 559.263 | 0 | 31.9 | 248.48 | 0 | 7500 | 964.875 | 248.48 | 0 | 716.395
|  | 763.169 | 248.48 | 514.689 | 0 | 0 | 0 | 10000 | 100% | 0 | 763.169 | 193.347 | 59.533 | 481.74 | 0 | 28.549 | 248.48 | 0 | 7500 | 763.169 | 248.48 | 0 | 514.689
|  | 833.49 | 248.48 | 585.01 | 0 | 0 | 0 | 10000 | 100% | 0 | 833.49 | 157.275 | 80.934 | 469.081 | 0 | 126.201 | 248.48 | 0 | 7500 | 833.49 | 248.48 | 0 | 585.01
|  | 743.401 | 248.48 | 494.921 | 0 | 0 | 0 | 10000 | 100% | 0 | 743.401 | 137.016 | 81.353 | 382.927 | 0 | 142.106 | 248.48 | 0 | 7500 | 743.401 | 248.48 | 0 | 494.921
|  | 652.181 | 248.48 | 0 | 0 | 0 | 403.701 | 10000 | 100% | 0 | 652.181 | 133.198 | 65.149 | 400.703 | 0 | 53.131 | 248.48 | 0 | 0 | 652.181 | 248.48 | 403.701 | 0
|  | 881.788 | 248.48 | 0 | 0 | 0 | 633.308 | 9596.299 | 95.96% | 0 | 881.788 | 157.82 | 36.689 | 562.768 | 0 | 124.512 | 248.48 | 0 | 0 | 881.788 | 248.48 | 633.308 | 0
|  | 1157.002 | 248.48 | 0 | 0 | 0 | 908.522 | 8962.991 | 89.63% | 0 | 1157.002 | 195.643 | 23.784 | 638.133 | 101.877 | 197.565 | 248.48 | 0 | 0 | 1157.002 | 248.48 | 908.522 | 0
|  | 1192.698 | 248.48 | 0 | 0 | 0 | 944.218 | 8054.469 | 80.54% | 0 | 1192.698 | 336.307 | 21.338 | 437.738 | 243.364 | 153.951 | 248.48 | 0 | 0 | 1192.698 | 248.48 | 944.218 | 0
|  | 1841.66 | 779.001 | 0 | 0 | 0 | 1062.659 | 7110.251 | 71.1% | 0 | 1841.66 | 509.467 | 62.531 | 541.09 | 178.175 | 550.396 | 248.48 | 530.521 | 0 | 1841.66 | 779.001 | 1062.659 | 0
|  | 1423.487 | 915.541 | 0 | 0 | 0 | 507.946 | 6047.592 | 60.48% | 0 | 1423.487 | 394.991 | 106.27 | 415.341 | 0 | 506.886 | 248.48 | 667.061 | 0 | 1423.487 | 915.541 | 507.946 | 0
|  | 1274.743 | 1215.947 | 58.796 | 0 | 2500 | 0 | 5539.646 | 55.4% | 0 | 1274.743 | 354.792 | 91.444 | 467.639 | 0 | 360.868 | 248.48 | 967.467 | 7500 | 1274.743 | 1215.947 | 0 | 58.796
|  | 1119.591 | 1119.591 | 0 | 335.854 | 335.854 | 0 | 8039.646 | 80.4% | 0 | 1119.591 | 330.691 | 81.856 | 521.924 | 0 | 185.12 | 248.48 | 1206.965 | 0 | 1119.591 | 1119.591 | 0 | 0
|  | 882.999 | 882.999 | 0 | 696.26 | 696.26 | 0 | 8375.5 | 83.75% | 0 | 882.999 | 349.889 | 68.651 | 400.751 | 0 | 63.709 | 248.48 | 1330.779 | 0 | 882.999 | 882.999 | 0 | 0
|  | 846.691 | 846.691 | 0 | 724.347 | 724.347 | 0 | 9071.76 | 90.72% | 0 | 846.691 | 345.814 | 57.6 | 443.277 | 0 | 0 | 248.48 | 1322.558 | 0 | 846.691 | 846.691 | 0 | 0
|  | 1109.057 | 1109.057 | 0 | 328.046 | 203.893 | 0 | 9796.107 | 97.96% | 0 | 1109.057 | 292.052 | 86.975 | 677.368 | 0 | 52.662 | 248.48 | 1188.623 | 0 | 1109.057 | 1109.057 | 0 | 0
|  | 1122.26 | 1094.017 | 28.243 | 0 | 0 | 0 | 10000 | 100% | 0 | 1122.26 | 287.043 | 80.509 | 661.905 | 92.803 | 0 | 248.48 | 845.537 | 7500 | 1122.26 | 1094.017 | 0 | 28.243
|  | 1164.855 | 643.858 | 0 | 0 | 0 | 520.997 | 10000 | 100% | 0 | 1164.855 | 344.89 | 62.748 | 503.587 | 253.63 | 0 | 248.48 | 395.378 | 0 | 1164.855 | 643.858 | 520.997 | 0
|  | 1197.387 | 379.714 | 0 | 0 | 0 | 817.673 | 9479.003 | 94.79% | 0 | 1197.387 | 529.046 | 40.704 | 341.265 | 286.372 | 0 | 248.48 | 131.234 | 0 | 1197.387 | 379.714 | 817.673 | 0
|  | 1058.049 | 300.078 | 0 | 0 | 0 | 757.971 | 8661.33 | 86.61% | 0 | 1058.049 | 546.509 | 25.453 | 367.338 | 104.124 | 14.625 | 248.48 | 51.598 | 0 | 1058.049 | 300.078 | 757.971 | 0
|  | 1158.115 | 248.48 | 0 | 0 | 0 | 909.635 | 7903.359 | 79.03% | 0 | 1158.115 | 709.923 | 20.912 | 368.231 | 29.8 | 29.25 | 248.48 | 0 | 0 | 1158.115 | 248.48 | 909.635 | 0
|  | 1136.985 | 248.48 | 0 | 0 | 0 | 888.505 | 6993.724 | 69.94% | 0 | 1136.985 | 651.167 | 55.772 | 288.571 | 112.182 | 29.293 | 248.48 | 0 | 0 | 1136.985 | 248.48 | 888.505 | 0
|  | 1192.605 | 248.48 | 944.125 | 0 | 2500 | 0 | 6105.219 | 61.05% | 0 | 1192.605 | 668.448 | 99.098 | 269.035 | 126.647 | 29.377 | 248.48 | 0 | 7500 | 1192.605 | 248.48 | 0 | 944.125
|  | 1194.932 | 248.48 | 0 | 0 | 0 | 946.452 | 8605.219 | 86.05% | 0 | 1194.932 | 642.928 | 80.401 | 388.876 | 53.095 | 29.632 | 248.48 | 0 | 0 | 1194.932 | 248.48 | 946.452 | 0
|  | 1094.554 | 248.48 | 846.074 | 0 | 2341.233 | 0 | 7658.767 | 76.59% | 0 | 1094.554 | 434.497 | 77.55 | 552.833 | 0 | 29.675 | 248.48 | 0 | 7500 | 1094.554 | 248.48 | 0 | 846.074
|  | 941.471 | 248.48 | 692.991 | 0 | 0 | 0 | 10000 | 100% | 0 | 941.471 | 294.907 | 53.67 | 501.478 | 0 | 91.416 | 248.48 | 0 | 7500 | 941.471 | 248.48 | 0 | 692.991
|  | 749.782 | 248.48 | 501.302 | 0 | 0 | 0 | 10000 | 100% | 0 | 749.782 | 190.576 | 76.698 | 416.139 | 0 | 66.37 | 248.48 | 0 | 7500 | 749.782 | 248.48 | 0 | 501.302
|  | 733.957 | 248.48 | 485.477 | 0 | 0 | 0 | 10000 | 100% | 0 | 733.957 | 177.835 | 95.773 | 434.264 | 0 | 26.086 | 248.48 | 0 | 7500 | 733.957 | 248.48 | 0 | 485.477
|  | 760.382 | 248.48 | 511.902 | 0 | 0 | 0 | 10000 | 100% | 0 | 760.382 | 170.346 | 70.465 | 424.259 | 0 | 95.312 | 248.48 | 0 | 7500 | 760.382 | 248.48 | 0 | 511.902
|  | 834.236 | 248.48 | 0 | 0 | 0 | 585.756 | 10000 | 100% | 0 | 834.236 | 155.96 | 53.847 | 468.319 | 0 | 156.111 | 248.48 | 0 | 0 | 834.236 | 248.48 | 585.756 | 0
|  | 840.065 | 248.48 | 0 | 0 | 0 | 591.585 | 9414.244 | 94.14% | 0 | 840.065 | 157.701 | 27.767 | 586.828 | 0 | 67.769 | 248.48 | 0 | 0 | 840.065 | 248.48 | 591.585 | 0
|  | 918.191 | 248.48 | 0 | 0 | 0 | 669.711 | 8822.659 | 88.23% | 0 | 918.191 | 183.216 | 20.478 | 501.251 | 85.412 | 127.835 | 248.48 | 0 | 0 | 918.191 | 248.48 | 669.711 | 0
|  | 1328.564 | 248.48 | 0 | 0 | 0 | 1080.084 | 8152.948 | 81.53% | 0 | 1328.564 | 379.284 | 25.797 | 492.361 | 262.678 | 168.444 | 248.48 | 0 | 0 | 1328.564 | 248.48 | 1080.084 | 0
|  | 1681.354 | 710.461 | 0 | 0 | 0 | 970.893 | 7072.864 | 70.73% | 0 | 1681.354 | 457.936 | 100.785 | 604.957 | 163.461 | 354.215 | 248.48 | 461.981 | 0 | 1681.354 | 710.461 | 970.893 | 0
|  | 1204.252 | 798.093 | 0 | 0 | 0 | 406.159 | 6101.971 | 61.02% | 0 | 1204.252 | 372.073 | 100.856 | 485.486 | 0 | 245.837 | 248.48 | 549.613 | 0 | 1204.252 | 798.093 | 406.159 | 0
|  | 1235.009 | 1106.547 | 128.462 | 0 | 2500 | 0 | 5695.812 | 56.96% | 0 | 1235.009 | 328.941 | 86.694 | 524.231 | 0 | 295.143 | 248.48 | 858.067 | 7500 | 1235.009 | 1106.547 | 0 | 128.462
|  | 1096.668 | 1096.668 | 0 | 154.062 | 154.062 | 0 | 8195.812 | 81.96% | 0 | 1096.668 | 345.575 | 76.484 | 479.768 | 0 | 194.842 | 248.48 | 1002.25 | 0 | 1096.668 | 1096.668 | 0 | 0
|  | 994.671 | 994.671 | 0 | 321.501 | 321.501 | 0 | 8349.874 | 83.5% | 0 | 994.671 | 349.79 | 62.078 | 448.011 | 0 | 134.793 | 248.48 | 1067.692 | 0 | 994.671 | 994.671 | 0 | 0
|  | 1014.342 | 1014.342 | 0 | 416.455 | 416.455 | 0 | 8671.375 | 86.71% | 0 | 1014.342 | 374.486 | 66.537 | 410.934 | 0 | 162.385 | 248.48 | 1182.317 | 0 | 1014.342 | 1014.342 | 0 | 0
|  | 1062.478 | 1062.478 | 0 | 264.366 | 264.366 | 0 | 9087.83 | 90.88% | 0 | 1062.478 | 287.188 | 97.056 | 646.78 | 0 | 31.455 | 248.48 | 1078.364 | 0 | 1062.478 | 1062.478 | 0 | 0
|  | 1081.708 | 1081.708 | 0 | 12.456 | 12.456 | 0 | 9352.196 | 93.52% | 0 | 1081.708 | 279.959 | 75.987 | 639.737 | 86.025 | 0 | 248.48 | 845.684 | 0 | 1081.708 | 1081.708 | 0 | 0
|  | 1133.319 | 643.605 | 0 | 0 | 0 | 489.714 | 9364.652 | 93.65% | 0 | 1133.319 | 362.155 | 59.583 | 452.077 | 259.505 | 0 | 248.48 | 395.125 | 0 | 1133.319 | 643.605 | 489.714 | 0
|  | 1167.085 | 284.387 | 0 | 0 | 0 | 882.698 | 8874.938 | 88.75% | 0 | 1167.085 | 531.928 | 25.185 | 333.468 | 276.504 | 0 | 248.48 | 35.907 | 0 | 1167.085 | 284.387 | 882.698 | 0
|  | 1017.672 | 249.228 | 0 | 0 | 0 | 768.444 | 7992.24 | 79.92% | 0 | 1017.672 | 546.793 | 19.314 | 333.468 | 102.659 | 15.438 | 248.48 | 0.748 | 0 | 1017.672 | 249.228 | 768.444 | 0
|  | 1135.337 | 248.48 | 0 | 0 | 0 | 886.857 | 7223.796 | 72.24% | 0 | 1135.337 | 643.252 | 25.721 | 401.936 | 33.553 | 30.875 | 248.48 | 0 | 0 | 1135.337 | 248.48 | 886.857 | 0
|  | 1263.258 | 248.48 | 0 | 0 | 0 | 1014.778 | 6336.939 | 63.37% | 0 | 1263.258 | 644.364 | 107.445 | 352.568 | 128.005 | 30.875 | 248.48 | 0 | 0 | 1263.258 | 248.48 | 1014.778 | 0
|  | 1106.848 | 248.48 | 858.368 | 0 | 2500 | 0 | 5322.161 | 53.22% | 0 | 1106.848 | 594.691 | 101.435 | 253.506 | 126.299 | 30.917 | 248.48 | 0 | 7500 | 1106.848 | 248.48 | 0 | 858.368
|  | 1062.437 | 248.48 | 0 | 0 | 0 | 813.957 | 7822.161 | 78.22% | 0 | 1062.437 | 571.223 | 78.29 | 332.06 | 49.651 | 31.212 | 248.48 | 0 | 0 | 1062.437 | 248.48 | 813.957 | 0
|  | 1076.711 | 248.48 | 828.231 | 0 | 2500 | 0 | 7008.204 | 70.08% | 0 | 1076.711 | 418.554 | 76.211 | 550.651 | 0 | 31.296 | 248.48 | 0 | 7500 | 1076.711 | 248.48 | 0 | 828.231
|  | 840.149 | 248.48 | 591.669 | 0 | 491.796 | 0 | 9508.204 | 95.08% | 0 | 840.149 | 323.889 | 61.088 | 430.417 | 0 | 24.755 | 248.48 | 0 | 7500 | 840.149 | 248.48 | 0 | 591.669
|  | 848.072 | 248.48 | 599.592 | 0 | 0 | 0 | 10000 | 100% | 0 | 848.072 | 264.275 | 89.619 | 352.282 | 0 | 141.896 | 248.48 | 0 | 7500 | 848.072 | 248.48 | 0 | 599.592
|  | 755.047 | 248.48 | 506.567 | 0 | 0 | 0 | 10000 | 100% | 0 | 755.047 | 174.417 | 78.763 | 398.878 | 0 | 102.989 | 248.48 | 0 | 7500 | 755.047 | 248.48 | 0 | 506.567
|  | 762.791 | 248.48 | 514.311 | 0 | 0 | 0 | 10000 | 100% | 0 | 762.791 | 176.687 | 64.033 | 469.141 | 0 | 52.931 | 248.48 | 0 | 7500 | 762.791 | 248.48 | 0 | 514.311
|  | 601.809 | 248.48 | 0 | 0 | 0 | 353.329 | 10000 | 100% | 0 | 601.809 | 161.966 | 42.266 | 340.11 | 0 | 57.467 | 248.48 | 0 | 0 | 601.809 | 248.48 | 353.329 | 0
|  | 721.051 | 248.48 | 0 | 0 | 0 | 472.571 | 9646.671 | 96.47% | 0 | 721.051 | 173.799 | 25.344 | 434.779 | 0 | 87.129 | 248.48 | 0 | 0 | 721.051 | 248.48 | 472.571 | 0
|  | 884.614 | 248.48 | 0 | 0 | 0 | 636.134 | 9174.1 | 91.74% | 0 | 884.614 | 156.182 | 21.352 | 471.087 | 86.785 | 149.209 | 248.48 | 0 | 0 | 884.614 | 248.48 | 636.134 | 0
|  | 1050.26 | 248.48 | 0 | 0 | 0 | 801.78 | 8537.966 | 85.38% | 0 | 1050.26 | 198.762 | 59.21 | 393.246 | 231.017 | 168.025 | 248.48 | 0 | 0 | 1050.26 | 248.48 | 801.78 | 0
|  | 1269.953 | 249.026 | 0 | 0 | 0 | 1020.927 | 7736.186 | 77.36% | 0 | 1269.953 | 311.754 | 103.987 | 375.453 | 167.912 | 310.847 | 248.48 | 0.546 | 0 | 1269.953 | 249.026 | 1020.927 | 0
|  | 1007.271 | 250.489 | 0 | 0 | 0 | 756.782 | 6715.259 | 67.15% | 0 | 1007.271 | 383.847 | 87.245 | 309.144 | 0 | 227.035 | 248.48 | 2.009 | 0 | 1007.271 | 250.489 | 756.782 | 0
|  | 1140.549 | 254.854 | 885.695 | 0 | 2500 | 0 | 5958.477 | 59.58% | 0 | 1140.549 | 479.194 | 76.468 | 358.494 | 0 | 226.393 | 248.48 | 6.374 | 7500 | 1140.549 | 254.854 | 0 | 885.695
|  | 1134.493 | 267.575 | 866.918 | 0 | 1541.523 | 0 | 8458.477 | 84.58% | 0 | 1134.493 | 565.213 | 60.914 | 275.914 | 0 | 232.452 | 248.48 | 19.095 | 7500 | 1134.493 | 267.575 | 0 | 866.918
|  | 1164.998 | 290.984 | 874.014 | 0 | 0 | 0 | 10000 | 100% | 0 | 1164.998 | 583.419 | 60.262 | 290.088 | 0 | 231.229 | 248.48 | 42.504 | 7500 | 1164.998 | 290.984 | 0 | 874.014
|  | 1066.585 | 292.399 | 774.186 | 0 | 0 | 0 | 10000 | 100% | 0 | 1066.585 | 585.924 | 80.097 | 250.523 | 0 | 150.041 | 248.48 | 43.919 | 7500 | 1066.585 | 292.399 | 0 | 774.186
|  | 1213.342 | 263.987 | 949.355 | 0 | 0 | 0 | 10000 | 100% | 0 | 1213.342 | 503.072 | 86.765 | 591.6 | 0 | 31.905 | 248.48 | 15.507 | 7500 | 1213.342 | 263.987 | 0 | 949.355
|  | 1101.26 | 250.324 | 850.936 | 0 | 0 | 0 | 10000 | 100% | 0 | 1101.26 | 478.437 | 68.741 | 467.18 | 86.903 | 0 | 248.48 | 1.844 | 7500 | 1101.26 | 250.324 | 0 | 850.936
|  | 1224.046 | 249.655 | 0 | 0 | 0 | 974.391 | 10000 | 100% | 0 | 1224.046 | 453.974 | 39.506 | 473.375 | 257.192 | 0 | 248.48 | 1.175 | 0 | 1224.046 | 249.655 | 974.391 | 0
|  | 1110.487 | 249.569 | 0 | 0 | 0 | 860.918 | 9025.609 | 90.26% | 0 | 1110.487 | 529.102 | 23.155 | 283.613 | 274.616 | 0 | 248.48 | 1.089 | 0 | 1110.487 | 249.569 | 860.918 | 0
|  | 926.403 | 248.482 | 0 | 0 | 0 | 677.921 | 8164.691 | 81.65% | 0 | 926.403 | 547.212 | 21.635 | 255.901 | 89.955 | 11.7 | 248.48 | 0.002 | 0 | 926.403 | 248.482 | 677.921 | 0
|  | 1108.281 | 248.48 | 0 | 0 | 0 | 859.801 | 7486.77 | 74.87% | 0 | 1108.281 | 651.113 | 63.74 | 340.186 | 29.842 | 23.4 | 248.48 | 0 | 0 | 1108.281 | 248.48 | 859.801 | 0
|  | 1327.132 | 248.48 | 0 | 0 | 0 | 1078.652 | 6626.969 | 66.27% | 0 | 1327.132 | 745.245 | 116.408 | 315.873 | 126.206 | 23.4 | 248.48 | 0 | 0 | 1327.132 | 248.48 | 1078.652 | 0
|  | 1216.342 | 248.48 | 967.862 | 0 | 2500 | 0 | 5548.317 | 55.48% | 0 | 1216.342 | 656.008 | 86.725 | 301 | 149.209 | 23.4 | 248.48 | 0 | 7500 | 1216.342 | 248.48 | 0 | 967.862
|  | 1060.536 | 248.48 | 0 | 0 | 0 | 812.056 | 8048.317 | 80.48% | 0 | 1060.536 | 590.852 | 76.556 | 319.328 | 50.4 | 23.4 | 248.48 | 0 | 0 | 1060.536 | 248.48 | 812.056 | 0
|  | 978.921 | 248.48 | 730.441 | 0 | 2500 | 0 | 7236.261 | 72.36% | 0 | 978.921 | 456.622 | 61.677 | 437.222 | 0 | 23.4 | 248.48 | 0 | 7500 | 978.921 | 248.48 | 0 | 730.441
|  | 928.504 | 248.48 | 680.024 | 0 | 263.739 | 0 | 9736.261 | 97.36% | 0 | 928.504 | 357.971 | 71.63 | 473.739 | 0 | 25.165 | 248.48 | 0 | 7500 | 928.504 | 248.48 | 0 | 680.024
|  | 812.669 | 248.48 | 564.189 | 0 | 0 | 0 | 10000 | 100% | 0 | 812.669 | 257.887 | 87.307 | 376.815 | 0 | 90.661 | 248.48 | 0 | 7500 | 812.669 | 248.48 | 0 | 564.189
|  | 825.689 | 248.48 | 577.209 | 0 | 0 | 0 | 10000 | 100% | 0 | 825.689 | 194.588 | 71.934 | 438.407 | 0 | 120.761 | 248.48 | 0 | 7500 | 825.689 | 248.48 | 0 | 577.209
|  | 619.712 | 248.48 | 371.232 | 0 | 0 | 0 | 10000 | 100% | 0 | 619.712 | 162.822 | 56.623 | 313.233 | 0 | 87.035 | 248.48 | 0 | 7500 | 619.712 | 248.48 | 0 | 371.232
|  | 558.251 | 248.48 | 0 | 0 | 0 | 309.771 | 10000 | 100% | 0 | 558.251 | 156.401 | 25.261 | 298.543 | 0 | 78.046 | 248.48 | 0 | 0 | 558.251 | 248.48 | 309.771 | 0
|  | 741.416 | 248.48 | 0 | 0 | 0 | 492.936 | 9690.229 | 96.9% | 0 | 741.416 | 166.962 | 18.96 | 436.468 | 0 | 119.025 | 248.48 | 0 | 0 | 741.416 | 248.48 | 492.936 | 0
|  | 1013.304 | 248.48 | 0 | 0 | 0 | 764.824 | 9197.293 | 91.97% | 0 | 1013.304 | 176.001 | 28.368 | 438.205 | 92.983 | 277.748 | 248.48 | 0 | 0 | 1013.304 | 248.48 | 764.824 | 0
|  | 1366.813 | 248.48 | 0 | 0 | 0 | 1118.333 | 8432.469 | 84.32% | 0 | 1366.813 | 260.276 | 98.126 | 408.144 | 288.18 | 312.087 | 248.48 | 0 | 0 | 1366.813 | 248.48 | 1118.333 | 0
|  | 1581.719 | 335.315 | 0 | 0 | 0 | 1246.404 | 7314.136 | 73.14% | 0 | 1581.719 | 336.618 | 98.619 | 410.399 | 167.806 | 568.278 | 0 | 335.315 | 0 | 1581.719 | 335.315 | 1246.404 | 0
|  | 1282.466 | 215.592 | 0 | 0 | 0 | 1066.874 | 6067.732 | 60.68% | 0 | 1282.466 | 411.349 | 85.926 | 332.065 | 0 | 453.127 | 0 | 215.592 | 0 | 1282.466 | 215.592 | 1066.874 | 0
|  | 1175.536 | 184.02 | 991.516 | 0 | 2500 | 0 | 5000.858 | 50.01% | 0 | 1175.536 | 500.849 | 72.726 | 316.096 | 0 | 285.865 | 0 | 184.02 | 7500 | 1175.536 | 184.02 | 0 | 991.516
|  | 1216.658 | 440.409 | 776.249 | 0 | 2499.142 | 0 | 7500.858 | 75.01% | 0 | 1216.658 | 577.097 | 59.677 | 399.028 | 0 | 180.856 | 0 | 440.409 | 7500 | 1216.658 | 440.409 | 0 | 776.249
|  | 989.683 | 586.352 | 403.331 | 0 | 0 | 0 | 10000 | 100% | 0 | 989.683 | 586.186 | 66.164 | 290.184 | 0 | 47.149 | 0 | 586.352 | 7500 | 989.683 | 586.352 | 0 | 403.331
|  | 991.628 | 42.377 | 949.251 | 0 | 0 | 0 | 10000 | 100% | 0 | 991.628 | 636.367 | 89.661 | 265.6 | 0 | 0 | 0 | 42.377 | 7500 | 991.628 | 42.377 | 0 | 949.251
|  | 1187.013 | 12.176 | 1174.837 | 0 | 0 | 0 | 10000 | 100% | 0 | 1187.013 | 525.419 | 70.392 | 591.203 | 0 | 0 | 0 | 12.176 | 7500 | 1187.013 | 12.176 | 0 | 1174.837
|  | 1095.021 | 5.517 | 1089.504 | 0 | 0 | 0 | 10000 | 100% | 0 | 1095.021 | 447.54 | 53.953 | 542.262 | 51.267 | 0 | 0 | 5.517 | 7500 | 1095.021 | 5.517 | 0 | 1089.504
|  | 1042.865 | 4.151 | 0 | 0 | 0 | 1038.714 | 10000 | 100% | 0 | 1042.865 | 487.487 | 24.096 | 371.423 | 159.859 | 0 | 0 | 4.151 | 0 | 1042.865 | 4.151 | 1038.714 | 0
|  | 1069.283 | 3.09 | 0 | 0 | 0 | 1066.193 | 8961.286 | 89.61% | 0 | 1069.283 | 560.933 | 20.016 | 282.502 | 205.833 | 0 | 0 | 3.09 | 0 | 1069.283 | 3.09 | 1066.193 | 0
|  | 969.834 | 0.346 | 0 | 0 | 0 | 969.488 | 7895.093 | 78.95% | 0 | 969.834 | 578.465 | 30.2 | 248.739 | 100.567 | 11.863 | 0 | 0.346 | 0 | 969.834 | 0.346 | 969.488 | 0
|  | 1174.187 | 0 | 0 | 0 | 0 | 1174.187 | 6925.605 | 69.26% | 0 | 1174.187 | 714.133 | 105.505 | 289.932 | 40.892 | 23.725 | 0 | 0 | 0 | 1174.187 | 0 | 1174.187 | 0
|  | 1074.736 | 0 | 0 | 0 | 0 | 1074.736 | 5751.418 | 57.51% | 0 | 1074.736 | 642.006 | 94.867 | 250.609 | 63.405 | 23.849 | 0 | 0 | 0 | 1074.736 | 0 | 1074.736 | 0
|  | 1097.308 | 0 | 1097.308 | 0 | 2500 | 0 | 4676.682 | 46.77% | 0 | 1097.308 | 667.32 | 89.614 | 221.463 | 95.02 | 23.89 | 0 | 0 | 7500 | 1097.308 | 0 | 0 | 1097.308
|  | 971.838 | 0 | 0 | 0 | 0 | 971.838 | 7176.682 | 71.77% | 0 | 971.838 | 558.701 | 76.826 | 265.062 | 47.485 | 23.764 | 0 | 0 | 0 | 971.838 | 0 | 971.838 | 0
|  | 806.686 | 0 | 806.686 | 0 | 2500 | 0 | 6204.844 | 62.05% | 0 | 806.686 | 399.004 | 57.097 | 326.86 | 0 | 23.725 | 0 | 0 | 7500 | 806.686 | 0 | 0 | 806.686
|  | 924.411 | 0 | 924.411 | 0 | 1295.156 | 0 | 8704.844 | 87.05% | 0 | 924.411 | 281.435 | 93.747 | 526.56 | 0 | 22.669 | 0 | 0 | 7500 | 924.411 | 0 | 0 | 924.411
|  | 752.511 | 0 | 752.511 | 0 | 0 | 0 | 10000 | 100% | 0 | 752.511 | 210.268 | 78.405 | 440.036 | 0 | 23.802 | 0 | 0 | 7500 | 752.511 | 0 | 0 | 752.511
|  | 779.147 | 0 | 779.147 | 0 | 0 | 0 | 10000 | 100% | 0 | 779.147 | 174.334 | 65.163 | 340.71 | 0 | 198.94 | 0 | 0 | 7500 | 779.147 | 0 | 0 | 779.147
|  | 601.464 | 248.48 | 352.984 | 0 | 0 | 0 | 10000 | 100% | 0 | 601.464 | 158.051 | 37.793 | 312.765 | 0 | 92.855 | 248.48 | 0 | 7500 | 601.464 | 248.48 | 0 | 352.984
|  | 605.573 | 248.48 | 0 | 0 | 0 | 357.093 | 10000 | 100% | 0 | 605.573 | 142.913 | 23.249 | 314.09 | 0 | 125.321 | 248.48 | 0 | 0 | 605.573 | 248.48 | 357.093 | 0
|  | 804.372 | 248.48 | 0 | 0 | 0 | 555.892 | 9642.907 | 96.43% | 0 | 804.372 | 160.551 | 21.776 | 379.406 | 0 | 242.639 | 248.48 | 0 | 0 | 804.372 | 248.48 | 555.892 | 0
|  | 1034.853 | 248.48 | 0 | 0 | 0 | 786.373 | 9087.015 | 90.87% | 0 | 1034.853 | 197.327 | 57.489 | 397.154 | 87.364 | 295.519 | 248.48 | 0 | 0 | 1034.853 | 248.48 | 786.373 | 0
|  | 1143.129 | 248.48 | 0 | 0 | 0 | 894.649 | 8300.642 | 83.01% | 0 | 1143.129 | 318.63 | 105.595 | 346.164 | 228.899 | 143.841 | 248.48 | 0 | 0 | 1143.129 | 248.48 | 894.649 | 0
|  | 1666.112 | 249.018 | 0 | 0 | 0 | 1417.094 | 7405.993 | 74.06% | 0 | 1666.112 | 452.618 | 90.437 | 554.991 | 256.987 | 311.079 | 248.48 | 0.538 | 0 | 1666.112 | 249.018 | 1417.094 | 0
|  | 1570.583 | 249.206 | 0 | 0 | 0 | 1321.377 | 5988.899 | 59.89% | 0 | 1570.583 | 442.132 | 85.824 | 618.376 | 97.643 | 326.608 | 248.48 | 0.726 | 0 | 1570.583 | 249.206 | 1321.377 | 0
|  | 1048.651 | 259.136 | 789.515 | 0 | 2500 | 0 | 4667.522 | 46.68% | 0 | 1048.651 | 345.954 | 64.067 | 426.108 | 52.535 | 159.987 | 248.48 | 10.656 | 7500 | 1048.651 | 259.136 | 0 | 789.515
|  | 1115.843 | 284.946 | 830.897 | 0 | 2500 | 0 | 7167.522 | 71.68% | 0 | 1115.843 | 353.666 | 58.523 | 407.692 | 187.293 | 108.669 | 248.48 | 36.466 | 7500 | 1115.843 | 284.946 | 0 | 830.897
|  | 1035.632 | 314.026 | 721.606 | 0 | 332.478 | 0 | 9667.522 | 96.68% | 0 | 1035.632 | 360.084 | 93.645 | 381.881 | 197.36 | 2.663 | 248.48 | 65.546 | 7500 | 1035.632 | 314.026 | 0 | 721.606
|  | 904.068 | 297.298 | 606.77 | 0 | 0 | 0 | 10000 | 100% | 0 | 904.068 | 369.309 | 85.201 | 349.902 | 67.655 | 32.002 | 248.48 | 48.818 | 7500 | 904.068 | 297.298 | 0 | 606.77
|  | 956.412 | 255.165 | 701.247 | 0 | 0 | 0 | 10000 | 100% | 0 | 956.412 | 358.59 | 67.386 | 451.928 | 57.64 | 20.868 | 248.48 | 6.685 | 7500 | 956.412 | 255.165 | 0 | 701.247
|  | 1050.676 | 282.538 | 768.138 | 0 | 0 | 0 | 10000 | 100% | 0 | 1050.676 | 321.668 | 42.745 | 509.948 | 176.316 | 0 | 248.48 | 34.058 | 7500 | 1050.676 | 282.538 | 0 | 768.138
|  | 1111.861 | 272.538 | 0 | 0 | 0 | 839.323 | 10000 | 100% | 0 | 1111.861 | 400.452 | 24.262 | 511.259 | 175.889 | 0 | 248.48 | 24.058 | 0 | 1111.861 | 272.538 | 839.323 | 0
|  | 911.04 | 262.273 | 0 | 0 | 0 | 648.767 | 9160.677 | 91.61% | 0 | 911.04 | 475.917 | 20.005 | 357.1 | 58.019 | 0 | 248.48 | 13.793 | 0 | 911.04 | 262.273 | 648.767 | 0
|  | 1041.828 | 248.618 | 0 | 0 | 0 | 793.21 | 8511.91 | 85.12% | 0 | 1041.828 | 588.896 | 60.344 | 329.249 | 52.776 | 10.563 | 248.48 | 0.138 | 0 | 1041.828 | 248.618 | 793.21 | 0
|  | 1345.89 | 248.48 | 0 | 0 | 0 | 1097.41 | 7718.7 | 77.19% | 0 | 1345.89 | 709.192 | 111.375 | 356.992 | 147.207 | 21.125 | 248.48 | 0 | 0 | 1345.89 | 248.48 | 1097.41 | 0
|  | 1135.824 | 248.48 | 0 | 0 | 0 | 887.344 | 6621.29 | 66.21% | 0 | 1135.824 | 658.281 | 92.669 | 269.316 | 94.394 | 21.166 | 248.48 | 0 | 0 | 1135.824 | 248.48 | 887.344 | 0
|  | 984.242 | 248.48 | 735.762 | 0 | 2500 | 0 | 5733.946 | 57.34% | 0 | 984.242 | 652.558 | 70.725 | 230.232 | 9.561 | 21.166 | 248.48 | 0 | 7500 | 984.242 | 248.48 | 0 | 735.762
|  | 865.047 | 248.48 | 0 | 0 | 0 | 616.567 | 8233.946 | 82.34% | 0 | 865.047 | 531.708 | 66.771 | 245.443 | 0 | 21.125 | 248.48 | 0 | 0 | 865.047 | 248.48 | 616.567 | 0
|  | 901.339 | 248.48 | 652.859 | 0 | 2382.621 | 0 | 7617.379 | 76.17% | 0 | 901.339 | 468.304 | 58.884 | 353.027 | 0 | 21.125 | 248.48 | 0 | 7500 | 901.339 | 248.48 | 0 | 652.859
|  | 1013.131 | 248.48 | 764.651 | 0 | 0 | 0 | 10000 | 100% | 0 | 1013.131 | 322.442 | 94.136 | 529.244 | 0 | 67.31 | 248.48 | 0 | 7500 | 1013.131 | 248.48 | 0 | 764.651
|  | 714.809 | 248.48 | 466.329 | 0 | 0 | 0 | 10000 | 100% | 0 | 714.809 | 190.381 | 71.24 | 383.408 | 0 | 69.78 | 248.48 | 0 | 7500 | 714.809 | 248.48 | 0 | 466.329
|  | 718.869 | 248.48 | 470.389 | 0 | 0 | 0 | 10000 | 100% | 0 | 718.869 | 169.77 | 55.471 | 307.666 | 0 | 185.962 | 248.48 | 0 | 7500 | 718.869 | 248.48 | 0 | 470.389
|  | 744.937 | 248.48 | 496.457 | 0 | 0 | 0 | 10000 | 100% | 0 | 744.937 | 176.02 | 25.577 | 404.694 | 0 | 138.646 | 248.48 | 0 | 7500 | 744.937 | 248.48 | 0 | 496.457
|  | 719.125 | 248.48 | 0 | 0 | 0 | 470.645 | 10000 | 100% | 0 | 719.125 | 160.699 | 21.712 | 397.206 | 0 | 139.508 | 248.48 | 0 | 0 | 719.125 | 248.48 | 470.645 | 0
|  | 720.183 | 248.48 | 0 | 0 | 0 | 471.703 | 9529.355 | 95.29% | 0 | 720.183 | 150.204 | 28.803 | 451.35 | 0 | 89.826 | 248.48 | 0 | 0 | 720.183 | 248.48 | 471.703 | 0
|  | 926.897 | 248.48 | 0 | 0 | 0 | 678.417 | 9057.652 | 90.58% | 0 | 926.897 | 205.15 | 99.42 | 481.993 | 93.369 | 46.965 | 248.48 | 0 | 0 | 926.897 | 248.48 | 678.417 | 0
|  | 1280.772 | 248.48 | 0 | 0 | 0 | 1032.292 | 8379.235 | 83.79% | 0 | 1280.772 | 323.7 | 93.616 | 393.645 | 227.769 | 242.043 | 248.48 | 0 | 0 | 1280.772 | 248.48 | 1032.292 | 0
|  | 1860.997 | 250.041 | 0 | 0 | 0 | 1610.956 | 7346.943 | 73.47% | 0 | 1860.997 | 486.505 | 83.685 | 730.82 | 267.529 | 292.457 | 248.48 | 1.561 | 0 | 1860.997 | 250.041 | 1610.956 | 0
|  | 1236.844 | 252.297 | 0 | 0 | 0 | 984.547 | 5735.987 | 57.36% | 0 | 1236.844 | 384.287 | 66.604 | 473.477 | 92.832 | 219.643 | 248.48 | 3.817 | 0 | 1236.844 | 252.297 | 984.547 | 0
|  | 1196.479 | 269.039 | 927.44 | 0 | 2500 | 0 | 4751.44 | 47.51% | 0 | 1196.479 | 354.588 | 60.621 | 461.559 | 50.776 | 268.935 | 248.48 | 20.559 | 7500 | 1196.479 | 269.039 | 0 | 927.44
|  | 1223.398 | 268.733 | 954.665 | 0 | 2500 | 0 | 7251.44 | 72.51% | 0 | 1223.398 | 363.472 | 68.694 | 464.429 | 176.94 | 149.864 | 248.48 | 20.253 | 7500 | 1223.398 | 268.733 | 0 | 954.665
|  | 1190.866 | 270.727 | 920.139 | 0 | 248.56 | 0 | 9751.44 | 97.51% | 0 | 1190.866 | 369.838 | 102.373 | 458.759 | 191.933 | 67.963 | 248.48 | 22.247 | 7500 | 1190.866 | 270.727 | 0 | 920.139
|  | 868.722 | 277.12 | 591.602 | 0 | 0 | 0 | 10000 | 100% | 0 | 868.722 | 376.043 | 73.864 | 347.921 | 69.274 | 1.62 | 248.48 | 28.64 | 7500 | 868.722 | 277.12 | 0 | 591.602
|  | 949.113 | 279.257 | 669.856 | 0 | 0 | 0 | 10000 | 100% | 0 | 949.113 | 337.683 | 59.123 | 502.678 | 49.63 | 0 | 248.48 | 30.777 | 7500 | 949.113 | 279.257 | 0 | 669.856
|  | 1004.24 | 296.248 | 707.992 | 0 | 0 | 0 | 10000 | 100% | 0 | 1004.24 | 322.11 | 27.009 | 499.478 | 155.644 | 0 | 248.48 | 47.768 | 7500 | 1004.24 | 296.248 | 0 | 707.992
|  | 1050.208 | 300.004 | 0 | 0 | 0 | 750.204 | 10000 | 100% | 0 | 1050.208 | 381.475 | 22.469 | 478.811 | 167.453 | 0 | 248.48 | 51.524 | 0 | 1050.208 | 300.004 | 750.204 | 0
|  | 1061.918 | 257.574 | 0 | 0 | 0 | 804.344 | 9249.796 | 92.5% | 0 | 1061.918 | 531.654 | 27.05 | 443.849 | 59.366 | 0 | 248.48 | 9.094 | 0 | 1061.918 | 257.574 | 804.344 | 0
|  | 1058.878 | 248.616 | 0 | 0 | 0 | 810.262 | 8445.452 | 84.45% | 0 | 1058.878 | 593.666 | 92.328 | 311.58 | 46.679 | 14.625 | 248.48 | 0.136 | 0 | 1058.878 | 248.616 | 810.262 | 0
|  | 1238.11 | 248.48 | 0 | 0 | 0 | 989.63 | 7635.19 | 76.35% | 0 | 1238.11 | 622.604 | 107.218 | 353.034 | 126.005 | 29.25 | 248.48 | 0 | 0 | 1238.11 | 248.48 | 989.63 | 0
|  | 1073.862 | 248.48 | 0 | 0 | 0 | 825.382 | 6645.56 | 66.46% | 0 | 1073.862 | 590.851 | 83.977 | 276.119 | 93.665 | 29.25 | 248.48 | 0 | 0 | 1073.862 | 248.48 | 825.382 | 0
|  | 1021.99 | 248.48 | 773.51 | 0 | 2500 | 0 | 5820.178 | 58.2% | 0 | 1021.99 | 644.764 | 69.637 | 266.128 | 12.211 | 29.25 | 248.48 | 0 | 7500 | 1021.99 | 248.48 | 0 | 773.51
|  | 868.011 | 248.48 | 0 | 0 | 0 | 619.531 | 8320.178 | 83.2% | 0 | 868.011 | 529.842 | 56.805 | 252.114 | 0 | 29.25 | 248.48 | 0 | 0 | 868.011 | 248.48 | 619.531 | 0
|  | 904.751 | 248.48 | 656.271 | 0 | 2299.353 | 0 | 7700.647 | 77.01% | 0 | 904.751 | 445.682 | 72.145 | 357.674 | 0 | 29.25 | 248.48 | 0 | 7500 | 904.751 | 248.48 | 0 | 656.271
|  | 854.317 | 248.48 | 605.837 | 0 | 0 | 0 | 10000 | 100% | 0 | 854.317 | 285.989 | 75.416 | 458.293 | 0 | 34.62 | 248.48 | 0 | 7500 | 854.317 | 248.48 | 0 | 605.837
|  | 620.617 | 248.48 | 372.137 | 0 | 0 | 0 | 10000 | 100% | 0 | 620.617 | 189.487 | 68.948 | 333.414 | 0 | 28.769 | 248.48 | 0 | 7500 | 620.617 | 248.48 | 0 | 372.137
|  | 696.449 | 248.48 | 447.969 | 0 | 0 | 0 | 10000 | 100% | 0 | 696.449 | 169.231 | 41.298 | 363.019 | 0 | 122.901 | 248.48 | 0 | 7500 | 696.449 | 248.48 | 0 | 447.969
|  | 745.24 | 248.48 | 496.76 | 0 | 0 | 0 | 10000 | 100% | 0 | 745.24 | 155.547 | 22.928 | 460.809 | 0 | 105.956 | 248.48 | 0 | 7500 | 745.24 | 248.48 | 0 | 496.76
|  | 538.952 | 248.48 | 0 | 0 | 0 | 290.472 | 10000 | 100% | 0 | 538.952 | 152.518 | 18.68 | 349.558 | 0 | 18.196 | 248.48 | 0 | 0 | 538.952 | 248.48 | 290.472 | 0
|  | 614.655 | 248.48 | 0 | 0 | 0 | 366.175 | 9709.528 | 97.1% | 0 | 614.655 | 152.754 | 57.79 | 380.078 | 0 | 24.033 | 248.48 | 0 | 0 | 614.655 | 248.48 | 366.175 | 0
|  | 1221.818 | 248.48 | 0 | 0 | 0 | 973.338 | 9343.353 | 93.43% | 0 | 1221.818 | 210.283 | 107.641 | 547.519 | 93.382 | 262.993 | 248.48 | 0 | 0 | 1221.818 | 248.48 | 973.338 | 0
|  | 1497.872 | 248.48 | 0 | 0 | 0 | 1249.392 | 8370.015 | 83.7% | 0 | 1497.872 | 338.47 | 87.365 | 370.345 | 225.573 | 476.12 | 248.48 | 0 | 0 | 1497.872 | 248.48 | 1249.392 | 0
|  | 1679.677 | 253.337 | 0 | 0 | 0 | 1426.34 | 7120.623 | 71.21% | 0 | 1679.677 | 417.525 | 76.386 | 462.339 | 146.344 | 577.083 | 248.48 | 4.857 | 0 | 1679.677 | 253.337 | 1426.34 | 0
|  | 1379.429 | 261.796 | 0 | 0 | 0 | 1117.633 | 5694.283 | 56.94% | 0 | 1379.429 | 426.801 | 63.337 | 527.541 | 0 | 361.751 | 248.48 | 13.316 | 0 | 1379.429 | 261.796 | 1117.633 | 0
|  | 1119.372 | 299.174 | 820.198 | 0 | 2500 | 0 | 4576.65 | 45.77% | 0 | 1119.372 | 381.61 | 63.27 | 440.782 | 0 | 233.71 | 248.48 | 50.694 | 7500 | 1119.372 | 299.174 | 0 | 820.198
|  | 930.643 | 315.322 | 615.321 | 0 | 2500 | 0 | 7076.65 | 70.77% | 0 | 930.643 | 342.611 | 91.389 | 404.581 | 0 | 92.062 | 248.48 | 66.842 | 7500 | 930.643 | 315.322 | 0 | 615.321
|  | 997.442 | 306 | 691.442 | 0 | 423.35 | 0 | 9576.65 | 95.77% | 0 | 997.442 | 395.135 | 79.335 | 440.243 | 0 | 82.729 | 248.48 | 57.52 | 7500 | 997.442 | 306 | 0 | 691.442
|  | 817.054 | 331.03 | 486.024 | 0 | 0 | 0 | 10000 | 100% | 0 | 817.054 | 335.027 | 64.492 | 355.739 | 0 | 61.796 | 248.48 | 82.55 | 7500 | 817.054 | 331.03 | 0 | 486.024
|  | 729.243 | 327.775 | 401.468 | 0 | 0 | 0 | 10000 | 100% | 0 | 729.243 | 294.343 | 41.303 | 392.961 | 0 | 0.637 | 248.48 | 79.295 | 7500 | 729.243 | 327.775 | 0 | 401.468
|  | 932.077 | 294.809 | 637.268 | 0 | 0 | 0 | 10000 | 100% | 0 | 932.077 | 334.158 | 22.791 | 499.396 | 75.732 | 0 | 248.48 | 46.329 | 7500 | 932.077 | 294.809 | 0 | 637.268
|  | 1156.983 | 260.007 | 0 | 0 | 0 | 896.976 | 10000 | 100% | 0 | 1156.983 | 386.356 | 22.566 | 511.524 | 236.537 | 0 | 248.48 | 11.527 | 0 | 1156.983 | 260.007 | 896.976 | 0
|  | 1269.814 | 249.03 | 0 | 0 | 0 | 1020.784 | 9103.024 | 91.03% | 0 | 1269.814 | 562.666 | 62.401 | 407.596 | 237.151 | 0 | 248.48 | 0.55 | 0 | 1269.814 | 249.03 | 1020.784 | 0
|  | 1150.717 | 248.48 | 0 | 0 | 0 | 902.237 | 8082.24 | 80.82% | 0 | 1150.717 | 613.678 | 101.96 | 333.519 | 85.96 | 15.6 | 248.48 | 0 | 0 | 1150.717 | 248.48 | 902.237 | 0
|  | 1120.074 | 248.48 | 0 | 0 | 0 | 871.594 | 7180.003 | 71.8% | 0 | 1120.074 | 619.495 | 78.359 | 364.323 | 26.697 | 31.2 | 248.48 | 0 | 0 | 1120.074 | 248.48 | 871.594 | 0
|  | 1243.59 | 248.48 | 0 | 0 | 0 | 995.11 | 6308.409 | 63.08% | 0 | 1243.59 | 711.638 | 76.447 | 316.517 | 107.385 | 31.603 | 248.48 | 0 | 0 | 1243.59 | 248.48 | 995.11 | 0
|  | 1228.079 | 248.48 | 979.599 | 0 | 2500 | 0 | 5313.299 | 53.13% | 0 | 1228.079 | 674.904 | 64.314 | 321.972 | 135.016 | 31.873 | 248.48 | 0 | 7500 | 1228.079 | 248.48 | 0 | 979.599
|  | 988.82 | 248.48 | 0 | 0 | 0 | 740.34 | 7813.299 | 78.13% | 0 | 988.82 | 561.928 | 63.878 | 283.303 | 47.301 | 32.411 | 248.48 | 0 | 0 | 988.82 | 248.48 | 740.34 | 0
|  | 827.667 | 248.48 | 579.187 | 0 | 2500 | 0 | 7072.959 | 70.73% | 0 | 827.667 | 422.202 | 87.045 | 285.875 | 0 | 32.545 | 248.48 | 0 | 7500 | 827.667 | 248.48 | 0 | 579.187
|  | 849.749 | 248.48 | 601.269 | 0 | 427.041 | 0 | 9572.959 | 95.73% | 0 | 849.749 | 294.911 | 76.245 | 453.856 | 0 | 24.737 | 248.48 | 0 | 7500 | 849.749 | 248.48 | 0 | 601.269
|  | 650.623 | 248.48 | 402.143 | 0 | 0 | 0 | 10000 | 100% | 0 | 650.623 | 187.602 | 58.389 | 383.356 | 0 | 21.276 | 248.48 | 0 | 7500 | 650.623 | 248.48 | 0 | 402.143
|  | 510.649 | 248.48 | 262.169 | 0 | 0 | 0 | 10000 | 100% | 0 | 510.649 | 146.648 | 26.966 | 296.739 | 0 | 40.296 | 248.48 | 0 | 7500 | 510.649 | 248.48 | 0 | 262.169
|  | 568.045 | 248.48 | 319.565 | 0 | 0 | 0 | 10000 | 100% | 0 | 568.045 | 154.131 | 22.729 | 332.552 | 0 | 58.633 | 248.48 | 0 | 7500 | 568.045 | 248.48 | 0 | 319.565
|  | 692.991 | 248.48 | 0 | 0 | 0 | 444.511 | 10000 | 100% | 0 | 692.991 | 146.805 | 28.102 | 351.963 | 0 | 166.122 | 248.48 | 0 | 0 | 692.991 | 248.48 | 444.511 | 0
|  | 691.769 | 248.48 | 0 | 0 | 0 | 443.289 | 9555.489 | 95.55% | 0 | 691.769 | 168.58 | 97.702 | 378.842 | 0 | 46.645 | 248.48 | 0 | 0 | 691.769 | 248.48 | 443.289 | 0
|  | 879.115 | 248.48 | 0 | 0 | 0 | 630.635 | 9112.2 | 91.12% | 0 | 879.115 | 188.715 | 100.505 | 483.419 | 90.321 | 16.155 | 248.48 | 0 | 0 | 879.115 | 248.48 | 630.635 | 0
|  | 1252.69 | 248.48 | 0 | 0 | 0 | 1004.21 | 8481.565 | 84.82% | 0 | 1252.69 | 359.078 | 92.923 | 391.792 | 234.439 | 174.458 | 248.48 | 0 | 0 | 1252.69 | 248.48 | 1004.21 | 0
|  | 1609.6 | 254.259 | 0 | 0 | 0 | 1355.341 | 7477.355 | 74.77% | 0 | 1609.6 | 424.147 | 72.318 | 570.38 | 145.367 | 397.387 | 248.48 | 5.779 | 0 | 1609.6 | 254.259 | 1355.341 | 0
|  | 1452.948 | 249.781 | 0 | 0 | 0 | 1203.167 | 6122.014 | 61.22% | 0 | 1452.948 | 414.966 | 59.879 | 493.232 | 0 | 484.872 | 248.48 | 1.301 | 0 | 1452.948 | 249.781 | 1203.167 | 0
|  | 1188.362 | 261.097 | 927.265 | 0 | 2500 | 0 | 4918.847 | 49.19% | 0 | 1188.362 | 306.7 | 73.658 | 467.409 | 0 | 340.595 | 248.48 | 12.617 | 7500 | 1188.362 | 261.097 | 0 | 927.265
|  | 1063.155 | 271.629 | 791.526 | 0 | 2500 | 0 | 7418.847 | 74.19% | 0 | 1063.155 | 335.132 | 89.559 | 451.637 | 0 | 186.828 | 248.48 | 23.149 | 7500 | 1063.155 | 271.629 | 0 | 791.526
|  | 935.455 | 272.693 | 662.762 | 0 | 81.153 | 0 | 9918.847 | 99.19% | 0 | 935.455 | 341.363 | 77.088 | 450.992 | 0 | 66.012 | 248.48 | 24.213 | 7500 | 935.455 | 272.693 | 0 | 662.762
|  | 944.205 | 276.098 | 668.107 | 0 | 0 | 0 | 10000 | 100% | 0 | 944.205 | 386.374 | 51.114 | 466.126 | 0 | 40.591 | 248.48 | 27.618 | 7500 | 944.205 | 276.098 | 0 | 668.107
|  | 821.558 | 283.626 | 537.932 | 0 | 0 | 0 | 10000 | 100% | 0 | 821.558 | 345.178 | 25.443 | 450.937 | 0 | 0 | 248.48 | 35.146 | 7500 | 821.558 | 283.626 | 0 | 537.932
|  | 842.987 | 288.996 | 553.991 | 0 | 0 | 0 | 10000 | 100% | 0 | 842.987 | 297.28 | 21.743 | 442.293 | 81.671 | 0 | 248.48 | 40.516 | 7500 | 842.987 | 288.996 | 0 | 553.991
|  | 1261.79 | 281.927 | 0 | 0 | 0 | 979.863 | 10000 | 100% | 0 | 1261.79 | 406.998 | 25.764 | 571.532 | 257.496 | 0 | 248.48 | 33.447 | 0 | 1261.79 | 281.927 | 979.863 | 0
|  | 1319.401 | 257.912 | 0 | 0 | 0 | 1061.489 | 9020.137 | 90.2% | 0 | 1319.401 | 511.88 | 98.906 | 443.367 | 265.249 | 0 | 248.48 | 9.432 | 0 | 1319.401 | 257.912 | 1061.489 | 0
|  | 1169.953 | 248.891 | 0 | 0 | 0 | 921.062 | 7958.648 | 79.59% | 0 | 1169.953 | 603.814 | 100.033 | 356.356 | 97.888 | 11.863 | 248.48 | 0.411 | 0 | 1169.953 | 248.891 | 921.062 | 0
|  | 1228.087 | 248.48 | 0 | 0 | 0 | 979.607 | 7037.586 | 70.38% | 0 | 1228.087 | 683.914 | 79.465 | 409.697 | 31.286 | 23.725 | 248.48 | 0 | 0 | 1228.087 | 248.48 | 979.607 | 0
|  | 1224.945 | 248.48 | 0 | 0 | 0 | 976.465 | 6057.979 | 60.58% | 0 | 1224.945 | 681.593 | 69.602 | 332.398 | 117.482 | 23.87 | 248.48 | 0 | 0 | 1224.945 | 248.48 | 976.465 | 0
|  | 1179.03 | 248.48 | 930.55 | 0 | 2500 | 0 | 5081.514 | 50.82% | 0 | 1179.03 | 650.223 | 63.585 | 307.025 | 134.039 | 24.158 | 248.48 | 0 | 7500 | 1179.03 | 248.48 | 0 | 930.55
|  | 985.512 | 248.48 | 0 | 0 | 0 | 737.032 | 7581.514 | 75.82% | 0 | 985.512 | 561.227 | 73.439 | 281.246 | 44.574 | 25.026 | 248.48 | 0 | 0 | 985.512 | 248.48 | 737.032 | 0
|  | 924.401 | 248.48 | 675.921 | 0 | 2500 | 0 | 6844.482 | 68.44% | 0 | 924.401 | 443.719 | 96.453 | 359.058 | 0 | 25.171 | 248.48 | 0 | 7500 | 924.401 | 248.48 | 0 | 675.921
|  | 848.559 | 248.48 | 600.079 | 0 | 655.518 | 0 | 9344.482 | 93.44% | 0 | 848.559 | 296.801 | 72.995 | 408.495 | 0 | 70.269 | 248.48 | 0 | 7500 | 848.559 | 248.48 | 0 | 600.079
|  | 920.887 | 248.48 | 672.407 | 0 | 0 | 0 | 10000 | 100% | 0 | 920.887 | 216.688 | 40.518 | 497.304 | 0 | 166.378 | 248.48 | 0 | 7500 | 920.887 | 248.48 | 0 | 672.407
|  | 664.816 | 248.48 | 416.336 | 0 | 0 | 0 | 10000 | 100% | 0 | 664.816 | 141.139 | 24.467 | 320.002 | 0 | 179.208 | 248.48 | 0 | 7500 | 664.816 | 248.48 | 0 | 416.336
|  | 707.319 | 248.48 | 458.839 | 0 | 0 | 0 | 10000 | 100% | 0 | 707.319 | 148.241 | 20.861 | 336.467 | 0 | 201.751 | 248.48 | 0 | 7500 | 707.319 | 248.48 | 0 | 458.839
|  | 688.939 | 248.48 | 0 | 0 | 0 | 440.459 | 10000 | 100% | 0 | 688.939 | 157.755 | 58.311 | 379.818 | 0 | 93.055 | 248.48 | 0 | 0 | 688.939 | 248.48 | 440.459 | 0
|  | 787.261 | 248.48 | 0 | 0 | 0 | 538.781 | 9559.541 | 95.6% | 0 | 787.261 | 142.212 | 111.159 | 425.034 | 0 | 108.856 | 248.48 | 0 | 0 | 787.261 | 248.48 | 538.781 | 0
|  | 967.435 | 248.48 | 0 | 0 | 0 | 718.955 | 9020.76 | 90.21% | 0 | 967.435 | 181.23 | 87.396 | 414.987 | 84.653 | 199.169 | 248.48 | 0 | 0 | 967.435 | 248.48 | 718.955 | 0
|  | 1433.419 | 248.48 | 0 | 0 | 0 | 1184.939 | 8301.805 | 83.02% | 0 | 1433.419 | 379.222 | 75.29 | 454.064 | 253.563 | 271.28 | 248.48 | 0 | 0 | 1433.419 | 248.48 | 1184.939 | 0
|  | 1638.572 | 268.981 | 0 | 0 | 0 | 1369.591 | 7116.866 | 71.17% | 0 | 1638.572 | 453.396 | 62.211 | 611.142 | 145.655 | 366.168 | 248.48 | 20.501 | 0 | 1638.572 | 268.981 | 1369.591 | 0
|  | 1388.275 | 259.207 | 0 | 0 | 0 | 1129.068 | 5747.275 | 57.47% | 0 | 1388.275 | 416.538 | 65.105 | 585.2 | 0 | 321.432 | 248.48 | 10.727 | 0 | 1388.275 | 259.207 | 1129.068 | 0
|  | 1068.706 | 303.569 | 765.137 | 0 | 2500 | 0 | 4618.207 | 46.18% | 0 | 1068.706 | 367.895 | 95.877 | 402.528 | 0 | 202.406 | 248.48 | 55.089 | 7500 | 1068.706 | 303.569 | 0 | 765.137
|  | 1008.536 | 379.642 | 628.894 | 0 | 2500 | 0 | 7118.207 | 71.18% | 0 | 1008.536 | 370.9 | 77.662 | 437.846 | 0 | 122.129 | 248.48 | 131.162 | 7500 | 1008.536 | 379.642 | 0 | 628.894
|  | 904.894 | 619.766 | 285.128 | 0 | 381.793 | 0 | 9618.207 | 96.18% | 0 | 904.894 | 388.252 | 63.086 | 392.532 | 0 | 61.024 | 248.48 | 371.286 | 7500 | 904.894 | 619.766 | 0 | 285.128
|  | 828.294 | 828.294 | 0 | 180.102 | 0 | 0 | 10000 | 100% | 0 | 828.294 | 384.756 | 38.914 | 352.002 | 0 | 52.622 | 248.48 | 759.916 | 0 | 828.294 | 828.294 | 0 | 0
|  | 724.612 | 724.612 | 0 | 282.591 | 0 | 0 | 10000 | 100% | 0 | 724.612 | 307.861 | 24.595 | 392.156 | 0 | 0 | 248.48 | 758.723 | 0 | 724.612 | 724.612 | 0 | 0
|  | 902.233 | 902.233 | 0 | 114.232 | 0 | 0 | 10000 | 100% | 0 | 902.233 | 311.639 | 20.418 | 514.44 | 55.736 | 0 | 248.48 | 767.985 | 0 | 902.233 | 902.233 | 0 | 0
|  | 1246.311 | 844.377 | 0 | 0 | 0 | 401.934 | 10000 | 100% | 0 | 1246.311 | 478.744 | 62.038 | 516.19 | 189.34 | 0 | 248.48 | 595.897 | 0 | 1246.311 | 844.377 | 401.934 | 0
|  | 1267.374 | 562.303 | 0 | 0 | 0 | 705.071 | 9598.066 | 95.98% | 0 | 1267.374 | 563.498 | 110.706 | 390.656 | 202.514 | 0 | 248.48 | 313.823 | 0 | 1267.374 | 562.303 | 705.071 | 0
|  | 1105.575 | 465.578 | 0 | 0 | 0 | 639.997 | 8892.995 | 88.93% | 0 | 1105.575 | 598.135 | 81.593 | 321.442 | 90.269 | 14.137 | 248.48 | 217.098 | 0 | 1105.575 | 465.578 | 639.997 | 0
|  | 1197.607 | 248.48 | 0 | 0 | 0 | 949.127 | 8252.998 | 82.53% | 0 | 1197.607 | 707.517 | 74.58 | 363.946 | 23.29 | 28.275 | 248.48 | 0 | 0 | 1197.607 | 248.48 | 949.127 | 0
|  | 1199.182 | 248.48 | 0 | 0 | 0 | 950.702 | 7303.871 | 73.04% | 0 | 1199.182 | 710.247 | 61.85 | 323.972 | 74.838 | 28.275 | 248.48 | 0 | 0 | 1199.182 | 248.48 | 950.702 | 0
|  | 1002.959 | 248.48 | 754.479 | 0 | 2500 | 0 | 6353.169 | 63.53% | 0 | 1002.959 | 564.066 | 54.872 | 255.297 | 100.304 | 28.419 | 248.48 | 0 | 7500 | 1002.959 | 248.48 | 0 | 754.479
|  | 913.401 | 248.48 | 0 | 0 | 0 | 664.921 | 8853.169 | 88.53% | 0 | 913.401 | 516.947 | 87.14 | 235.883 | 44.002 | 29.429 | 248.48 | 0 | 0 | 913.401 | 248.48 | 664.921 | 0
|  | 892.022 | 248.48 | 643.542 | 0 | 1811.752 | 0 | 8188.248 | 81.88% | 0 | 892.022 | 439.037 | 82.311 | 340.958 | 0 | 29.717 | 248.48 | 0 | 7500 | 892.022 | 248.48 | 0 | 643.542
|  | 907.428 | 248.48 | 658.948 | 0 | 0 | 0 | 10000 | 100% | 0 | 907.428 | 306.987 | 56.658 | 514.034 | 0 | 29.749 | 248.48 | 0 | 7500 | 907.428 | 248.48 | 0 | 658.948
|  | 770.349 | 248.48 | 521.869 | 0 | 0 | 0 | 10000 | 100% | 0 | 770.349 | 261.598 | 23.784 | 458.805 | 0 | 26.163 | 248.48 | 0 | 7500 | 770.349 | 248.48 | 0 | 521.869
|  | 629.284 | 248.48 | 380.804 | 0 | 0 | 0 | 10000 | 100% | 0 | 629.284 | 185.091 | 21.207 | 400.236 | 0 | 22.75 | 248.48 | 0 | 7500 | 629.284 | 248.48 | 0 | 380.804
|  | 632.252 | 248.48 | 383.772 | 0 | 0 | 0 | 10000 | 100% | 0 | 632.252 | 171.112 | 30.049 | 353.074 | 0 | 78.017 | 248.48 | 0 | 7500 | 632.252 | 248.48 | 0 | 383.772
|  | 600.597 | 248.48 | 0 | 0 | 0 | 352.117 | 10000 | 100% | 0 | 600.597 | 171.594 | 97.115 | 308.667 | 0 | 23.221 | 248.48 | 0 | 0 | 600.597 | 248.48 | 352.117 | 0
|  | 831.22 | 248.48 | 0 | 0 | 0 | 582.74 | 9647.883 | 96.48% | 0 | 831.22 | 163.616 | 98.566 | 474.764 | 0 | 94.274 | 248.48 | 0 | 0 | 831.22 | 248.48 | 582.74 | 0
|  | 959.48 | 248.48 | 0 | 0 | 0 | 711 | 9065.143 | 90.65% | 0 | 959.48 | 170.855 | 75.698 | 441.677 | 89.401 | 181.85 | 248.48 | 0 | 0 | 959.48 | 248.48 | 711 | 0
|  | 1144.033 | 248.48 | 0 | 0 | 0 | 895.553 | 8354.143 | 83.54% | 0 | 1144.033 | 238.911 | 67.4 | 337.125 | 225.022 | 275.575 | 248.48 | 0 | 0 | 1144.033 | 248.48 | 895.553 | 0
|  | 1617.022 | 248.48 | 0 | 0 | 0 | 1368.542 | 7458.59 | 74.59% | 0 | 1617.022 | 353.346 | 58.8 | 428.378 | 155.353 | 621.145 | 248.48 | 0 | 0 | 1617.022 | 248.48 | 1368.542 | 0
|  | 1839.148 | 304.329 | 0 | 0 | 0 | 1534.819 | 6090.048 | 60.9% | 0 | 1839.148 | 401.657 | 71.801 | 425.664 | 0 | 940.027 | 248.48 | 55.849 | 0 | 1839.148 | 304.329 | 1534.819 | 0
|  | 1537.442 | 581.831 | 955.611 | 0 | 2500 | 0 | 4555.229 | 45.55% | 0 | 1537.442 | 555.567 | 101.164 | 430.784 | 0 | 449.927 | 248.48 | 333.351 | 7500 | 1537.442 | 581.831 | 0 | 955.611
|  | 1057.614 | 1015.132 | 42.482 | 0 | 2500 | 0 | 7055.229 | 70.55% | 0 | 1057.614 | 552.114 | 73.127 | 330.53 | 0 | 101.842 | 248.48 | 766.652 | 7500 | 1057.614 | 1015.132 | 0 | 42.482
|  | 1048.899 | 1048.899 | 0 | 228.609 | 228.609 | 0 | 9555.229 | 95.55% | 0 | 1048.899 | 644.15 | 59.643 | 341.536 | 0 | 3.57 | 248.48 | 1029.028 | 0 | 1048.899 | 1048.899 | 0 | 0
|  | 959.1 | 959.1 | 0 | 365.14 | 216.162 | 0 | 9783.838 | 97.84% | 0 | 959.1 | 609.1 | 25.772 | 324.228 | 0 | 0 | 248.48 | 1075.76 | 0 | 959.1 | 959.1 | 0 | 0
|  | 926.779 | 926.779 | 0 | 351.27 | 0 | 0 | 10000 | 100% | 0 | 926.779 | 507.273 | 22.541 | 396.966 | 0 | 0 | 248.48 | 1029.569 | 0 | 926.779 | 926.779 | 0 | 0
|  | 1186.933 | 1116.445 | 70.488 | 0 | 0 | 0 | 10000 | 100% | 0 | 1186.933 | 531.662 | 29.585 | 559.952 | 65.735 | 0 | 248.48 | 867.965 | 7500 | 1186.933 | 1116.445 | 0 | 70.488
|  | 1141.19 | 845.997 | 0 | 0 | 0 | 295.193 | 10000 | 100% | 0 | 1141.19 | 429.266 | 105.603 | 444.233 | 162.089 | 0 | 248.48 | 597.517 | 0 | 1141.19 | 845.997 | 295.193 | 0
|  | 1064.228 | 555.979 | 0 | 0 | 0 | 508.249 | 9704.807 | 97.05% | 0 | 1064.228 | 472.23 | 100.203 | 327.165 | 164.629 | 0 | 248.48 | 307.499 | 0 | 1064.228 | 555.979 | 508.249 | 0
|  | 1044.582 | 248.48 | 0 | 0 | 0 | 796.102 | 9196.558 | 91.97% | 0 | 1044.582 | 601.48 | 77.761 | 274.804 | 75.749 | 14.788 | 248.48 | 0 | 0 | 1044.582 | 248.48 | 796.102 | 0
|  | 1176.911 | 248.48 | 0 | 0 | 0 | 928.431 | 8400.456 | 84% | 0 | 1176.911 | 674.413 | 72.602 | 371.68 | 28.641 | 29.575 | 248.48 | 0 | 0 | 1176.911 | 248.48 | 928.431 | 0
|  | 1170.647 | 248.48 | 0 | 0 | 0 | 922.167 | 7472.025 | 74.72% | 0 | 1170.647 | 727.581 | 58.577 | 279.155 | 75.759 | 29.575 | 248.48 | 0 | 0 | 1170.647 | 248.48 | 922.167 | 0
|  | 1076.487 | 248.48 | 828.007 | 0 | 2500 | 0 | 6549.858 | 65.5% | 0 | 1076.487 | 648.936 | 78.482 | 227.23 | 92.263 | 29.575 | 248.48 | 0 | 7500 | 1076.487 | 248.48 | 0 | 828.007
|  | 943.78 | 248.48 | 0 | 0 | 0 | 695.3 | 9049.858 | 90.5% | 0 | 943.78 | 527.325 | 85.254 | 259.296 | 42.33 | 29.575 | 248.48 | 0 | 0 | 943.78 | 248.48 | 695.3 | 0
|  | 901.596 | 248.48 | 653.116 | 0 | 1645.442 | 0 | 8354.558 | 83.55% | 0 | 901.596 | 478.892 | 69.72 | 323.409 | 0 | 29.575 | 248.48 | 0 | 7500 | 901.596 | 248.48 | 0 | 653.116
|  | 794.399 | 248.48 | 545.919 | 0 | 0 | 0 | 10000 | 100% | 0 | 794.399 | 321.542 | 35.945 | 400.765 | 0 | 36.148 | 248.48 | 0 | 7500 | 794.399 | 248.48 | 0 | 545.919
|  | 722.584 | 248.48 | 474.104 | 0 | 0 | 0 | 10000 | 100% | 0 | 722.584 | 257.616 | 24.103 | 417.396 | 0 | 23.47 | 248.48 | 0 | 7500 | 722.584 | 248.48 | 0 | 474.104
|  | 718.207 | 248.48 | 469.727 | 0 | 0 | 0 | 10000 | 100% | 0 | 718.207 | 184.155 | 21.468 | 398.353 | 0 | 114.231 | 248.48 | 0 | 7500 | 718.207 | 248.48 | 0 | 469.727
|  | 608.951 | 248.48 | 360.471 | 0 | 0 | 0 | 10000 | 100% | 0 | 608.951 | 170.693 | 60.95 | 308.663 | 0 | 68.645 | 248.48 | 0 | 7500 | 608.951 | 248.48 | 0 | 360.471
|  | 634.171 | 248.48 | 0 | 0 | 0 | 385.691 | 10000 | 100% | 0 | 634.171 | 169.4 | 100.999 | 353.648 | 0 | 10.125 | 248.48 | 0 | 0 | 634.171 | 248.48 | 385.691 | 0
|  | 683.464 | 248.48 | 0 | 0 | 0 | 434.984 | 9614.309 | 96.14% | 0 | 683.464 | 136.007 | 86.391 | 461.066 | 0 | 0 | 248.48 | 0 | 0 | 683.464 | 248.48 | 434.984 | 0
|  | 938.695 | 248.48 | 0 | 0 | 0 | 690.215 | 9179.325 | 91.79% | 0 | 938.695 | 178.438 | 79.823 | 449.908 | 82.26 | 148.267 | 248.48 | 0 | 0 | 938.695 | 248.48 | 690.215 | 0
|  | 1186.15 | 248.48 | 0 | 0 | 0 | 937.67 | 8489.11 | 84.89% | 0 | 1186.15 | 206.011 | 60.895 | 382.674 | 206.931 | 329.639 | 248.48 | 0 | 0 | 1186.15 | 248.48 | 937.67 | 0
|  | 1446.721 | 248.48 | 0 | 0 | 0 | 1198.241 | 7551.44 | 75.51% | 0 | 1446.721 | 356.027 | 56.396 | 411.07 | 141.97 | 481.259 | 248.48 | 0 | 0 | 1446.721 | 248.48 | 1198.241 | 0
|  | 1323.941 | 269.53 | 0 | 0 | 0 | 1054.411 | 6353.199 | 63.53% | 0 | 1323.941 | 426.574 | 90.704 | 393.293 | 0 | 413.371 | 248.48 | 21.05 | 0 | 1323.941 | 269.53 | 1054.411 | 0
|  | 1294.735 | 421.784 | 872.951 | 0 | 2500 | 0 | 5298.788 | 52.99% | 0 | 1294.735 | 511.747 | 83.485 | 307.188 | 0 | 392.315 | 248.48 | 173.304 | 7500 | 1294.735 | 421.784 | 0 | 872.951
|  | 1059.657 | 502.07 | 557.587 | 0 | 2201.212 | 0 | 7798.788 | 77.99% | 0 | 1059.657 | 602.968 | 65.264 | 317.328 | 0 | 74.098 | 248.48 | 253.59 | 7500 | 1059.657 | 502.07 | 0 | 557.587
|  | 1011.967 | 402.009 | 609.958 | 0 | 0 | 0 | 10000 | 100% | 0 | 1011.967 | 641.43 | 42.16 | 309.145 | 0 | 19.232 | 248.48 | 153.529 | 7500 | 1011.967 | 402.009 | 0 | 609.958
|  | 993.798 | 373.525 | 620.273 | 0 | 0 | 0 | 10000 | 100% | 0 | 993.798 | 669.48 | 25.396 | 298.922 | 0 | 0 | 248.48 | 125.045 | 7500 | 993.798 | 373.525 | 0 | 620.273
|  | 784.235 | 354.05 | 430.185 | 0 | 0 | 0 | 10000 | 100% | 0 | 784.235 | 474.133 | 20.795 | 289.307 | 0 | 0 | 248.48 | 105.57 | 7500 | 784.235 | 354.05 | 0 | 430.185
|  | 1074.55 | 334.654 | 739.896 | 0 | 0 | 0 | 10000 | 100% | 0 | 1074.55 | 502.93 | 68.55 | 419.295 | 83.776 | 0 | 248.48 | 86.174 | 7500 | 1074.55 | 334.654 | 0 | 739.896
|  | 1432.054 | 308.865 | 0 | 0 | 0 | 1123.189 | 10000 | 100% | 0 | 1432.054 | 530.62 | 102.686 | 535.199 | 263.549 | 0 | 248.48 | 60.385 | 0 | 1432.054 | 308.865 | 1123.189 | 0
|  | 1199.114 | 301.181 | 0 | 0 | 0 | 897.933 | 8876.811 | 88.77% | 0 | 1199.114 | 495.034 | 88.392 | 382.206 | 233.481 | 0 | 248.48 | 52.701 | 0 | 1199.114 | 301.181 | 897.933 | 0
|  | 1131.72 | 248.48 | 0 | 0 | 0 | 883.24 | 7978.878 | 79.79% | 0 | 1131.72 | 655.799 | 82.713 | 288.81 | 91.234 | 13.163 | 248.48 | 0 | 0 | 1131.72 | 248.48 | 883.24 | 0
|  | 996.131 | 248.48 | 0 | 0 | 0 | 747.651 | 7095.638 | 70.96% | 0 | 996.131 | 622.623 | 61.041 | 260.551 | 25.591 | 26.325 | 248.48 | 0 | 0 | 996.131 | 248.48 | 747.651 | 0
|  | 1172.81 | 248.48 | 0 | 0 | 0 | 924.33 | 6347.987 | 63.48% | 0 | 1172.81 | 684.239 | 60.399 | 295.577 | 105.997 | 26.598 | 248.48 | 0 | 0 | 1172.81 | 248.48 | 924.33 | 0
|  | 1085.486 | 248.48 | 837.006 | 0 | 2500 | 0 | 5423.657 | 54.24% | 0 | 1085.486 | 621.01 | 84.907 | 244.692 | 108.189 | 26.688 | 248.48 | 0 | 7500 | 1085.486 | 248.48 | 0 | 837.006
|  | 931.508 | 248.48 | 0 | 0 | 0 | 683.028 | 7923.657 | 79.24% | 0 | 931.508 | 553.523 | 89.251 | 224.157 | 38.166 | 26.412 | 248.48 | 0 | 0 | 931.508 | 248.48 | 683.028 | 0
|  | 932.945 | 248.48 | 684.465 | 0 | 2500 | 0 | 7240.629 | 72.41% | 0 | 932.945 | 479.451 | 62.473 | 364.696 | 0 | 26.325 | 248.48 | 0 | 7500 | 932.945 | 248.48 | 0 | 684.465
|  | 857.302 | 248.48 | 608.822 | 0 | 259.371 | 0 | 9740.629 | 97.41% | 0 | 857.302 | 295.502 | 24.112 | 511.707 | 0 | 25.982 | 248.48 | 0 | 7500 | 857.302 | 248.48 | 0 | 608.822
|  | 716.963 | 248.48 | 468.483 | 0 | 0 | 0 | 10000 | 100% | 0 | 716.963 | 199.238 | 19.262 | 469.619 | 0 | 28.844 | 248.48 | 0 | 7500 | 716.963 | 248.48 | 0 | 468.483
|  | 587.366 | 248.48 | 338.886 | 0 | 0 | 0 | 10000 | 100% | 0 | 587.366 | 161.799 | 26.579 | 373.045 | 0 | 25.943 | 248.48 | 0 | 7500 | 587.366 | 248.48 | 0 | 338.886
|  | 726.352 | 248.48 | 477.872 | 0 | 0 | 0 | 10000 | 100% | 0 | 726.352 | 160.083 | 93.855 | 406.643 | 0 | 65.771 | 248.48 | 0 | 7500 | 726.352 | 248.48 | 0 | 477.872
|  | 713.824 | 248.48 | 0 | 0 | 0 | 465.344 | 10000 | 100% | 0 | 713.824 | 148.328 | 96.895 | 357.296 | 0 | 111.306 | 248.48 | 0 | 0 | 713.824 | 248.48 | 465.344 | 0
|  | 739.642 | 248.48 | 0 | 0 | 0 | 491.162 | 9534.656 | 95.35% | 0 | 739.642 | 159.946 | 77.74 | 376.693 | 0 | 125.263 | 248.48 | 0 | 0 | 739.642 | 248.48 | 491.162 | 0
|  | 893.969 | 248.48 | 0 | 0 | 0 | 645.489 | 9043.494 | 90.43% | 0 | 893.969 | 194.962 | 69.296 | 429.21 | 90.546 | 109.956 | 248.48 | 0 | 0 | 893.969 | 248.48 | 645.489 | 0
|  | 1195.543 | 248.48 | 0 | 0 | 0 | 947.063 | 8398.005 | 83.98% | 0 | 1195.543 | 353.547 | 53.692 | 441.14 | 249.672 | 97.492 | 248.48 | 0 | 0 | 1195.543 | 248.48 | 947.063 | 0
|  | 1529.43 | 248.48 | 0 | 0 | 0 | 1280.95 | 7450.942 | 74.51% | 0 | 1529.43 | 478.944 | 72.195 | 463.269 | 248.221 | 266.801 | 248.48 | 0 | 0 | 1529.43 | 248.48 | 1280.95 | 0
|  | 1461.136 | 310.307 | 0 | 0 | 0 | 1150.829 | 6169.992 | 61.7% | 0 | 1461.136 | 393.154 | 81.418 | 517.334 | 93.487 | 375.743 | 248.48 | 61.827 | 0 | 1461.136 | 310.307 | 1150.829 | 0
|  | 1359.343 | 448.551 | 910.792 | 0 | 2500 | 0 | 5019.163 | 50.19% | 0 | 1359.343 | 372.105 | 74.215 | 452.693 | 41.585 | 418.745 | 248.48 | 200.071 | 7500 | 1359.343 | 448.551 | 0 | 910.792
|  | 1313.922 | 574.956 | 738.966 | 0 | 2480.837 | 0 | 7519.163 | 75.19% | 0 | 1313.922 | 332.981 | 59.739 | 478.077 | 158.569 | 284.556 | 248.48 | 326.476 | 7500 | 1313.922 | 574.956 | 0 | 738.966
|  | 1295.097 | 743.313 | 551.784 | 0 | 0 | 0 | 10000 | 100% | 0 | 1295.097 | 387.04 | 26.057 | 429.724 | 182.644 | 269.632 | 248.48 | 494.833 | 7500 | 1295.097 | 743.313 | 0 | 551.784
|  | 846.937 | 846.937 | 0 | 66.811 | 0 | 0 | 10000 | 100% | 0 | 846.937 | 336.798 | 20.571 | 350.034 | 72.861 | 66.674 | 248.48 | 665.268 | 0 | 846.937 | 846.937 | 0 | 0
|  | 836.461 | 606.755 | 229.706 | 0 | 0 | 0 | 10000 | 100% | 0 | 836.461 | 305.581 | 29.072 | 418.724 | 22.454 | 60.63 | 248.48 | 358.275 | 7500 | 836.461 | 606.755 | 0 | 229.706
|  | 1020.08 | 362.28 | 657.8 | 0 | 0 | 0 | 10000 | 100% | 0 | 1020.08 | 301.208 | 100.57 | 511.769 | 106.533 | 0 | 248.48 | 113.8 | 7500 | 1020.08 | 362.28 | 0 | 657.8
|  | 1052.228 | 303.536 | 0 | 0 | 0 | 748.692 | 10000 | 100% | 0 | 1052.228 | 376.908 | 100.366 | 439.622 | 135.332 | 0 | 248.48 | 55.056 | 0 | 1052.228 | 303.536 | 748.692 | 0
|  | 1138.525 | 265.231 | 0 | 0 | 0 | 873.294 | 9251.308 | 92.51% | 0 | 1138.525 | 516.065 | 87.096 | 465.712 | 69.652 | 0 | 248.48 | 16.751 | 0 | 1138.525 | 265.231 | 873.294 | 0
|  | 1108.614 | 248.48 | 0 | 0 | 0 | 860.134 | 8378.014 | 83.78% | 0 | 1108.614 | 638.183 | 68.943 | 344.482 | 44.332 | 12.675 | 248.48 | 0 | 0 | 1108.614 | 248.48 | 860.134 | 0
|  | 1189.625 | 248.48 | 0 | 0 | 0 | 941.145 | 7517.88 | 75.18% | 0 | 1189.625 | 622.451 | 54.717 | 386.25 | 100.858 | 25.35 | 248.48 | 0 | 0 | 1189.625 | 248.48 | 941.145 | 0
|  | 1211.021 | 248.48 | 0 | 0 | 0 | 962.541 | 6576.735 | 65.77% | 0 | 1211.021 | 644.535 | 75.954 | 375.785 | 89.307 | 25.44 | 248.48 | 0 | 0 | 1211.021 | 248.48 | 962.541 | 0
|  | 1102.889 | 248.48 | 854.409 | 0 | 2500 | 0 | 5614.194 | 56.14% | 0 | 1102.889 | 683.643 | 96.21 | 278.946 | 18.65 | 25.44 | 248.48 | 0 | 7500 | 1102.889 | 248.48 | 0 | 854.409
|  | 949.894 | 248.48 | 0 | 0 | 0 | 701.414 | 8114.194 | 81.14% | 0 | 949.894 | 574.804 | 74.936 | 274.804 | 0 | 25.35 | 248.48 | 0 | 0 | 949.894 | 248.48 | 701.414 | 0
|  | 840.779 | 248.48 | 592.299 | 0 | 2500 | 0 | 7412.78 | 74.13% | 0 | 840.779 | 414.549 | 58.567 | 342.313 | 0 | 25.35 | 248.48 | 0 | 7500 | 840.779 | 248.48 | 0 | 592.299
|  | 851.266 | 248.48 | 602.786 | 0 | 87.22 | 0 | 9912.78 | 99.13% | 0 | 851.266 | 284.22 | 23.874 | 515.548 | 0 | 27.625 | 248.48 | 0 | 7500 | 851.266 | 248.48 | 0 | 602.786
|  | 584.336 | 248.48 | 335.856 | 0 | 0 | 0 | 10000 | 100% | 0 | 584.336 | 178.437 | 19.486 | 352.874 | 0 | 33.539 | 248.48 | 0 | 7500 | 584.336 | 248.48 | 0 | 335.856
|  | 772.625 | 248.48 | 524.145 | 0 | 0 | 0 | 10000 | 100% | 0 | 772.625 | 182.088 | 57.839 | 438.494 | 0 | 94.204 | 248.48 | 0 | 7500 | 772.625 | 248.48 | 0 | 524.145
|  | 776.779 | 248.48 | 528.299 | 0 | 0 | 0 | 10000 | 100% | 0 | 776.779 | 161.901 | 108.169 | 369.474 | 0 | 137.235 | 248.48 | 0 | 7500 | 776.779 | 248.48 | 0 | 528.299
|  | 798.885 | 248.48 | 0 | 0 | 0 | 550.405 | 10000 | 100% | 0 | 798.885 | 137.715 | 92.916 | 385.97 | 0 | 182.284 | 248.48 | 0 | 0 | 798.885 | 248.48 | 550.405 | 0
|  | 778.739 | 248.48 | 0 | 0 | 0 | 530.259 | 9449.595 | 94.5% | 0 | 778.739 | 157.505 | 68.016 | 402.322 | 0 | 150.896 | 248.48 | 0 | 0 | 778.739 | 248.48 | 530.259 | 0
|  | 996.074 | 248.48 | 0 | 0 | 0 | 747.594 | 8919.336 | 89.19% | 0 | 996.074 | 193.661 | 59.985 | 513.37 | 82.153 | 146.906 | 248.48 | 0 | 0 | 996.074 | 248.48 | 747.594 | 0
|  | 1376.71 | 248.48 | 0 | 0 | 0 | 1128.23 | 8171.742 | 81.72% | 0 | 1376.71 | 345.842 | 58.96 | 540.692 | 251.362 | 179.855 | 248.48 | 0 | 0 | 1376.71 | 248.48 | 1128.23 | 0
|  | 2028.944 | 248.48 | 0 | 0 | 0 | 1780.464 | 7043.512 | 70.44% | 0 | 2028.944 | 512.155 | 79.114 | 652.504 | 254.764 | 530.408 | 248.48 | 0 | 0 | 2028.944 | 248.48 | 1780.464 | 0
|  | 1576.287 | 248.486 | 0 | 0 | 0 | 1327.801 | 5263.048 | 52.63% | 2.2737e-13 | 1576.287 | 446.195 | 90.965 | 590.215 | 95.496 | 353.416 | 248.48 | 0.006 | 0 | 1576.287 | 248.486 | 1327.801 | 0
|  | 1416.483 | 251.749 | 1164.734 | 0 | 2500 | 0 | 3935.247 | 39.35% | 0 | 1416.483 | 380.12 | 61.633 | 568.547 | 48.206 | 357.977 | 248.48 | 3.269 | 7500 | 1416.483 | 251.749 | 0 | 1164.734
|  | 1270.227 | 277.656 | 992.571 | 0 | 2500 | 0 | 6435.247 | 64.35% | 0 | 1270.227 | 328.295 | 38.353 | 461.985 | 160.492 | 281.102 | 248.48 | 29.176 | 7500 | 1270.227 | 277.656 | 0 | 992.571
|  | 1226.818 | 335.397 | 891.421 | 0 | 1064.753 | 0 | 8935.247 | 89.35% | 0 | 1226.818 | 382.227 | 23.044 | 524.856 | 198.331 | 98.36 | 248.48 | 86.917 | 7500 | 1226.818 | 335.397 | 0 | 891.421
|  | 880.188 | 363.138 | 517.05 | 0 | 0 | 0 | 10000 | 100% | 0 | 880.188 | 328.096 | 21.583 | 411.258 | 73.015 | 46.236 | 248.48 | 114.658 | 7500 | 880.188 | 363.138 | 0 | 517.05
|  | 974.42 | 331.678 | 642.742 | 0 | 0 | 0 | 10000 | 100% | 0 | 974.42 | 342.581 | 59.689 | 524.9 | 47.251 | 0 | 248.48 | 83.198 | 7500 | 974.42 | 331.678 | 0 | 642.742
|  | 1092.498 | 288.222 | 804.276 | 0 | 0 | 0 | 10000 | 100% | 0 | 1092.498 | 312.84 | 109.294 | 524.246 | 146.118 | 0 | 248.48 | 39.742 | 7500 | 1092.498 | 288.222 | 0 | 804.276
|  | 1294.086 | 254.675 | 0 | 0 | 0 | 1039.411 | 10000 | 100% | 0 | 1294.086 | 420.356 | 80.14 | 609.395 | 184.195 | 0 | 248.48 | 6.195 | 0 | 1294.086 | 254.675 | 1039.411 | 0
|  | 1082.71 | 248.494 | 0 | 0 | 0 | 834.216 | 8960.589 | 89.61% | 0 | 1082.71 | 475.959 | 82.897 | 457.36 | 66.494 | 0 | 248.48 | 0.014 | 0 | 1082.71 | 248.494 | 834.216 | 0
|  | 1140.724 | 248.48 | 0 | 0 | 0 | 892.244 | 8126.373 | 81.26% | 0 | 1140.724 | 620.782 | 62.603 | 400.245 | 43.281 | 13.813 | 248.48 | 0 | 0 | 1140.724 | 248.48 | 892.244 | 0
|  | 1372.009 | 248.48 | 0 | 0 | 0 | 1123.529 | 7234.129 | 72.34% | 0 | 1372.009 | 676.844 | 65.974 | 463.546 | 138.02 | 27.625 | 248.48 | 0 | 0 | 1372.009 | 248.48 | 1123.529 | 0
|  | 1302.598 | 248.48 | 0 | 0 | 0 | 1054.118 | 6110.6 | 61.11% | 0 | 1302.598 | 695.766 | 92.688 | 374.209 | 112.311 | 27.625 | 248.48 | 0 | 0 | 1302.598 | 248.48 | 1054.118 | 0
|  | 1132.382 | 248.48 | 883.902 | 0 | 2500 | 0 | 5056.482 | 50.56% | 0 | 1132.382 | 679.281 | 80.22 | 324.902 | 20.354 | 27.625 | 248.48 | 0 | 7500 | 1132.382 | 248.48 | 0 | 883.902
|  | 915.534 | 248.48 | 0 | 0 | 0 | 667.054 | 7556.482 | 75.56% | 0 | 915.534 | 533.938 | 68.546 | 285.425 | 0 | 27.625 | 248.48 | 0 | 0 | 915.534 | 248.48 | 667.054 | 0
|  | 856.333 | 248.48 | 607.853 | 0 | 2500 | 0 | 6889.428 | 68.89% | 0 | 856.333 | 440.849 | 36.877 | 350.983 | 0 | 27.625 | 248.48 | 0 | 7500 | 856.333 | 248.48 | 0 | 607.853
|  | 847.605 | 248.48 | 599.125 | 0 | 610.572 | 0 | 9389.428 | 93.89% | 0 | 847.605 | 290.345 | 20.021 | 507.362 | 0 | 29.877 | 248.48 | 0 | 7500 | 847.605 | 248.48 | 0 | 599.125
|  | 838.492 | 248.48 | 590.012 | 0 | 0 | 0 | 10000 | 100% | 0 | 838.492 | 205.502 | 30.216 | 576.72 | 0 | 26.054 | 248.48 | 0 | 7500 | 838.492 | 248.48 | 0 | 590.012
|  | 755.759 | 248.48 | 507.279 | 0 | 0 | 0 | 10000 | 100% | 0 | 755.759 | 171.282 | 108.714 | 441.807 | 0 | 33.957 | 248.48 | 0 | 7500 | 755.759 | 248.48 | 0 | 507.279
|  | 734.602 | 248.48 | 486.122 | 0 | 0 | 0 | 10000 | 100% | 0 | 734.602 | 156.151 | 105.31 | 450.463 | 0 | 22.679 | 248.48 | 0 | 7500 | 734.602 | 248.48 | 0 | 486.122
|  | 767.461 | 248.48 | 0 | 0 | 0 | 518.981 | 10000 | 100% | 0 | 767.461 | 158.991 | 80.369 | 414.864 | 0 | 113.237 | 248.48 | 0 | 0 | 767.461 | 248.48 | 518.981 | 0
|  | 664.735 | 248.48 | 0 | 0 | 0 | 416.255 | 9481.019 | 94.81% | 0 | 664.735 | 161.634 | 72.011 | 399.097 | 0 | 31.993 | 248.48 | 0 | 0 | 664.735 | 248.48 | 416.255 | 0
|  | 1057.351 | 248.48 | 0 | 0 | 0 | 808.871 | 9064.764 | 90.65% | 0 | 1057.351 | 188.023 | 57.754 | 513.481 | 82.095 | 215.998 | 248.48 | 0 | 0 | 1057.351 | 248.48 | 808.871 | 0
|  | 1633.72 | 248.48 | 0 | 0 | 0 | 1385.24 | 8255.893 | 82.56% | 0 | 1633.72 | 372.759 | 69.681 | 469.952 | 251.432 | 469.897 | 248.48 | 0 | 0 | 1633.72 | 248.48 | 1385.24 | 0
|  | 1948.753 | 248.48 | 0 | 0 | 0 | 1700.273 | 6870.653 | 68.71% | 0 | 1948.753 | 545.098 | 90.098 | 735.978 | 166.679 | 410.901 | 248.48 | 0 | 0 | 1948.753 | 248.48 | 1700.273 | 0
|  | 1453.937 | 257.43 | 0 | 0 | 0 | 1196.507 | 5170.38 | 51.7% | 0 | 1453.937 | 395.201 | 67.494 | 688.624 | 0 | 302.618 | 248.48 | 8.95 | 0 | 1453.937 | 257.43 | 1196.507 | 0
|  | 1164.445 | 320.207 | 844.238 | 0 | 2500 | 0 | 3973.873 | 39.74% | 0 | 1164.445 | 365.624 | 55.997 | 475.101 | 0 | 267.723 | 248.48 | 71.727 | 7500 | 1164.445 | 320.207 | 0 | 844.238
|  | 993.467 | 397.813 | 595.654 | 0 | 2500 | 0 | 6473.873 | 64.74% | 0 | 993.467 | 342.626 | 23.52 | 460.829 | 0 | 166.492 | 248.48 | 149.333 | 7500 | 993.467 | 397.813 | 0 | 595.654
|  | 1090.879 | 444.101 | 646.778 | 0 | 1026.127 | 0 | 8973.873 | 89.74% | 0 | 1090.879 | 410.42 | 22.756 | 474.361 | 0 | 183.342 | 248.48 | 195.621 | 7500 | 1090.879 | 444.101 | 0 | 646.778
|  | 882.622 | 508.178 | 374.444 | 0 | 0 | 0 | 10000 | 100% | 0 | 882.622 | 366.786 | 28.13 | 435.685 | 0 | 52.021 | 248.48 | 259.698 | 7500 | 882.622 | 508.178 | 0 | 374.444
|  | 858.749 | 598.307 | 260.442 | 0 | 0 | 0 | 10000 | 100% | 0 | 858.749 | 297.525 | 105.822 | 455.402 | 0 | 0 | 248.48 | 349.827 | 7500 | 858.749 | 598.307 | 0 | 260.442
|  | 1055.865 | 446.993 | 608.872 | 0 | 0 | 0 | 10000 | 100% | 0 | 1055.865 | 351.14 | 106.613 | 507.457 | 90.656 | 0 | 248.48 | 198.513 | 7500 | 1055.865 | 446.993 | 0 | 608.872
|  | 1412.266 | 324.401 | 0 | 0 | 0 | 1087.865 | 10000 | 100% | 0 | 1412.266 | 444.846 | 83.806 | 612.169 | 271.446 | 0 | 248.48 | 75.921 | 0 | 1412.266 | 324.401 | 1087.865 | 0
|  | 1364.564 | 275.776 | 0 | 0 | 0 | 1088.788 | 8912.135 | 89.12% | 0 | 1364.564 | 570.748 | 67.939 | 459.257 | 266.62 | 0 | 248.48 | 27.296 | 0 | 1364.564 | 275.776 | 1088.788 | 0
|  | 1204.502 | 248.48 | 0 | 0 | 0 | 956.022 | 7823.347 | 78.23% | 0 | 1204.502 | 662.898 | 54.158 | 369.478 | 103.343 | 14.625 | 248.48 | 0 | 0 | 1204.502 | 248.48 | 956.022 | 0
|  | 1175.865 | 248.48 | 0 | 0 | 0 | 927.385 | 6867.325 | 68.67% | 0 | 1175.865 | 659.414 | 65.027 | 394.017 | 28.157 | 29.25 | 248.48 | 0 | 0 | 1175.865 | 248.48 | 927.385 | 0
|  | 1283.03 | 248.48 | 0 | 0 | 0 | 1034.55 | 5939.94 | 59.4% | 0 | 1283.03 | 654.421 | 90.71 | 390.445 | 117.935 | 29.519 | 248.48 | 0 | 0 | 1283.03 | 248.48 | 1034.55 | 0
|  | 1175.57 | 248.48 | 927.09 | 0 | 2500 | 0 | 4905.39 | 49.05% | 0 | 1175.57 | 643.067 | 67.058 | 303.873 | 131.876 | 29.697 | 248.48 | 0 | 7500 | 1175.57 | 248.48 | 0 | 927.09
|  | 1022.981 | 248.48 | 0 | 0 | 0 | 774.501 | 7405.39 | 74.05% | 0 | 1022.981 | 587.839 | 58.113 | 297.773 | 49.2 | 30.056 | 248.48 | 0 | 0 | 1022.981 | 248.48 | 774.501 | 0
|  | 837.943 | 248.48 | 589.463 | 0 | 2500 | 0 | 6630.889 | 66.31% | 0 | 837.943 | 444.341 | 27.831 | 335.625 | 0 | 30.145 | 248.48 | 0 | 7500 | 837.943 | 248.48 | 0 | 589.463
|  | 879.559 | 248.48 | 631.079 | 0 | 869.111 | 0 | 9130.889 | 91.31% | 0 | 879.559 | 308.316 | 19.226 | 529.018 | 0 | 22.999 | 248.48 | 0 | 7500 | 879.559 | 248.48 | 0 | 631.079
|  | 758.861 | 248.48 | 510.381 | 0 | 0 | 0 | 10000 | 100% | 0 | 758.861 | 185.829 | 61.627 | 467.952 | 0 | 43.454 | 248.48 | 0 | 7500 | 758.861 | 248.48 | 0 | 510.381
|  | 695.669 | 248.48 | 447.189 | 0 | 0 | 0 | 10000 | 100% | 0 | 695.669 | 162.092 | 114.413 | 388.348 | 0 | 30.816 | 248.48 | 0 | 7500 | 695.669 | 248.48 | 0 | 447.189
|  | 762.646 | 248.48 | 514.166 | 0 | 0 | 0 | 10000 | 100% | 0 | 762.646 | 167.469 | 91.667 | 444.928 | 0 | 58.583 | 248.48 | 0 | 7500 | 762.646 | 248.48 | 0 | 514.166
|  | 652.142 | 248.48 | 0 | 0 | 0 | 403.662 | 10000 | 100% | 0 | 652.142 | 136.353 | 83.375 | 379.602 | 0 | 52.813 | 248.48 | 0 | 0 | 652.142 | 248.48 | 403.662 | 0
|  | 666.242 | 248.48 | 0 | 0 | 0 | 417.762 | 9596.338 | 95.96% | 0 | 666.242 | 142.374 | 70.541 | 447.218 | 0 | 6.109 | 248.48 | 0 | 0 | 666.242 | 248.48 | 417.762 | 0
|  | 963.35 | 248.48 | 0 | 0 | 0 | 714.87 | 9178.576 | 91.79% | 0 | 963.35 | 203.564 | 56.663 | 540.153 | 92.862 | 70.108 | 248.48 | 0 | 0 | 963.35 | 248.48 | 714.87 | 0
|  | 1769.874 | 248.48 | 0 | 0 | 0 | 1521.394 | 8463.706 | 84.64% | 0 | 1769.874 | 398.574 | 85.096 | 504.86 | 282.134 | 499.209 | 248.48 | 0 | 0 | 1769.874 | 248.48 | 1521.394 | 0
|  | 1781.822 | 248.48 | 0 | 0 | 0 | 1533.342 | 6942.312 | 69.42% | 0 | 1781.822 | 485.997 | 81.591 | 555.063 | 155.95 | 503.222 | 248.48 | 0 | 0 | 1781.822 | 248.48 | 1533.342 | 0
|  | 1609.469 | 443.312 | 0 | 0 | 0 | 1166.157 | 5408.97 | 54.09% | 0 | 1609.469 | 447.301 | 67.282 | 621.86 | 0 | 473.026 | 248.48 | 194.832 | 0 | 1609.469 | 443.312 | 1166.157 | 0
|  | 1188.867 | 840.503 | 348.364 | 0 | 2500 | 0 | 4242.813 | 42.43% | 0 | 1188.867 | 362.133 | 37.76 | 490.187 | 0 | 298.787 | 248.48 | 592.023 | 7500 | 1188.867 | 840.503 | 0 | 348.364
|  | 1169.696 | 1069.932 | 99.764 | 0 | 2500 | 0 | 6742.813 | 67.43% | 0 | 1169.696 | 360.735 | 23.452 | 519.725 | 0 | 265.784 | 248.48 | 821.452 | 7500 | 1169.696 | 1069.932 | 0 | 99.764
|  | 906.533 | 906.533 | 0 | 220.678 | 220.678 | 0 | 9242.813 | 92.43% | 0 | 906.533 | 356.612 | 20.983 | 466.698 | 0 | 62.241 | 248.48 | 878.731 | 0 | 906.533 | 906.533 | 0 | 0
|  | 896.524 | 896.524 | 0 | 321.722 | 321.722 | 0 | 9463.491 | 94.63% | 0 | 896.524 | 393.186 | 62.244 | 408.096 | 0 | 32.998 | 248.48 | 969.766 | 0 | 896.524 | 896.524 | 0 | 0
|  | 955.51 | 955.51 | 0 | 241.254 | 214.787 | 0 | 9785.213 | 97.85% | 0 | 955.51 | 340.805 | 95.3 | 519.405 | 0 | 0 | 248.48 | 948.284 | 0 | 955.51 | 955.51 | 0 | 0
|  | 1010.6 | 1010.6 | 0 | 182.468 | 0 | 0 | 10000 | 100% | 0 | 1010.6 | 308.736 | 82.759 | 530.96 | 88.145 | 0 | 248.48 | 944.588 | 0 | 1010.6 | 1010.6 | 0 | 0
|  | 1267.297 | 970.606 | 0 | 0 | 0 | 296.691 | 10000 | 100% | 0 | 1267.297 | 420.25 | 76.73 | 512.967 | 257.349 | 0 | 248.48 | 722.126 | 0 | 1267.297 | 970.606 | 296.691 | 0
|  | 1409.209 | 714.541 | 0 | 0 | 0 | 694.668 | 9703.309 | 97.03% | 0 | 1409.209 | 564.065 | 62.029 | 509.435 | 273.68 | 0 | 248.48 | 466.061 | 0 | 1409.209 | 714.541 | 694.668 | 0
|  | 1059.065 | 248.48 | 0 | 0 | 0 | 810.585 | 9008.641 | 90.09% | 0 | 1059.065 | 598.314 | 58.822 | 296.79 | 94.577 | 10.563 | 248.48 | 0 | 0 | 1059.065 | 248.48 | 810.585 | 0
|  | 1067.487 | 248.48 | 0 | 0 | 0 | 819.007 | 8198.056 | 81.98% | 0 | 1067.487 | 610.355 | 85.471 | 324.75 | 25.786 | 21.125 | 248.48 | 0 | 0 | 1067.487 | 248.48 | 819.007 | 0
|  | 1286.481 | 248.48 | 0 | 0 | 0 | 1038.001 | 7379.049 | 73.79% | 0 | 1286.481 | 702.391 | 83.39 | 358.875 | 120.56 | 21.266 | 248.48 | 0 | 0 | 1286.481 | 248.48 | 1038.001 | 0
|  | 1186.659 | 248.48 | 938.179 | 0 | 2500 | 0 | 6341.048 | 63.41% | 0 | 1186.659 | 679.1 | 65.503 | 282.308 | 138.199 | 21.549 | 248.48 | 0 | 7500 | 1186.659 | 248.48 | 0 | 938.179
|  | 889.647 | 248.48 | 0 | 0 | 0 | 641.167 | 8841.048 | 88.41% | 0 | 889.647 | 528.324 | 38.271 | 254.143 | 46.51 | 22.4 | 248.48 | 0 | 0 | 889.647 | 248.48 | 641.167 | 0
|  | 831.468 | 248.48 | 582.988 | 0 | 1800.119 | 0 | 8199.881 | 82% | 0 | 831.468 | 422.864 | 19.247 | 366.816 | 0 | 22.541 | 248.48 | 0 | 7500 | 831.468 | 248.48 | 0 | 582.988
|  | 1001.635 | 248.48 | 753.155 | 0 | 0 | 0 | 10000 | 100% | 0 | 1001.635 | 318.749 | 29.092 | 595.121 | 0 | 58.674 | 248.48 | 0 | 7500 | 1001.635 | 248.48 | 0 | 753.155
|  | 798.504 | 248.48 | 550.024 | 0 | 0 | 0 | 10000 | 100% | 0 | 798.504 | 214.503 | 98.332 | 392.046 | 0 | 93.624 | 248.48 | 0 | 7500 | 798.504 | 248.48 | 0 | 550.024
|  | 802.815 | 248.48 | 554.335 | 0 | 0 | 0 | 10000 | 100% | 0 | 802.815 | 146.984 | 97.679 | 360.149 | 0 | 198.004 | 248.48 | 0 | 7500 | 802.815 | 248.48 | 0 | 554.335
|  | 717.38 | 248.48 | 468.9 | 0 | 0 | 0 | 10000 | 100% | 0 | 717.38 | 154.271 | 89.255 | 362.444 | 0 | 111.411 | 248.48 | 0 | 7500 | 717.38 | 248.48 | 0 | 468.9
|  | 658.525 | 248.48 | 0 | 0 | 0 | 410.045 | 10000 | 100% | 0 | 658.525 | 147.611 | 78.729 | 387.691 | 0 | 44.494 | 248.48 | 0 | 0 | 658.525 | 248.48 | 410.045 | 0
|  | 729.768 | 248.48 | 0 | 0 | 0 | 481.288 | 9589.955 | 95.9% | 0 | 729.768 | 150.936 | 55.776 | 409.866 | 0 | 113.19 | 248.48 | 0 | 0 | 729.768 | 248.48 | 481.288 | 0
|  | 801.827 | 248.48 | 0 | 0 | 0 | 553.347 | 9108.667 | 91.09% | 0 | 801.827 | 183.977 | 73.03 | 377.284 | 87.18 | 80.357 | 248.48 | 0 | 0 | 801.827 | 248.48 | 553.347 | 0
|  | 1485.969 | 248.48 | 0 | 0 | 0 | 1237.489 | 8555.32 | 85.55% | 0 | 1485.969 | 357.003 | 85.188 | 461.654 | 278.269 | 303.855 | 248.48 | 0 | 0 | 1485.969 | 248.48 | 1237.489 | 0
|  | 1567.198 | 248.48 | 0 | 0 | 0 | 1318.718 | 7317.831 | 73.18% | 0 | 1567.198 | 469.165 | 70.99 | 492.735 | 164.066 | 370.242 | 248.48 | 0 | 0 | 1567.198 | 248.48 | 1318.718 | 0
|  | 1077.976 | 250.085 | 0 | 0 | 0 | 827.891 | 5999.113 | 59.99% | 0 | 1077.976 | 430.357 | 62.251 | 406.588 | 0 | 178.78 | 248.48 | 1.605 | 0 | 1077.976 | 250.085 | 827.891 | 0
|  | 889.165 | 264.824 | 624.341 | 0 | 2500 | 0 | 5171.222 | 51.71% | 0 | 889.165 | 343.769 | 25.93 | 276.829 | 0 | 242.638 | 248.48 | 16.344 | 7500 | 889.165 | 264.824 | 0 | 624.341
|  | 960.951 | 280.303 | 680.648 | 0 | 2328.778 | 0 | 7671.222 | 76.71% | 0 | 960.951 | 368.042 | 20.578 | 338.428 | 0 | 233.903 | 248.48 | 31.823 | 7500 | 960.951 | 280.303 | 0 | 680.648
|  | 890.321 | 295.828 | 594.493 | 0 | 0 | 0 | 10000 | 100% | 0 | 890.321 | 371.984 | 27.568 | 309.022 | 0 | 181.747 | 248.48 | 47.348 | 7500 | 890.321 | 295.828 | 0 | 594.493
|  | 838.984 | 307.119 | 531.865 | 0 | 0 | 0 | 10000 | 100% | 0 | 838.984 | 373.919 | 100.228 | 338.955 | 0 | 25.882 | 248.48 | 58.639 | 7500 | 838.984 | 307.119 | 0 | 531.865
|  | 735.275 | 298.747 | 436.528 | 0 | 0 | 0 | 10000 | 100% | 0 | 735.275 | 284.645 | 104.193 | 346.437 | 0 | 0 | 248.48 | 50.267 | 7500 | 735.275 | 298.747 | 0 | 436.528
|  | 983.654 | 289.066 | 694.588 | 0 | 0 | 0 | 10000 | 100% | 0 | 983.654 | 316.488 | 84.768 | 517.879 | 64.519 | 0 | 248.48 | 40.586 | 7500 | 983.654 | 289.066 | 0 | 694.588
|  | 1244.72 | 263.943 | 0 | 0 | 0 | 980.777 | 10000 | 100% | 0 | 1244.72 | 447.037 | 75.678 | 516.825 | 205.18 | 0 | 248.48 | 15.463 | 0 | 1244.72 | 263.943 | 980.777 | 0
|  | 1115.808 | 248.705 | 0 | 0 | 0 | 867.103 | 9019.223 | 90.19% | 0 | 1115.808 | 513.231 | 62.51 | 352.089 | 187.978 | 0 | 248.48 | 0.225 | 0 | 1115.808 | 248.705 | 867.103 | 0
|  | 1162.662 | 248.48 | 0 | 0 | 0 | 914.182 | 8152.12 | 81.52% | 0 | 1162.662 | 658.866 | 74.851 | 315.845 | 99.611 | 13.488 | 248.48 | 0 | 0 | 1162.662 | 248.48 | 914.182 | 0
|  | 1145.732 | 248.48 | 0 | 0 | 0 | 897.252 | 7237.938 | 72.38% | 0 | 1145.732 | 677.926 | 90.022 | 324.596 | 26.214 | 26.975 | 248.48 | 0 | 0 | 1145.732 | 248.48 | 897.252 | 0
|  | 1267.524 | 248.48 | 0 | 0 | 0 | 1019.044 | 6340.686 | 63.41% | 0 | 1267.524 | 736.503 | 71.342 | 347.153 | 85.551 | 26.975 | 248.48 | 0 | 0 | 1267.524 | 248.48 | 1019.044 | 0
|  | 1051.106 | 248.48 | 802.626 | 0 | 2500 | 0 | 5321.642 | 53.22% | 0 | 1051.106 | 615.398 | 57.112 | 244.017 | 107.462 | 27.116 | 248.48 | 0 | 7500 | 1051.106 | 248.48 | 0 | 802.626
|  | 949.473 | 248.48 | 0 | 0 | 0 | 700.993 | 7821.642 | 78.22% | 0 | 949.473 | 571.918 | 26.805 | 272.051 | 50.595 | 28.104 | 248.48 | 0 | 0 | 949.473 | 248.48 | 700.993 | 0
|  | 812.464 | 248.48 | 563.984 | 0 | 2500 | 0 | 7120.649 | 71.21% | 0 | 812.464 | 464.994 | 17.483 | 301.6 | 0 | 28.387 | 248.48 | 0 | 7500 | 812.464 | 248.48 | 0 | 563.984
|  | 894.292 | 248.48 | 645.812 | 0 | 379.351 | 0 | 9620.649 | 96.21% | 0 | 894.292 | 340.514 | 56.236 | 473.649 | 0 | 23.893 | 248.48 | 0 | 7500 | 894.292 | 248.48 | 0 | 645.812
|  | 817.339 | 248.48 | 568.859 | 0 | 0 | 0 | 10000 | 100% | 0 | 817.339 | 246.923 | 107.422 | 442.007 | 0 | 20.987 | 248.48 | 0 | 7500 | 817.339 | 248.48 | 0 | 568.859
|  | 662.988 | 248.48 | 414.508 | 0 | 0 | 0 | 10000 | 100% | 0 | 662.988 | 199.693 | 88.019 | 320.777 | 0 | 54.5 | 248.48 | 0 | 7500 | 662.988 | 248.48 | 0 | 414.508
|  | 841.059 | 248.48 | 592.579 | 0 | 0 | 0 | 10000 | 100% | 0 | 841.059 | 176.52 | 74.288 | 321.818 | 0 | 268.433 | 248.48 | 0 | 7500 | 841.059 | 248.48 | 0 | 592.579
|  | 867.531 | 248.48 | 0 | 0 | 0 | 619.051 | 10000 | 100% | 0 | 867.531 | 147.781 | 67.37 | 439.924 | 0 | 212.456 | 248.48 | 0 | 0 | 867.531 | 248.48 | 619.051 | 0
|  | 692.758 | 248.48 | 0 | 0 | 0 | 444.278 | 9380.949 | 93.81% | 0 | 692.758 | 158.483 | 58.96 | 390.245 | 0 | 85.071 | 248.48 | 0 | 0 | 692.758 | 248.48 | 444.278 | 0
|  | 985.282 | 248.48 | 0 | 0 | 0 | 736.802 | 8936.671 | 89.37% | 0 | 985.282 | 178.467 | 85.19 | 479.802 | 95.77 | 146.055 | 248.48 | 0 | 0 | 985.282 | 248.48 | 736.802 | 0
|  | 1197.004 | 248.48 | 0 | 0 | 0 | 948.524 | 8199.869 | 82% | 0 | 1197.004 | 257.565 | 75.02 | 430.097 | 262.095 | 172.227 | 248.48 | 0 | 0 | 1197.004 | 248.48 | 948.524 | 0
|  | 1317.172 | 248.48 | 0 | 0 | 0 | 1068.692 | 7251.345 | 72.51% | 0 | 1317.172 | 350.24 | 63.513 | 388.337 | 149.433 | 365.649 | 248.48 | 0 | 0 | 1317.172 | 248.48 | 1068.692 | 0
|  | 1516.347 | 248.48 | 0 | 0 | 0 | 1267.867 | 6182.653 | 61.83% | 0 | 1516.347 | 383.307 | 40.862 | 421.023 | 0 | 671.156 | 248.48 | 0 | 0 | 1516.347 | 248.48 | 1267.867 | 0
|  | 1237.389 | 248.482 | 988.907 | 0 | 2500 | 0 | 4914.786 | 49.15% | 0 | 1237.389 | 559.465 | 21.277 | 322.071 | 0 | 334.576 | 248.48 | 0.002 | 7500 | 1237.389 | 248.482 | 0 | 988.907
|  | 1174.983 | 248.487 | 926.496 | 0 | 2500 | 0 | 7414.786 | 74.15% | 0 | 1174.983 | 593.952 | 19.651 | 412.406 | 0 | 148.974 | 248.48 | 0.007 | 7500 | 1174.983 | 248.487 | 0 | 926.496
|  | 1040.248 | 249.219 | 791.029 | 0 | 85.214 | 0 | 9914.786 | 99.15% | 0 | 1040.248 | 573.747 | 61.608 | 297.539 | 0 | 107.354 | 248.48 | 0.739 | 7500 | 1040.248 | 249.219 | 0 | 791.029
|  | 1157.929 | 249.932 | 907.997 | 0 | 0 | 0 | 10000 | 100% | 0 | 1157.929 | 656.862 | 110.841 | 290.365 | 0 | 99.861 | 248.48 | 1.452 | 7500 | 1157.929 | 249.932 | 0 | 907.997
|  | 1239.125 | 248.805 | 990.32 | 0 | 0 | 0 | 10000 | 100% | 0 | 1239.125 | 587.995 | 88.643 | 483.091 | 0 | 79.396 | 248.48 | 0.325 | 7500 | 1239.125 | 248.805 | 0 | 990.32
|  | 1005.129 | 0.002 | 1005.127 | 0 | 0 | 0 | 10000 | 100% | 0 | 1005.129 | 434.006 | 80.695 | 412.114 | 67.23 | 11.084 | 0 | 0.002 | 7500 | 1005.129 | 0.002 | 0 | 1005.127
|  | 1247.275 | 0 | 0 | 0 | 0 | 1247.275 | 10000 | 100% | 0 | 1247.275 | 535.622 | 60.59 | 426.83 | 224.233 | 0 | 0 | 0 | 0 | 1247.275 | 0 | 1247.275 | 0
|  | 1254.966 | 0 | 0 | 0 | 0 | 1254.966 | 8752.725 | 87.53% | 0 | 1254.966 | 564.884 | 59.241 | 402.449 | 228.392 | 0 | 0 | 0 | 0 | 1254.966 | 0 | 1254.966 | 0
|  | 1255.55 | 0 | 0 | 0 | 0 | 1255.55 | 7497.759 | 74.98% | 0 | 1255.55 | 733.626 | 83.375 | 326.762 | 99.924 | 11.863 | 0 | 0 | 0 | 1255.55 | 0 | 1255.55 | 0
|  | 1167.455 | 0 | 0 | 0 | 0 | 1167.455 | 6242.209 | 62.42% | 0 | 1167.455 | 694.198 | 76.613 | 353.475 | 19.445 | 23.725 | 0 | 0 | 0 | 1167.455 | 0 | 1167.455 | 0
|  | 1165.38 | 0 | 0 | 0 | 0 | 1165.38 | 5074.754 | 50.75% | 0 | 1165.38 | 711.887 | 63.484 | 275.087 | 91.197 | 23.725 | 0 | 0 | 0 | 1165.38 | 0 | 1165.38 | 0
|  | 1039.331 | 0 | 1039.331 | 0 | 2500 | 0 | 3909.374 | 39.09% | 0 | 1039.331 | 642.235 | 38.946 | 216.407 | 118.017 | 23.725 | 0 | 0 | 7500 | 1039.331 | 0 | 0 | 1039.331
|  | 939.559 | 0 | 0 | 0 | 0 | 939.559 | 6409.374 | 64.09% | 0 | 939.559 | 606.752 | 19.946 | 232.653 | 56.482 | 23.725 | 0 | 0 | 0 | 939.559 | 0 | 939.559 | 0
|  | 711.992 | 248.48 | 463.512 | 0 | 2500 | 0 | 5469.815 | 54.7% | 0 | 711.992 | 399.271 | 15.586 | 273.411 | 0 | 23.725 | 248.48 | 0 | 7500 | 711.992 | 248.48 | 0 | 463.512
|  | 1045.249 | 248.48 | 796.769 | 0 | 2030.185 | 0 | 7969.815 | 79.7% | 0 | 1045.249 | 334.1 | 102.226 | 450.966 | 0 | 157.957 | 248.48 | 0 | 7500 | 1045.249 | 248.48 | 0 | 796.769
|  | 909.786 | 248.48 | 661.306 | 0 | 0 | 0 | 10000 | 100% | 0 | 909.786 | 259.387 | 93.775 | 452.59 | 0 | 104.035 | 248.48 | 0 | 7500 | 909.786 | 248.48 | 0 | 661.306
|  | 691.907 | 248.48 | 443.427 | 0 | 0 | 0 | 10000 | 100% | 0 | 691.907 | 191.754 | 86.045 | 357.455 | 0 | 56.653 | 248.48 | 0 | 7500 | 691.907 | 248.48 | 0 | 443.427
|  | 752.818 | 248.48 | 504.338 | 0 | 0 | 0 | 10000 | 100% | 0 | 752.818 | 182.196 | 76.644 | 351.163 | 0 | 142.815 | 248.48 | 0 | 7500 | 752.818 | 248.48 | 0 | 504.338
|  | 727.964 | 248.48 | 0 | 0 | 0 | 479.484 | 10000 | 100% | 0 | 727.964 | 159.048 | 58.424 | 386.081 | 0 | 124.411 | 248.48 | 0 | 0 | 727.964 | 248.48 | 479.484 | 0
|  | 691.823 | 248.48 | 0 | 0 | 0 | 443.343 | 9520.516 | 95.21% | 0 | 691.823 | 164.608 | 75.667 | 333.503 | 0 | 118.045 | 248.48 | 0 | 0 | 691.823 | 248.48 | 443.343 | 0
|  | 930.216 | 248.48 | 0 | 0 | 0 | 681.736 | 9077.173 | 90.77% | 0 | 930.216 | 190.963 | 93.346 | 447.669 | 99.719 | 98.519 | 248.48 | 0 | 0 | 930.216 | 248.48 | 681.736 | 0
|  | 1123.06 | 248.48 | 0 | 0 | 0 | 874.58 | 8395.437 | 83.95% | 0 | 1123.06 | 204.687 | 75.281 | 426.313 | 226.096 | 190.684 | 248.48 | 0 | 0 | 1123.06 | 248.48 | 874.58 | 0
|  | 1247.542 | 248.48 | 0 | 0 | 0 | 999.062 | 7520.857 | 75.21% | 0 | 1247.542 | 344.008 | 57.258 | 391.281 | 165.953 | 289.043 | 248.48 | 0 | 0 | 1247.542 | 248.48 | 999.062 | 0
|  | 1301.75 | 269.897 | 0 | 0 | 0 | 1031.853 | 6521.795 | 65.22% | 0 | 1301.75 | 437.245 | 25.925 | 409.087 | 0 | 429.494 | 248.48 | 21.417 | 0 | 1301.75 | 269.897 | 1031.853 | 0
|  | 1024.801 | 305.439 | 719.362 | 0 | 2500 | 0 | 5489.942 | 54.9% | 0 | 1024.801 | 507.665 | 20.413 | 297.646 | 0 | 199.077 | 248.48 | 56.959 | 7500 | 1024.801 | 305.439 | 0 | 719.362
|  | 901.858 | 457.986 | 443.872 | 0 | 2010.058 | 0 | 7989.942 | 79.9% | 0 | 901.858 | 563.467 | 23.928 | 247.92 | 0 | 66.543 | 248.48 | 209.506 | 7500 | 901.858 | 457.986 | 0 | 443.872
|  | 1067.82 | 692.387 | 375.433 | 0 | 0 | 0 | 10000 | 100% | 0 | 1067.82 | 615.878 | 96.061 | 328.822 | 0 | 27.06 | 248.48 | 443.907 | 7500 | 1067.82 | 692.387 | 0 | 375.433
|  | 958.515 | 763.733 | 194.782 | 0 | 0 | 0 | 10000 | 100% | 0 | 958.515 | 591.662 | 88.233 | 250.09 | 0 | 28.53 | 248.48 | 515.253 | 7500 | 958.515 | 763.733 | 0 | 194.782
|  | 852.335 | 784.327 | 68.008 | 0 | 0 | 0 | 10000 | 100% | 0 | 852.335 | 502.428 | 88.449 | 261.458 | 0 | 0 | 248.48 | 535.847 | 7500 | 852.335 | 784.327 | 0 | 68.008
|  | 1204.649 | 794.209 | 410.44 | 0 | 0 | 0 | 10000 | 100% | 0 | 1204.649 | 501.456 | 68.904 | 547.987 | 86.302 | 0 | 248.48 | 545.729 | 7500 | 1204.649 | 794.209 | 0 | 410.44
|  | 1257.416 | 500.271 | 0 | 0 | 0 | 757.145 | 10000 | 100% | 0 | 1257.416 | 470.565 | 60.283 | 492.725 | 233.843 | 0 | 248.48 | 251.791 | 0 | 1257.416 | 500.271 | 757.145 | 0
|  | 1279.853 | 264.859 | 0 | 0 | 0 | 1014.994 | 9242.855 | 92.43% | 0 | 1279.853 | 559.072 | 66.655 | 390.582 | 263.544 | 0 | 248.48 | 16.379 | 0 | 1279.853 | 264.859 | 1014.994 | 0
|  | 1096.401 | 248.48 | 0 | 0 | 0 | 847.921 | 8227.861 | 82.28% | 0 | 1096.401 | 639.111 | 89.301 | 261.492 | 95.122 | 11.375 | 248.48 | 0 | 0 | 1096.401 | 248.48 | 847.921 | 0
|  | 1093.309 | 248.48 | 0 | 0 | 0 | 844.829 | 7379.94 | 73.8% | 0 | 1093.309 | 710.698 | 69.8 | 266.351 | 23.711 | 22.75 | 248.48 | 0 | 0 | 1093.309 | 248.48 | 844.829 | 0
|  | 1182.526 | 248.48 | 0 | 0 | 0 | 934.046 | 6535.111 | 65.35% | 0 | 1182.526 | 685.303 | 58.661 | 301.291 | 114.257 | 23.014 | 248.48 | 0 | 0 | 1182.526 | 248.48 | 934.046 | 0
|  | 995.013 | 248.48 | 746.533 | 0 | 2500 | 0 | 5601.065 | 56.01% | 0 | 995.013 | 582.71 | 28.413 | 232.131 | 128.658 | 23.101 | 248.48 | 0 | 7500 | 995.013 | 248.48 | 0 | 746.533
|  | 933.567 | 248.48 | 0 | 0 | 0 | 685.087 | 8101.065 | 81.01% | 0 | 933.567 | 557.667 | 20.163 | 276.008 | 56.895 | 22.834 | 248.48 | 0 | 0 | 933.567 | 248.48 | 685.087 | 0
|  | 868.866 | 248.48 | 620.386 | 0 | 2500 | 0 | 7415.978 | 74.16% | 0 | 868.866 | 468.538 | 18.881 | 358.697 | 0 | 22.75 | 248.48 | 0 | 7500 | 868.866 | 248.48 | 0 | 620.386
|  | 873.372 | 248.48 | 624.892 | 0 | 84.022 | 0 | 9915.978 | 99.16% | 0 | 873.372 | 294.486 | 104.886 | 449.769 | 0 | 24.232 | 248.48 | 0 | 7500 | 873.372 | 248.48 | 0 | 624.892
|  | 743.49 | 248.48 | 495.01 | 0 | 0 | 0 | 10000 | 100% | 0 | 743.49 | 218.862 | 81.472 | 422.856 | 0 | 20.3 | 248.48 | 0 | 7500 | 743.49 | 248.48 | 0 | 495.01
|  | 668.998 | 248.48 | 420.518 | 0 | 0 | 0 | 10000 | 100% | 0 | 668.998 | 167.684 | 73.546 | 410.269 | 0 | 17.5 | 248.48 | 0 | 7500 | 668.998 | 248.48 | 0 | 420.518
|  | 708.802 | 248.48 | 460.322 | 0 | 0 | 0 | 10000 | 100% | 0 | 708.802 | 153.26 | 69.329 | 388.351 | 0 | 97.862 | 248.48 | 0 | 7500 | 708.802 | 248.48 | 0 | 460.322
|  | 772.247 | 248.48 | 0 | 0 | 0 | 523.767 | 10000 | 100% | 0 | 772.247 | 149.565 | 61.859 | 436.528 | 0 | 124.295 | 248.48 | 0 | 0 | 772.247 | 248.48 | 523.767 | 0
|  | 651.841 | 248.48 | 0 | 0 | 0 | 403.361 | 9476.233 | 94.76% | 0 | 651.841 | 141.451 | 82.228 | 342.483 | 0 | 85.68 | 248.48 | 0 | 0 | 651.841 | 248.48 | 403.361 | 0
|  | 869.618 | 248.48 | 0 | 0 | 0 | 621.138 | 9072.872 | 90.73% | 0 | 869.618 | 182.308 | 83.257 | 402.989 | 89.239 | 111.825 | 248.48 | 0 | 0 | 869.618 | 248.48 | 621.138 | 0
|  | 1541.279 | 248.48 | 0 | 0 | 0 | 1292.799 | 8451.734 | 84.52% | 0 | 1541.279 | 377.034 | 65.87 | 531.718 | 255.878 | 310.779 | 248.48 | 0 | 0 | 1541.279 | 248.48 | 1292.799 | 0
|  | 1591.344 | 248.48 | 0 | 0 | 0 | 1342.864 | 7158.935 | 71.59% | 0 | 1591.344 | 464.681 | 37.923 | 385.186 | 242.025 | 461.529 | 248.48 | 0 | 0 | 1591.344 | 248.48 | 1342.864 | 0
|  | 1602.095 | 250.004 | 0 | 0 | 0 | 1352.091 | 5816.071 | 58.16% | 0 | 1602.095 | 417.681 | 21.622 | 443.257 | 104.475 | 615.061 | 248.48 | 1.524 | 0 | 1602.095 | 250.004 | 1352.091 | 0
|  | 982.341 | 310.517 | 671.824 | 0 | 2500 | 0 | 4463.98 | 44.64% | 0 | 982.341 | 364.853 | 19.762 | 285.102 | 52.557 | 260.068 | 248.48 | 62.037 | 7500 | 982.341 | 310.517 | 0 | 671.824
|  | 975.617 | 432.904 | 542.713 | 0 | 2500 | 0 | 6963.98 | 69.64% | 0 | 975.617 | 334.572 | 64.995 | 260.984 | 181.277 | 133.789 | 248.48 | 184.424 | 7500 | 975.617 | 432.904 | 0 | 542.713
|  | 1069.244 | 406.934 | 662.31 | 0 | 536.02 | 0 | 9463.98 | 94.64% | 0 | 1069.244 | 348.691 | 94.391 | 282.167 | 195.854 | 148.141 | 248.48 | 158.454 | 7500 | 1069.244 | 406.934 | 0 | 662.31
|  | 932.487 | 348.328 | 584.159 | 0 | 0 | 0 | 10000 | 100% | 0 | 932.487 | 361.9 | 86.527 | 345.219 | 73.203 | 65.638 | 248.48 | 99.848 | 7500 | 932.487 | 348.328 | 0 | 584.159
|  | 926.53 | 328.492 | 598.038 | 0 | 0 | 0 | 10000 | 100% | 0 | 926.53 | 358.988 | 79.918 | 387.552 | 59.892 | 40.181 | 248.48 | 80.012 | 7500 | 926.53 | 328.492 | 0 | 598.038
|  | 1092.57 | 306.547 | 786.023 | 0 | 0 | 0 | 10000 | 100% | 0 | 1092.57 | 319.286 | 66.017 | 548.589 | 158.678 | 0 | 248.48 | 58.067 | 7500 | 1092.57 | 306.547 | 0 | 786.023
|  | 1146.579 | 277.934 | 0 | 0 | 0 | 868.645 | 10000 | 100% | 0 | 1146.579 | 394.619 | 60.517 | 509.55 | 181.892 | 0 | 248.48 | 29.454 | 0 | 1146.579 | 277.934 | 868.645 | 0
|  | 1087.895 | 250.857 | 0 | 0 | 0 | 837.038 | 9131.355 | 91.31% | 0 | 1087.895 | 526.43 | 83.645 | 413.337 | 64.484 | 0 | 248.48 | 2.377 | 0 | 1087.895 | 250.857 | 837.038 | 0
|  | 1073.336 | 248.48 | 0 | 0 | 0 | 824.856 | 8294.317 | 82.94% | 0 | 1073.336 | 622.546 | 80.105 | 300.367 | 58.943 | 11.375 | 248.48 | 0 | 0 | 1073.336 | 248.48 | 824.856 | 0
|  | 1232.147 | 248.48 | 0 | 0 | 0 | 983.667 | 7469.461 | 74.69% | 0 | 1232.147 | 669.988 | 70.546 | 323.809 | 145.055 | 22.75 | 248.48 | 0 | 0 | 1232.147 | 248.48 | 983.667 | 0
|  | 1137.296 | 248.48 | 0 | 0 | 0 | 888.816 | 6485.794 | 64.86% | 0 | 1137.296 | 669.013 | 37.413 | 318.227 | 89.806 | 22.837 | 248.48 | 0 | 0 | 1137.296 | 248.48 | 888.816 | 0
|  | 1111.519 | 248.48 | 863.039 | 0 | 2500 | 0 | 5596.978 | 55.97% | 0 | 1111.519 | 704.633 | 21.709 | 349.436 | 12.904 | 22.837 | 248.48 | 0 | 7500 | 1111.519 | 248.48 | 0 | 863.039
|  | 867.546 | 248.48 | 0 | 0 | 0 | 619.066 | 8096.978 | 80.97% | 0 | 867.546 | 556.399 | 17.169 | 271.229 | 0 | 22.75 | 248.48 | 0 | 0 | 867.546 | 248.48 | 619.066 | 0
|  | 775.865 | 248.48 | 527.385 | 0 | 2500 | 0 | 7477.912 | 74.78% | 0 | 775.865 | 425.555 | 18.413 | 309.147 | 0 | 22.75 | 248.48 | 0 | 7500 | 775.865 | 248.48 | 0 | 527.385
|  | 993.049 | 248.48 | 744.569 | 0 | 22.088 | 0 | 9977.912 | 99.78% | 0 | 993.049 | 297.331 | 105.644 | 558.225 | 0 | 31.85 | 248.48 | 0 | 7500 | 993.049 | 248.48 | 0 | 744.569
|  | 822.049 | 248.48 | 573.569 | 0 | 0 | 0 | 10000 | 100% | 0 | 822.049 | 202.23 | 78.233 | 473.078 | 0 | 68.508 | 248.48 | 0 | 7500 | 822.049 | 248.48 | 0 | 573.569
|  | 690.378 | 248.48 | 441.898 | 0 | 0 | 0 | 10000 | 100% | 0 | 690.378 | 165.283 | 70.736 | 323.355 | 0 | 131.004 | 248.48 | 0 | 7500 | 690.378 | 248.48 | 0 | 441.898
|  | 622.12 | 248.48 | 373.64 | 0 | 0 | 0 | 10000 | 100% | 0 | 622.12 | 142.68 | 57.898 | 348.617 | 0 | 72.925 | 248.48 | 0 | 7500 | 622.12 | 248.48 | 0 | 373.64
|  | 662.628 | 248.48 | 0 | 0 | 0 | 414.148 | 10000 | 100% | 0 | 662.628 | 149.133 | 70.52 | 360.167 | 0 | 82.809 | 248.48 | 0 | 0 | 662.628 | 248.48 | 414.148 | 0
|  | 654.45 | 248.48 | 0 | 0 | 0 | 405.97 | 9585.852 | 95.86% | 0 | 654.45 | 146.078 | 90.102 | 373.21 | 0 | 45.06 | 248.48 | 0 | 0 | 654.45 | 248.48 | 405.97 | 0
|  | 817.7 | 248.48 | 0 | 0 | 0 | 569.22 | 9179.882 | 91.8% | 0 | 817.7 | 213.816 | 66.982 | 428.66 | 96.632 | 11.61 | 248.48 | 0 | 0 | 817.7 | 248.48 | 569.22 | 0
|  | 1571.523 | 248.48 | 0 | 0 | 0 | 1323.043 | 8610.662 | 86.11% | 0 | 1571.523 | 376.457 | 58.473 | 514.892 | 261.458 | 360.243 | 248.48 | 0 | 0 | 1571.523 | 248.48 | 1323.043 | 0
|  | 2115.356 | 248.48 | 0 | 0 | 0 | 1866.876 | 7287.619 | 72.88% | 0 | 2115.356 | 503.349 | 25.042 | 610.55 | 274.506 | 701.91 | 248.48 | 0 | 0 | 2115.356 | 248.48 | 1866.876 | 0
|  | 1715.696 | 284.628 | 0 | 0 | 0 | 1431.068 | 5420.743 | 54.21% | 0 | 1715.696 | 412.105 | 20.996 | 612.525 | 98.424 | 571.647 | 248.48 | 36.148 | 0 | 1715.696 | 284.628 | 1431.068 | 0
|  | 1338.819 | 309.5 | 1029.319 | 0 | 2500 | 0 | 3989.675 | 39.9% | 0 | 1338.819 | 396.64 | 28.371 | 569.141 | 57.58 | 287.087 | 248.48 | 61.02 | 7500 | 1338.819 | 309.5 | 0 | 1029.319
|  | 1251.536 | 469.304 | 782.232 | 0 | 2500 | 0 | 6489.675 | 64.9% | 0 | 1251.536 | 327.115 | 90.787 | 460.333 | 191.769 | 181.532 | 248.48 | 220.824 | 7500 | 1251.536 | 469.304 | 0 | 782.232
|  | 1249.636 | 714.99 | 534.646 | 0 | 1010.325 | 0 | 8989.675 | 89.9% | 0 | 1249.636 | 356.432 | 97.634 | 441.029 | 248.967 | 105.574 | 248.48 | 466.51 | 7500 | 1249.636 | 714.99 | 0 | 534.646
|  | 1023.355 | 787.925 | 235.43 | 0 | 0 | 0 | 10000 | 100% | 0 | 1023.355 | 382.718 | 84.681 | 455.859 | 94.371 | 5.727 | 248.48 | 539.445 | 7500 | 1023.355 | 787.925 | 0 | 235.43
|  | 817.87 | 813.752 | 4.118 | 0 | 0 | 0 | 10000 | 100% | 0 | 817.87 | 330.001 | 74.771 | 365.968 | 44.266 | 2.864 | 248.48 | 565.272 | 7500 | 817.87 | 813.752 | 0 | 4.118
|  | 1288.872 | 831.132 | 457.74 | 0 | 0 | 0 | 10000 | 100% | 0 | 1288.872 | 332.909 | 61.831 | 719.83 | 174.302 | 0 | 248.48 | 582.652 | 7500 | 1288.872 | 831.132 | 0 | 457.74
|  | 1468.773 | 528.34 | 0 | 0 | 0 | 940.433 | 10000 | 100% | 0 | 1468.773 | 464.814 | 77.423 | 693.543 | 232.993 | 0 | 248.48 | 279.86 | 0 | 1468.773 | 528.34 | 940.433 | 0
|  | 1330.093 | 272.488 | 0 | 0 | 0 | 1057.605 | 9059.567 | 90.6% | 0 | 1330.093 | 578.584 | 99.898 | 551.742 | 99.869 | 0 | 248.48 | 24.008 | 0 | 1330.093 | 272.488 | 1057.605 | 0
|  | 1090.529 | 248.48 | 0 | 0 | 0 | 842.049 | 8001.962 | 80.02% | 0 | 1090.529 | 600.521 | 77.314 | 344.771 | 51.997 | 15.925 | 248.48 | 0 | 0 | 1090.529 | 248.48 | 842.049 | 0
|  | 1260.305 | 248.48 | 0 | 0 | 0 | 1011.825 | 7159.913 | 71.6% | 0 | 1260.305 | 697.576 | 57.478 | 336.282 | 137.12 | 31.85 | 248.48 | 0 | 0 | 1260.305 | 248.48 | 1011.825 | 0
|  | 1293.119 | 248.48 | 0 | 0 | 0 | 1044.639 | 6148.088 | 61.48% | 0 | 1293.119 | 697.863 | 26.951 | 408.204 | 128.252 | 31.85 | 248.48 | 0 | 0 | 1293.119 | 248.48 | 1044.639 | 0
|  | 990.299 | 248.48 | 741.819 | 0 | 2500 | 0 | 5103.449 | 51.03% | 0 | 990.299 | 599.859 | 18.498 | 311.339 | 28.754 | 31.85 | 248.48 | 0 | 7500 | 990.299 | 248.48 | 0 | 741.819
|  | 975.675 | 248.48 | 0 | 0 | 0 | 727.195 | 7603.449 | 76.03% | 0 | 975.675 | 552.825 | 17.716 | 373.285 | 0 | 31.85 | 248.48 | 0 | 0 | 975.675 | 248.48 | 727.195 | 0
|  | 843.165 | 248.48 | 594.685 | 0 | 2500 | 0 | 6876.254 | 68.76% | 0 | 843.165 | 435.67 | 34.364 | 341.281 | 0 | 31.85 | 248.48 | 0 | 7500 | 843.165 | 248.48 | 0 | 594.685
|  | 1019.631 | 248.48 | 771.151 | 0 | 623.746 | 0 | 9376.254 | 93.76% | 0 | 1019.631 | 296.234 | 90.78 | 607.963 | 0 | 24.654 | 248.48 | 0 | 7500 | 1019.631 | 248.48 | 0 | 771.151
|  | 819.919 | 248.48 | 571.439 | 0 | 0 | 0 | 10000 | 100% | 0 | 819.919 | 197.677 | 77.51 | 516.284 | 0 | 28.448 | 248.48 | 0 | 7500 | 819.919 | 248.48 | 0 | 571.439
|  | 756.998 | 248.48 | 508.518 | 0 | 0 | 0 | 10000 | 100% | 0 | 756.998 | 137.912 | 66.628 | 448.143 | 0 | 104.315 | 248.48 | 0 | 7500 | 756.998 | 248.48 | 0 | 508.518
|  | 781.267 | 248.48 | 532.787 | 0 | 0 | 0 | 10000 | 100% | 0 | 781.267 | 161.257 | 56.23 | 473.89 | 0 | 89.89 | 248.48 | 0 | 7500 | 781.267 | 248.48 | 0 | 532.787
|  | 832.974 | 248.48 | 0 | 0 | 0 | 584.494 | 10000 | 100% | 0 | 832.974 | 154.402 | 86.24 | 493.31 | 0 | 99.022 | 248.48 | 0 | 0 | 832.974 | 248.48 | 584.494 | 0
|  | 830.301 | 248.48 | 0 | 0 | 0 | 581.821 | 9415.506 | 94.16% | 0 | 830.301 | 153.906 | 84.529 | 443.676 | 0 | 148.19 | 248.48 | 0 | 0 | 830.301 | 248.48 | 581.821 | 0
|  | 1047.304 | 248.48 | 0 | 0 | 0 | 798.824 | 8833.685 | 88.34% | 0 | 1047.304 | 185.362 | 63.459 | 439.142 | 88.02 | 271.321 | 248.48 | 0 | 0 | 1047.304 | 248.48 | 798.824 | 0
|  | 1497.287 | 248.48 | 0 | 0 | 0 | 1248.807 | 8034.861 | 80.35% | 0 | 1497.287 | 388.844 | 37.182 | 495.233 | 264.207 | 311.822 | 248.48 | 0 | 0 | 1497.287 | 248.48 | 1248.807 | 0
|  | 1803.514 | 248.48 | 0 | 0 | 0 | 1555.034 | 6786.054 | 67.86% | 0 | 1803.514 | 451.885 | 24.081 | 592.867 | 163.209 | 571.474 | 248.48 | 0 | 0 | 1803.514 | 248.48 | 1555.034 | 0
|  | 1503.445 | 250.198 | 0 | 0 | 0 | 1253.247 | 5231.02 | 52.31% | 2.2737e-13 | 1503.445 | 422.675 | 20.872 | 630.565 | 0 | 429.333 | 248.48 | 1.718 | 0 | 1503.445 | 250.198 | 1253.247 | 0
|  | 1134.548 | 314.456 | 820.092 | 0 | 2500 | 0 | 3977.773 | 39.78% | 0 | 1134.548 | 403.01 | 59.66 | 515.166 | 0 | 156.712 | 248.48 | 65.976 | 7500 | 1134.548 | 314.456 | 0 | 820.092
|  | 1001.373 | 440.897 | 560.476 | 0 | 2500 | 0 | 6477.773 | 64.78% | 0 | 1001.373 | 332.152 | 106.484 | 428.444 | 0 | 134.294 | 248.48 | 192.417 | 7500 | 1001.373 | 440.897 | 0 | 560.476
|  | 913.46 | 412.811 | 500.649 | 0 | 1022.227 | 0 | 8977.773 | 89.78% | 0 | 913.46 | 337.151 | 88.663 | 348.023 | 0 | 139.623 | 248.48 | 164.331 | 7500 | 913.46 | 412.811 | 0 | 500.649
|  | 1017.62 | 350.312 | 667.308 | 0 | 0 | 0 | 10000 | 100% | 0 | 1017.62 | 394.303 | 79.416 | 399.622 | 0 | 144.279 | 248.48 | 101.832 | 7500 | 1017.62 | 350.312 | 0 | 667.308
|  | 909.918 | 329.061 | 580.857 | 0 | 0 | 0 | 10000 | 100% | 0 | 909.918 | 338.946 | 60.705 | 433.234 | 0 | 77.034 | 248.48 | 80.581 | 7500 | 909.918 | 329.061 | 0 | 580.857
|  | 1203.501 | 307.667 | 895.834 | 0 | 0 | 0 | 10000 | 100% | 0 | 1203.501 | 379.613 | 62.783 | 656.69 | 104.415 | 0 | 248.48 | 59.187 | 7500 | 1203.501 | 307.667 | 0 | 895.834
|  | 1443.743 | 280.818 | 0 | 0 | 0 | 1162.925 | 10000 | 100% | 0 | 1443.743 | 472.26 | 86.319 | 567.563 | 317.602 | 0 | 248.48 | 32.338 | 0 | 1443.743 | 280.818 | 1162.925 | 0
|  | 1504.138 | 251.003 | 0 | 0 | 0 | 1253.135 | 8837.075 | 88.37% | 0 | 1504.138 | 598.647 | 85.126 | 492.998 | 327.368 | 0 | 248.48 | 2.523 | 0 | 1504.138 | 251.003 | 1253.135 | 0
|  | 1121.044 | 248.48 | 0 | 0 | 0 | 872.564 | 7583.94 | 75.84% | 0 | 1121.044 | 598.156 | 65.027 | 341.331 | 104.505 | 12.025 | 248.48 | 0 | 0 | 1121.044 | 248.48 | 872.564 | 0
|  | 1152.047 | 248.48 | 0 | 0 | 0 | 903.567 | 6711.376 | 67.11% | 0 | 1152.047 | 712.907 | 37.691 | 345.43 | 31.97 | 24.05 | 248.48 | 0 | 0 | 1152.047 | 248.48 | 903.567 | 0
|  | 1226.43 | 248.48 | 0 | 0 | 0 | 977.95 | 5807.809 | 58.08% | 0 | 1226.43 | 694.072 | 20.253 | 364.746 | 123.05 | 24.309 | 248.48 | 0 | 0 | 1226.43 | 248.48 | 977.95 | 0
|  | 1197.286 | 248.48 | 948.806 | 0 | 2500 | 0 | 4829.859 | 48.3% | 0 | 1197.286 | 636.782 | 17.3 | 363.845 | 154.877 | 24.482 | 248.48 | 0 | 7500 | 1197.286 | 248.48 | 0 | 948.806
|  | 1028.241 | 248.48 | 0 | 0 | 0 | 779.761 | 7329.859 | 73.3% | 0 | 1028.241 | 607.931 | 19.222 | 316.377 | 59.882 | 24.828 | 248.48 | 0 | 0 | 1028.241 | 248.48 | 779.761 | 0
|  | 813.513 | 248.48 | 565.033 | 0 | 2500 | 0 | 6550.098 | 65.5% | 0 | 813.513 | 431.187 | 62.241 | 295.171 | 0 | 24.914 | 248.48 | 0 | 7500 | 813.513 | 248.48 | 0 | 565.033
|  | 844.63 | 248.48 | 596.15 | 0 | 949.902 | 0 | 9050.098 | 90.5% | 0 | 844.63 | 282.006 | 85.036 | 454.561 | 0 | 23.027 | 248.48 | 0 | 7500 | 844.63 | 248.48 | 0 | 596.15
|  | 862.882 | 248.48 | 614.402 | 0 | 0 | 0 | 10000 | 100% | 0 | 862.882 | 228.9 | 80.451 | 527.837 | 0 | 25.695 | 248.48 | 0 | 7500 | 862.882 | 248.48 | 0 | 614.402
|  | 801.787 | 248.48 | 553.307 | 0 | 0 | 0 | 10000 | 100% | 0 | 801.787 | 171.79 | 60.009 | 459.946 | 0 | 110.042 | 248.48 | 0 | 7500 | 801.787 | 248.48 | 0 | 553.307
|  | 831.476 | 248.48 | 582.996 | 0 | 0 | 0 | 10000 | 100% | 0 | 831.476 | 172.579 | 73.315 | 430.396 | 0 | 155.187 | 248.48 | 0 | 7500 | 831.476 | 248.48 | 0 | 582.996
|  | 814.765 | 248.48 | 0 | 0 | 0 | 566.285 | 10000 | 100% | 0 | 814.765 | 147.518 | 87.095 | 414.522 | 0 | 165.63 | 248.48 | 0 | 0 | 814.765 | 248.48 | 566.285 | 0
|  | 730.65 | 248.48 | 0 | 0 | 0 | 482.17 | 9433.715 | 94.34% | 0 | 730.65 | 166.446 | 69.471 | 440.353 | 0 | 54.38 | 248.48 | 0 | 0 | 730.65 | 248.48 | 482.17 | 0
|  | 965.109 | 248.48 | 0 | 0 | 0 | 716.629 | 8951.545 | 89.52% | 0 | 965.109 | 219.142 | 60.45 | 492.452 | 102.169 | 90.897 | 248.48 | 0 | 0 | 965.109 | 248.48 | 716.629 | 0
|  | 1751.223 | 248.48 | 0 | 0 | 0 | 1502.743 | 8234.916 | 82.35% | 0 | 1751.223 | 346.597 | 23.159 | 623.733 | 282.607 | 475.128 | 248.48 | 0 | 0 | 1751.223 | 248.48 | 1502.743 | 0
|  | 1754.723 | 248.48 | 0 | 0 | 0 | 1506.243 | 6732.173 | 67.32% | 0 | 1754.723 | 523.387 | 20.416 | 596.927 | 178.03 | 435.963 | 248.48 | 0 | 0 | 1754.723 | 248.48 | 1506.243 | 0
|  | 1359.502 | 287.609 | 0 | 0 | 0 | 1071.893 | 5225.93 | 52.26% | 0 | 1359.502 | 421.035 | 28.944 | 640.737 | 0 | 268.786 | 248.48 | 39.129 | 0 | 1359.502 | 287.609 | 1071.893 | 0
|  | 1225.83 | 316.596 | 909.234 | 0 | 2500 | 0 | 4154.037 | 41.54% | 0 | 1225.83 | 364.392 | 101.063 | 469.611 | 0 | 290.764 | 248.48 | 68.116 | 7500 | 1225.83 | 316.596 | 0 | 909.234
|  | 1204.636 | 439.974 | 764.662 | 0 | 2500 | 0 | 6654.037 | 66.54% | 0 | 1204.636 | 364.791 | 98.918 | 514.211 | 0 | 226.717 | 248.48 | 191.494 | 7500 | 1204.636 | 439.974 | 0 | 764.662
|  | 974.229 | 555.071 | 419.158 | 0 | 845.963 | 0 | 9154.037 | 91.54% | 0 | 974.229 | 419.439 | 75.896 | 458.789 | 0 | 20.105 | 248.48 | 306.591 | 7500 | 974.229 | 555.071 | 0 | 419.158
|  | 922.981 | 465.271 | 457.71 | 0 | 0 | 0 | 10000 | 100% | 0 | 922.981 | 411.479 | 75.554 | 435.947 | 0 | 0 | 248.48 | 216.791 | 7500 | 922.981 | 465.271 | 0 | 457.71
|  | 723.596 | 443.599 | 279.997 | 0 | 0 | 0 | 10000 | 100% | 0 | 723.596 | 336.734 | 57.116 | 329.747 | 0 | 0 | 248.48 | 195.119 | 7500 | 723.596 | 443.599 | 0 | 279.997
|  | 1085.392 | 655.85 | 429.542 | 0 | 0 | 0 | 10000 | 100% | 0 | 1085.392 | 326.803 | 69.902 | 595.518 | 93.169 | 0 | 248.48 | 407.37 | 7500 | 1085.392 | 655.85 | 0 | 429.542
|  | 1288.374 | 827.397 | 0 | 0 | 0 | 460.977 | 10000 | 100% | 0 | 1288.374 | 386.205 | 83.508 | 540.039 | 278.623 | 0 | 248.48 | 578.917 | 0 | 1288.374 | 827.397 | 460.977 | 0
|  | 1353.24 | 444.921 | 0 | 0 | 0 | 908.319 | 9539.023 | 95.39% | 0 | 1353.24 | 532.346 | 73.198 | 441.808 | 305.888 | 0 | 248.48 | 196.441 | 0 | 1353.24 | 444.921 | 908.319 | 0
|  | 1219.823 | 248.48 | 0 | 0 | 0 | 971.343 | 8630.704 | 86.31% | 0 | 1219.823 | 679.575 | 52.17 | 355.451 | 121.414 | 11.212 | 248.48 | 0 | 0 | 1219.823 | 248.48 | 971.343 | 0
|  | 992.788 | 248.48 | 0 | 0 | 0 | 744.308 | 7659.361 | 76.59% | 0 | 992.788 | 633.137 | 28.637 | 282.584 | 26.006 | 22.425 | 248.48 | 0 | 0 | 992.788 | 248.48 | 744.308 | 0
|  | 1241.887 | 248.48 | 0 | 0 | 0 | 993.407 | 6915.053 | 69.15% | 0 | 1241.887 | 636.429 | 17.982 | 436.392 | 128.574 | 22.511 | 248.48 | 0 | 0 | 1241.887 | 248.48 | 993.407 | 0
|  | 1250.735 | 248.48 | 1002.255 | 0 | 2500 | 0 | 5921.646 | 59.22% | 0 | 1250.735 | 699.04 | 16.434 | 357.733 | 154.845 | 22.683 | 248.48 | 0 | 7500 | 1250.735 | 248.48 | 0 | 1002.255
|  | 1089.054 | 248.48 | 0 | 0 | 0 | 840.574 | 8421.646 | 84.22% | 0 | 1089.054 | 638.506 | 37.034 | 330.052 | 60.263 | 23.199 | 248.48 | 0 | 0 | 1089.054 | 248.48 | 840.574 | 0
|  | 1032.008 | 248.48 | 783.528 | 0 | 2418.928 | 0 | 7581.072 | 75.81% | 0 | 1032.008 | 496.337 | 105.388 | 406.999 | 0 | 23.284 | 248.48 | 0 | 7500 | 1032.008 | 248.48 | 0 | 783.528
|  | 1030.556 | 248.48 | 782.076 | 0 | 0 | 0 | 10000 | 100% | 0 | 1030.556 | 316.36 | 79.938 | 572.057 | 0 | 62.201 | 248.48 | 0 | 7500 | 1030.556 | 248.48 | 0 | 782.076
|  | 819.339 | 248.48 | 570.859 | 0 | 0 | 0 | 10000 | 100% | 0 | 819.339 | 199.307 | 64.079 | 475.183 | 0 | 80.771 | 248.48 | 0 | 7500 | 819.339 | 248.48 | 0 | 570.859
|  | 728.506 | 248.48 | 480.026 | 0 | 0 | 0 | 10000 | 100% | 0 | 728.506 | 153.017 | 52.994 | 428.282 | 0 | 94.213 | 248.48 | 0 | 7500 | 728.506 | 248.48 | 0 | 480.026
|  | 728.368 | 248.48 | 479.888 | 0 | 0 | 0 | 10000 | 100% | 0 | 728.368 | 153.094 | 88.749 | 408.613 | 0 | 77.913 | 248.48 | 0 | 7500 | 728.368 | 248.48 | 0 | 479.888
|  | 753.651 | 248.48 | 0 | 0 | 0 | 505.171 | 10000 | 100% | 0 | 753.651 | 158.693 | 85.151 | 465.499 | 0 | 44.308 | 248.48 | 0 | 0 | 753.651 | 248.48 | 505.171 | 0
|  | 615.385 | 248.48 | 0 | 0 | 0 | 366.905 | 9494.829 | 94.95% | 0 | 615.385 | 157.086 | 64.544 | 391.507 | 0 | 2.248 | 248.48 | 0 | 0 | 615.385 | 248.48 | 366.905 | 0
|  | 844.538 | 248.48 | 0 | 0 | 0 | 596.058 | 9127.924 | 91.28% | 0 | 844.538 | 193.366 | 40.683 | 445.498 | 99.461 | 65.53 | 248.48 | 0 | 0 | 844.538 | 248.48 | 596.058 | 0
|  | 1609.862 | 248.48 | 0 | 0 | 0 | 1361.382 | 8531.866 | 85.32% | 0 | 1609.862 | 367.044 | 21.956 | 616.744 | 298.393 | 305.725 | 248.48 | 0 | 0 | 1609.862 | 248.48 | 1361.382 | 0
|  | 1536.504 | 248.48 | 0 | 0 | 0 | 1288.024 | 7170.484 | 71.7% | 0 | 1536.504 | 440.349 | 19.394 | 587.444 | 174.44 | 314.878 | 248.48 | 0 | 0 | 1536.504 | 248.48 | 1288.024 | 0
|  | 1439.722 | 299.371 | 0 | 0 | 0 | 1140.351 | 5882.46 | 58.82% | -2.2737e-13 | 1439.722 | 452.278 | 57.855 | 622.858 | 0 | 306.731 | 248.48 | 50.891 | 0 | 1439.722 | 299.371 | 1140.351 | 0
|  | 1374.07 | 320.153 | 1053.917 | 0 | 2500 | 0 | 4742.109 | 47.42% | 0 | 1374.07 | 395.026 | 110.705 | 488.384 | 0 | 379.954 | 248.48 | 71.673 | 7500 | 1374.07 | 320.153 | 0 | 1053.917
|  | 1224.968 | 446.974 | 777.994 | 0 | 2500 | 0 | 7242.109 | 72.42% | 0 | 1224.968 | 403.94 | 86.147 | 441.078 | 0 | 293.803 | 248.48 | 198.494 | 7500 | 1224.968 | 446.974 | 0 | 777.994
|  | 1153.868 | 560.797 | 593.071 | 0 | 257.891 | 0 | 9742.109 | 97.42% | 0 | 1153.868 | 369.081 | 77.318 | 417.523 | 0 | 289.946 | 248.48 | 312.317 | 7500 | 1153.868 | 560.797 | 0 | 593.071
|  | 897.747 | 466.349 | 431.398 | 0 | 0 | 0 | 10000 | 100% | 0 | 897.747 | 380.334 | 57.581 | 367.915 | 0 | 91.917 | 248.48 | 217.869 | 7500 | 897.747 | 466.349 | 0 | 431.398
|  | 715.548 | 444.963 | 270.585 | 0 | 0 | 0 | 10000 | 100% | 0 | 715.548 | 337.566 | 56.148 | 321.834 | 0 | 0 | 248.48 | 196.483 | 7500 | 715.548 | 444.963 | 0 | 270.585
|  | 1163.514 | 665.328 | 498.186 | 0 | 0 | 0 | 10000 | 100% | 0 | 1163.514 | 339.753 | 85.101 | 661.676 | 76.983 | 0 | 248.48 | 416.848 | 7500 | 1163.514 | 665.328 | 0 | 498.186
|  | 1246.62 | 849.384 | 0 | 0 | 0 | 397.236 | 10000 | 100% | 0 | 1246.62 | 422.973 | 78.415 | 515.607 | 229.626 | 0 | 248.48 | 600.904 | 0 | 1246.62 | 849.384 | 397.236 | 0
|  | 1236.896 | 484.254 | 0 | 0 | 0 | 752.642 | 9602.764 | 96.03% | 0 | 1236.896 | 540.767 | 70.54 | 393.269 | 232.321 | 0 | 248.48 | 235.774 | 0 | 1236.896 | 484.254 | 752.642 | 0
|  | 1062.791 | 248.48 | 0 | 0 | 0 | 814.311 | 8850.122 | 88.5% | 0 | 1062.791 | 581.567 | 38.537 | 331.449 | 96.938 | 14.3 | 248.48 | 0 | 0 | 1062.791 | 248.48 | 814.311 | 0
|  | 1242.355 | 248.48 | 0 | 0 | 0 | 993.875 | 8035.811 | 80.36% | 0 | 1242.355 | 756.424 | 19.898 | 410.075 | 27.359 | 28.6 | 248.48 | 0 | 0 | 1242.355 | 248.48 | 993.875 | 0
|  | 1304.138 | 248.48 | 0 | 0 | 0 | 1055.658 | 7041.936 | 70.42% | 0 | 1304.138 | 700.924 | 14.711 | 455.464 | 104.439 | 28.6 | 248.48 | 0 | 0 | 1304.138 | 248.48 | 1055.658 | 0
|  | 1208.747 | 248.48 | 960.267 | 0 | 2500 | 0 | 5986.278 | 59.86% | 0 | 1208.747 | 682.57 | 19.997 | 340.043 | 137.441 | 28.696 | 248.48 | 0 | 7500 | 1208.747 | 248.48 | 0 | 960.267
|  | 981.694 | 248.48 | 0 | 0 | 0 | 733.214 | 8486.278 | 84.86% | 0 | 981.694 | 573.952 | 67.619 | 256.768 | 53.987 | 29.368 | 248.48 | 0 | 0 | 981.694 | 248.48 | 733.214 | 0
|  | 976.932 | 248.48 | 728.452 | 0 | 2246.936 | 0 | 7753.064 | 77.53% | 0 | 976.932 | 470.11 | 120.354 | 356.909 | 0 | 29.56 | 248.48 | 0 | 7500 | 976.932 | 248.48 | 0 | 728.452
|  | 956.296 | 248.48 | 707.816 | 0 | 0 | 0 | 10000 | 100% | 0 | 956.296 | 316.284 | 71.443 | 505.607 | 0 | 62.963 | 248.48 | 0 | 7500 | 956.296 | 248.48 | 0 | 707.816
|  | 719.693 | 248.48 | 471.213 | 0 | 0 | 0 | 10000 | 100% | 0 | 719.693 | 218.839 | 55.838 | 400.702 | 0 | 44.314 | 248.48 | 0 | 7500 | 719.693 | 248.48 | 0 | 471.213
|  | 725.266 | 248.48 | 476.786 | 0 | 0 | 0 | 10000 | 100% | 0 | 725.266 | 179.551 | 67.843 | 421.714 | 0 | 56.158 | 248.48 | 0 | 7500 | 725.266 | 248.48 | 0 | 476.786
|  | 749.644 | 248.48 | 501.164 | 0 | 0 | 0 | 10000 | 100% | 0 | 749.644 | 159.135 | 86.436 | 448.41 | 0 | 55.662 | 248.48 | 0 | 7500 | 749.644 | 248.48 | 0 | 501.164
|  | 736.691 | 248.48 | 0 | 0 | 0 | 488.211 | 10000 | 100% | 0 | 736.691 | 163.567 | 71.889 | 400.354 | 0 | 100.881 | 248.48 | 0 | 0 | 736.691 | 248.48 | 488.211 | 0
|  | 678.728 | 248.48 | 0 | 0 | 0 | 430.248 | 9511.789 | 95.12% | 0 | 678.728 | 157.677 | 57.467 | 416.182 | 0 | 47.402 | 248.48 | 0 | 0 | 678.728 | 248.48 | 430.248 | 0
|  | 935.55 | 248.48 | 0 | 0 | 0 | 687.07 | 9081.541 | 90.82% | 0 | 935.55 | 160.388 | 23.223 | 523.664 | 95.858 | 132.418 | 248.48 | 0 | 0 | 935.55 | 248.48 | 687.07 | 0
|  | 1449.291 | 248.48 | 0 | 0 | 0 | 1200.811 | 8394.471 | 83.94% | 0 | 1449.291 | 230.395 | 19.384 | 576.053 | 263.469 | 359.99 | 248.48 | 0 | 0 | 1449.291 | 248.48 | 1200.811 | 0
|  | 1505.917 | 248.48 | 0 | 0 | 0 | 1257.437 | 7193.66 | 71.94% | 0 | 1505.917 | 341.9 | 28.687 | 478.217 | 160.521 | 496.592 | 248.48 | 0 | 0 | 1505.917 | 248.48 | 1257.437 | 0
|  | 1440.63 | 289.854 | 0 | 0 | 0 | 1150.776 | 5936.223 | 59.36% | 0 | 1440.63 | 469.644 | 92.138 | 534.467 | 0 | 344.382 | 248.48 | 41.374 | 0 | 1440.63 | 289.854 | 1150.776 | 0
|  | 1278.021 | 352.57 | 925.451 | 0 | 2500 | 0 | 4785.447 | 47.85% | 0 | 1278.021 | 509.578 | 106.412 | 351.788 | 0 | 310.243 | 248.48 | 104.09 | 7500 | 1278.021 | 352.57 | 0 | 925.451
|  | 1234.366 | 571.488 | 662.878 | 0 | 2500 | 0 | 7285.447 | 72.85% | 0 | 1234.366 | 574.991 | 83.335 | 362.321 | 0 | 213.719 | 248.48 | 323.008 | 7500 | 1234.366 | 571.488 | 0 | 662.878
|  | 1280.922 | 609.07 | 671.852 | 0 | 214.553 | 0 | 9785.447 | 97.85% | 0 | 1280.922 | 697.918 | 67.383 | 428.715 | 0 | 86.906 | 248.48 | 360.59 | 7500 | 1280.922 | 609.07 | 0 | 671.852
|  | 1033.044 | 329.556 | 703.488 | 0 | 0 | 0 | 10000 | 100% | 0 | 1033.044 | 601.373 | 55.546 | 296.128 | 0 | 79.997 | 248.48 | 81.076 | 7500 | 1033.044 | 329.556 | 0 | 703.488
|  | 893.032 | 256.874 | 636.158 | 0 | 0 | 0 | 10000 | 100% | 0 | 893.032 | 498.444 | 68.006 | 311.073 | 0 | 15.51 | 248.48 | 8.394 | 7500 | 893.032 | 256.874 | 0 | 636.158
|  | 1440.822 | 250.637 | 1190.185 | 0 | 0 | 0 | 10000 | 100% | 0 | 1440.822 | 526.056 | 88.015 | 717.25 | 109.501 | 0 | 248.48 | 2.157 | 7500 | 1440.822 | 250.637 | 0 | 1190.185
|  | 1302.51 | 0.011 | 0 | 0 | 0 | 1302.499 | 10000 | 100% | 0 | 1302.51 | 467.75 | 75.42 | 499.298 | 260.042 | 0 | 0 | 0.011 | 0 | 1302.51 | 0.011 | 1302.499 | 0
|  | 1408.567 | 0 | 0 | 0 | 0 | 1408.567 | 8697.501 | 86.98% | 0 | 1408.567 | 597.205 | 54.86 | 452.866 | 303.636 | 0 | 0 | 0 | 0 | 1408.567 | 0 | 1408.567 | 0
|  | 1050.461 | 0 | 0 | 0 | 0 | 1050.461 | 7288.934 | 72.89% | 0 | 1050.461 | 632.007 | 28.826 | 273.389 | 100.153 | 16.087 | 0 | 0 | 0 | 1050.461 | 0 | 1050.461 | 0
|  | 1145.592 | 0 | 0 | 0 | 0 | 1145.592 | 6238.473 | 62.38% | 0 | 1145.592 | 662.283 | 19.848 | 396.918 | 34.368 | 32.175 | 0 | 0 | 0 | 1145.592 | 0 | 1145.592 | 0
|  | 1302.661 | 0 | 0 | 0 | 0 | 1302.661 | 5092.881 | 50.93% | 0 | 1302.661 | 713.486 | 16.421 | 415.84 | 124.74 | 32.175 | 0 | 0 | 0 | 1302.661 | 0 | 1302.661 | 0
|  | 1126.674 | 0 | 1126.674 | 0 | 2500 | 0 | 3790.22 | 37.9% | 0 | 1126.674 | 640.847 | 33.31 | 281.756 | 138.586 | 32.175 | 0 | 0 | 7500 | 1126.674 | 0 | 0 | 1126.674
|  | 1029.762 | 0 | 0 | 0 | 0 | 1029.762 | 6290.22 | 62.9% | 0 | 1029.762 | 562.37 | 100.262 | 281.299 | 53.656 | 32.175 | 0 | 0 | 0 | 1029.762 | 0 | 1029.762 | 0
|  | 934.207 | 0 | 934.207 | 0 | 2500 | 0 | 5260.458 | 52.6% | 0 | 934.207 | 450.955 | 115.971 | 335.106 | 0 | 32.175 | 0 | 0 | 7500 | 934.207 | 0 | 0 | 934.207
|  | 982.955 | 0 | 982.955 | 0 | 2239.542 | 0 | 7760.458 | 77.6% | 0 | 982.955 | 334.625 | 68.631 | 549.527 | 0 | 30.173 | 0 | 0 | 7500 | 982.955 | 0 | 0 | 982.955
|  | 914.825 | 0 | 914.825 | 0 | 0 | 0 | 10000 | 100% | 0 | 914.825 | 271.401 | 62.387 | 558.257 | 0 | 22.78 | 0 | 0 | 7500 | 914.825 | 0 | 0 | 914.825
|  | 659.852 | 0 | 659.852 | 0 | 0 | 0 | 10000 | 100% | 0 | 659.852 | 168.691 | 87.929 | 349.671 | 0 | 53.561 | 0 | 0 | 7500 | 659.852 | 0 | 0 | 659.852
|  | 776.449 | 0 | 776.449 | 0 | 0 | 0 | 10000 | 100% | 0 | 776.449 | 157.543 | 79.408 | 386.277 | 0 | 153.221 | 0 | 0 | 7500 | 776.449 | 0 | 0 | 776.449
|  | 776.286 | 0 | 0 | 0 | 0 | 776.286 | 10000 | 100% | 0 | 776.286 | 169.339 | 71.19 | 458.8 | 0 | 76.957 | 0 | 0 | 0 | 776.286 | 0 | 776.286 | 0
|  | 669.169 | 0 | 0 | 0 | 0 | 669.169 | 9223.714 | 92.24% | 0 | 669.169 | 165.985 | 39.201 | 444.902 | 0 | 19.082 | 0 | 0 | 0 | 669.169 | 0 | 669.169 | 0
|  | 962.552 | 0 | 0 | 0 | 0 | 962.552 | 8554.545 | 85.55% | 0 | 962.552 | 171.731 | 23.582 | 510.21 | 106.042 | 150.987 | 0 | 0 | 0 | 962.552 | 0 | 962.552 | 0
|  | 1773.184 | 0 | 0 | 0 | 0 | 1773.184 | 7591.993 | 75.92% | 0 | 1773.184 | 246.538 | 21.453 | 652.381 | 302.774 | 550.039 | 0 | 0 | 0 | 1773.184 | 0 | 1773.184 | 0
|  | 1462.812 | 0 | 0 | 0 | 0 | 1462.812 | 5818.809 | 58.19% | 0 | 1462.812 | 356.844 | 58.629 | 460.397 | 184.549 | 402.394 | 0 | 0 | 0 | 1462.812 | 0 | 1462.812 | 0
|  | 1287.62 | 346.622 | 0 | 0 | 0 | 940.998 | 4355.997 | 43.56% | 0 | 1287.62 | 413.368 | 110.51 | 502.653 | 0 | 261.089 | 0 | 346.622 | 0 | 1287.62 | 346.622 | 940.998 | 0
|  | 1353.405 | 101.409 | 1251.996 | 0 | 2500 | 0 | 3414.999 | 34.15% | 0 | 1353.405 | 512.512 | 88.706 | 403.219 | 0 | 348.968 | 0 | 101.409 | 7500 | 1353.405 | 101.409 | 0 | 1251.996
|  | 1119.442 | 92.414 | 1027.028 | 0 | 2500 | 0 | 5914.999 | 59.15% | 0 | 1119.442 | 533.623 | 78.491 | 330.255 | 0 | 177.073 | 0 | 92.414 | 7500 | 1119.442 | 92.414 | 0 | 1027.028
|  | 916.881 | 228.044 | 688.837 | 0 | 1585.001 | 0 | 8414.999 | 84.15% | 0 | 916.881 | 590.196 | 65.04 | 251.834 | 0 | 9.812 | 0 | 228.044 | 7500 | 916.881 | 228.044 | 0 | 688.837
|  | 1071.708 | 248.451 | 823.257 | 0 | 0 | 0 | 10000 | 100% | 0 | 1071.708 | 666.204 | 57.983 | 343.921 | 0 | 3.6 | 0 | 248.451 | 7500 | 1071.708 | 248.451 | 0 | 823.257
|  | 1063.698 | 253.923 | 809.775 | 0 | 0 | 0 | 10000 | 100% | 0 | 1063.698 | 586.558 | 82.505 | 394.635 | 0 | 0 | 0 | 253.923 | 7500 | 1063.698 | 253.923 | 0 | 809.775
|  | 1382.284 | 190.899 | 1191.385 | 0 | 0 | 0 | 10000 | 100% | 0 | 1382.284 | 506.538 | 86.28 | 673.364 | 116.103 | 0 | 0 | 190.899 | 7500 | 1382.284 | 190.899 | 0 | 1191.385
|  | 1455.083 | 222.432 | 0 | 0 | 0 | 1232.651 | 10000 | 100% | 0 | 1455.083 | 516.174 | 66.063 | 545.712 | 327.134 | 0 | 0 | 222.432 | 0 | 1455.083 | 222.432 | 1232.651 | 0
|  | 1428.764 | 182.985 | 0 | 0 | 0 | 1245.779 | 8767.349 | 87.67% | -2.2737e-13 | 1428.764 | 577.289 | 37.966 | 483.559 | 329.95 | 0 | 0 | 182.985 | 0 | 1428.764 | 182.985 | 1245.779 | 0
|  | 1088.373 | 0 | 0 | 0 | 0 | 1088.373 | 7521.57 | 75.22% | 0 | 1088.373 | 621.362 | 20.373 | 313.819 | 119.981 | 12.837 | 0 | 0 | 0 | 1088.373 | 0 | 1088.373 | 0
|  | 1064.74 | 0 | 0 | 0 | 0 | 1064.74 | 6433.197 | 64.33% | 0 | 1064.74 | 716.241 | 15.876 | 268.866 | 38.082 | 25.675 | 0 | 0 | 0 | 1064.74 | 0 | 1064.74 | 0
|  | 1071.785 | 0 | 0 | 0 | 0 | 1071.785 | 5368.457 | 53.68% | 0 | 1071.785 | 651.386 | 19.592 | 246.325 | 128.705 | 25.777 | 0 | 0 | 0 | 1071.785 | 0 | 1071.785 | 0
|  | 1134.821 | 0 | 1134.821 | 0 | 2500 | 0 | 4296.672 | 42.97% | 0 | 1134.821 | 622.176 | 63.99 | 275.425 | 147.417 | 25.812 | 0 | 0 | 7500 | 1134.821 | 0 | 0 | 1134.821
|  | 977.232 | 0 | 0 | 0 | 0 | 977.232 | 6796.672 | 67.97% | 0 | 977.232 | 515.816 | 113.815 | 267.67 | 54.223 | 25.708 | 0 | 0 | 0 | 977.232 | 0 | 977.232 | 0
|  | 931.739 | 0 | 931.739 | 0 | 2500 | 0 | 5819.44 | 58.19% | 0 | 931.739 | 455.538 | 110.974 | 339.553 | 0 | 25.675 | 0 | 0 | 7500 | 931.739 | 0 | 0 | 931.739
|  | 898.803 | 0 | 898.803 | 0 | 1680.56 | 0 | 8319.44 | 83.19% | 0 | 898.803 | 288.021 | 61.835 | 523.628 | 0 | 25.319 | 0 | 0 | 7500 | 898.803 | 0 | 0 | 898.803
|  | 769.033 | 0 | 769.033 | 0 | 0 | 0 | 10000 | 100% | 0 | 769.033 | 216.298 | 73.126 | 457.387 | 0 | 22.222 | 0 | 0 | 7500 | 769.033 | 0 | 0 | 769.033
|  | 733.851 | 0 | 733.851 | 0 | 0 | 0 | 10000 | 100% | 0 | 733.851 | 169.223 | 83.574 | 458.305 | 0 | 22.75 | 0 | 0 | 7500 | 733.851 | 0 | 0 | 733.851
|  | 713.337 | 0 | 713.337 | 0 | 0 | 0 | 10000 | 100% | 0 | 713.337 | 147.559 | 73.964 | 441.646 | 0 | 50.168 | 0 | 0 | 7500 | 713.337 | 0 | 0 | 713.337
|  | 657.433 | 0 | 0 | 0 | 0 | 657.433 | 10000 | 100% | 0 | 657.433 | 143.79 | 55.211 | 444.846 | 0 | 13.587 | 0 | 0 | 0 | 657.433 | 0 | 657.433 | 0
|  | 618.036 | 0 | 0 | 0 | 0 | 618.036 | 9342.567 | 93.43% | 0 | 618.036 | 151.519 | 24.269 | 388.319 | 0 | 53.929 | 0 | 0 | 0 | 618.036 | 0 | 618.036 | 0
|  | 1066.718 | 0 | 0 | 0 | 0 | 1066.718 | 8724.531 | 87.25% | 0 | 1066.718 | 206.771 | 21.949 | 503.532 | 117.924 | 216.542 | 0 | 0 | 0 | 1066.718 | 0 | 1066.718 | 0
|  | 1565.005 | 0 | 0 | 0 | 0 | 1565.005 | 7657.813 | 76.58% | 0 | 1565.005 | 393.258 | 29.513 | 506.949 | 325.336 | 309.949 | 0 | 0 | 0 | 1565.005 | 0 | 1565.005 | 0
|  | 2281.592 | 0 | 0 | 0 | 0 | 2281.592 | 6092.808 | 60.93% | 0 | 2281.592 | 516.984 | 102.787 | 646.059 | 359.361 | 656.401 | 0 | 0 | 0 | 2281.592 | 0 | 2281.592 | 0
|  | 1608.816 | 306.154 | 0 | 0 | 0 | 811.216 | 3811.216 | 38.11% | 491.446 | 1117.37 | 409.974 | 94.171 | 617.827 | 129.044 | 357.8 | 0 | 306.154 | 0 | 1608.816 | 306.154 | 811.216 | 0
|  | 1306.129 | 98.982 | 1207.147 | 0 | 2500 | 0 | 3000 | 30% | 0 | 1306.129 | 376.615 | 83.756 | 484.489 | 65.348 | 295.921 | 0 | 98.982 | 7500 | 1306.129 | 98.982 | 0 | 1207.147
|  | 1275.454 | 58.916 | 1216.538 | 0 | 2500 | 0 | 5500 | 55% | 0 | 1275.454 | 386.274 | 66.894 | 497.838 | 236.175 | 88.274 | 0 | 58.916 | 7500 | 1275.454 | 58.916 | 0 | 1216.538
|  | 1131.327 | 120.522 | 1010.805 | 0 | 2000 | 0 | 8000 | 80% | 0 | 1131.327 | 329.253 | 62.016 | 447.628 | 237.807 | 54.624 | 0 | 120.522 | 7500 | 1131.327 | 120.522 | 0 | 1010.805
|  | 1012.036 | 373.789 | 638.247 | 0 | 0 | 0 | 10000 | 100% | 0 | 1012.036 | 403.433 | 67.629 | 412.874 | 92.864 | 35.237 | 0 | 373.789 | 7500 | 1012.036 | 373.789 | 0 | 638.247
|  | 867.682 | 867.682 | 0 | 158.3 | 0 | 0 | 10000 | 100% | 0 | 867.682 | 358.904 | 89.684 | 356.617 | 62.477 | 0 | 248.48 | 777.502 | 0 | 867.682 | 867.682 | 0 | 0
|  | 1218.359 | 963.933 | 254.426 | 0 | 0 | 0 | 10000 | 100% | 0 | 1218.359 | 341.92 | 70.371 | 601.797 | 204.271 | 0 | 248.48 | 715.453 | 7500 | 1218.359 | 963.933 | 0 | 254.426
|  | 1320.343 | 641.868 | 0 | 0 | 0 | 678.475 | 10000 | 100% | 0 | 1320.343 | 439.915 | 55.641 | 601.298 | 223.489 | 0 | 248.48 | 393.388 | 0 | 1320.343 | 641.868 | 678.475 | 0
|  | 1180.754 | 472.402 | 0 | 0 | 0 | 708.352 | 9321.525 | 93.22% | 0 | 1180.754 | 591.33 | 27.027 | 483.299 | 79.098 | 0 | 248.48 | 223.922 | 0 | 1180.754 | 472.402 | 708.352 | 0
|  | 1100.017 | 248.48 | 0 | 0 | 0 | 851.537 | 8613.173 | 86.13% | 0 | 1100.017 | 646.868 | 19.651 | 346.436 | 74.551 | 12.512 | 248.48 | 0 | 0 | 1100.017 | 248.48 | 851.537 | 0
|  | 1283.799 | 248.48 | 0 | 0 | 0 | 1035.319 | 7761.636 | 77.62% | 0 | 1283.799 | 679.489 | 16.331 | 373.36 | 189.594 | 25.025 | 248.48 | 0 | 0 | 1283.799 | 248.48 | 1035.319 | 0
|  | 1213.914 | 248.48 | 0 | 0 | 0 | 965.434 | 6726.317 | 67.26% | 0 | 1213.914 | 681.607 | 33.031 | 349.586 | 124.623 | 25.067 | 248.48 | 0 | 0 | 1213.914 | 248.48 | 965.434 | 0
|  | 1191.388 | 248.48 | 942.908 | 0 | 2500 | 0 | 5760.883 | 57.61% | 0 | 1191.388 | 680.677 | 98.903 | 358.499 | 28.243 | 25.067 | 248.48 | 0 | 7500 | 1191.388 | 248.48 | 0 | 942.908
|  | 990.635 | 248.48 | 0 | 0 | 0 | 742.155 | 8260.883 | 82.61% | 0 | 990.635 | 593.386 | 105.552 | 263.271 | 3.401 | 25.025 | 248.48 | 0 | 0 | 990.635 | 248.48 | 742.155 | 0
|  | 949.766 | 248.48 | 701.286 | 0 | 2481.272 | 0 | 7518.728 | 75.19% | 0 | 949.766 | 452.467 | 111.269 | 361.006 | 0 | 25.025 | 248.48 | 0 | 7500 | 949.766 | 248.48 | 0 | 701.286
|  | 915.136 | 248.48 | 666.656 | 0 | 0 | 0 | 10000 | 100% | 0 | 915.136 | 291.208 | 55.545 | 542.058 | 0 | 26.325 | 248.48 | 0 | 7500 | 915.136 | 248.48 | 0 | 666.656
|  | 929.564 | 248.48 | 681.084 | 0 | 0 | 0 | 10000 | 100% | 0 | 929.564 | 201.211 | 84.046 | 555.215 | 0 | 89.092 | 248.48 | 0 | 7500 | 929.564 | 248.48 | 0 | 681.084
|  | 777.613 | 248.48 | 529.133 | 0 | 0 | 0 | 10000 | 100% | 0 | 777.613 | 170.456 | 77.403 | 433.325 | 0 | 96.429 | 248.48 | 0 | 7500 | 777.613 | 248.48 | 0 | 529.133
|  | 772.878 | 248.48 | 524.398 | 0 | 0 | 0 | 10000 | 100% | 0 | 772.878 | 155.799 | 60.92 | 472.05 | 0 | 84.109 | 248.48 | 0 | 7500 | 772.878 | 248.48 | 0 | 524.398
|  | 650.338 | 248.48 | 0 | 0 | 0 | 401.858 | 10000 | 100% | 0 | 650.338 | 153.382 | 41.782 | 350.961 | 0 | 104.213 | 248.48 | 0 | 0 | 650.338 | 248.48 | 401.858 | 0
|  | 578.454 | 248.48 | 0 | 0 | 0 | 329.974 | 9598.142 | 95.98% | 0 | 578.454 | 140.651 | 21.678 | 335.136 | 0 | 80.99 | 248.48 | 0 | 0 | 578.454 | 248.48 | 329.974 | 0
|  | 800.931 | 248.48 | 0 | 0 | 0 | 552.451 | 9268.168 | 92.68% | 0 | 800.931 | 178.798 | 18.814 | 408.179 | 107.049 | 88.091 | 248.48 | 0 | 0 | 800.931 | 248.48 | 552.451 | 0
|  | 1515.803 | 248.48 | 0 | 0 | 0 | 1267.323 | 8715.717 | 87.16% | 0 | 1515.803 | 354.824 | 57.162 | 498.486 | 339.455 | 265.876 | 248.48 | 0 | 0 | 1515.803 | 248.48 | 1267.323 | 0
|  | 2310.013 | 248.48 | 0 | 0 | 0 | 2061.533 | 7448.394 | 74.48% | 0 | 2310.013 | 530.381 | 114.776 | 786.396 | 386.356 | 492.105 | 248.48 | 0 | 0 | 2310.013 | 248.48 | 2061.533 | 0
|  | 1603.805 | 248.483 | 0 | 0 | 0 | 1355.322 | 5386.861 | 53.87% | 0 | 1603.805 | 396.722 | 75.582 | 590.785 | 128.266 | 412.45 | 248.48 | 0.003 | 0 | 1603.805 | 248.483 | 1355.322 | 0
|  | 1451.991 | 249.554 | 1202.437 | 0 | 2500 | 0 | 4031.539 | 40.32% | 0 | 1451.991 | 394.405 | 80.458 | 585.903 | 53.216 | 338.009 | 248.48 | 1.074 | 7500 | 1451.991 | 249.554 | 0 | 1202.437
|  | 1284.489 | 251.724 | 1032.765 | 0 | 2500 | 0 | 6531.539 | 65.32% | 0 | 1284.489 | 358.753 | 61.769 | 448.21 | 178.125 | 237.632 | 248.48 | 3.244 | 7500 | 1284.489 | 251.724 | 0 | 1032.765
|  | 1133.235 | 252.15 | 881.085 | 0 | 968.461 | 0 | 9031.539 | 90.32% | 0 | 1133.235 | 385.447 | 58.014 | 452.45 | 196.174 | 41.15 | 248.48 | 3.67 | 7500 | 1133.235 | 252.15 | 0 | 881.085
|  | 848.502 | 257.684 | 590.818 | 0 | 0 | 0 | 10000 | 100% | 0 | 848.502 | 355.221 | 87.917 | 355.177 | 50.187 | 0 | 248.48 | 9.204 | 7500 | 848.502 | 257.684 | 0 | 590.818
|  | 940.103 | 268.462 | 671.641 | 0 | 0 | 0 | 10000 | 100% | 0 | 940.103 | 379.155 | 77.842 | 422.289 | 60.817 | 0 | 248.48 | 19.982 | 7500 | 940.103 | 268.462 | 0 | 671.641
|  | 1217.799 | 266.745 | 951.054 | 0 | 0 | 0 | 10000 | 100% | 0 | 1217.799 | 369.237 | 69.295 | 644.503 | 134.763 | 0 | 248.48 | 18.265 | 7500 | 1217.799 | 266.745 | 0 | 951.054
|  | 1153.626 | 250.8 | 0 | 0 | 0 | 902.826 | 10000 | 100% | 0 | 1153.626 | 407.748 | 35.437 | 590.128 | 120.312 | 0 | 248.48 | 2.32 | 0 | 1153.626 | 250.8 | 902.826 | 0
|  | 1123.64 | 253.461 | 0 | 0 | 0 | 870.179 | 9097.174 | 90.97% | 0 | 1123.64 | 537.113 | 21.11 | 492.818 | 72.599 | 0 | 248.48 | 4.981 | 0 | 1123.64 | 253.461 | 870.179 | 0
|  | 1066.678 | 248.48 | 0 | 0 | 0 | 818.198 | 8226.995 | 82.27% | 0 | 1066.678 | 615.583 | 14.958 | 311.018 | 111.957 | 13.163 | 248.48 | 0 | 0 | 1066.678 | 248.48 | 818.198 | 0
|  | 1286.383 | 248.48 | 0 | 0 | 0 | 1037.903 | 7408.797 | 74.09% | 0 | 1286.383 | 746.004 | 20.791 | 339.566 | 153.697 | 26.325 | 248.48 | 0 | 0 | 1286.383 | 248.48 | 1037.903 | 0
|  | 1243.574 | 248.48 | 0 | 0 | 0 | 995.094 | 6370.894 | 63.71% | 0 | 1243.574 | 675.731 | 59.594 | 414.545 | 67.379 | 26.325 | 248.48 | 0 | 0 | 1243.574 | 248.48 | 995.094 | 0
|  | 1140.469 | 248.48 | 891.989 | 0 | 2500 | 0 | 5375.8 | 53.76% | 0 | 1140.469 | 632.483 | 113.166 | 352.466 | 16.029 | 26.325 | 248.48 | 0 | 7500 | 1140.469 | 248.48 | 0 | 891.989
|  | 1088.462 | 248.48 | 0 | 0 | 0 | 839.982 | 7875.8 | 78.76% | 0 | 1088.462 | 634.184 | 104.603 | 307.017 | 16.333 | 26.325 | 248.48 | 0 | 0 | 1088.462 | 248.48 | 839.982 | 0
|  | 862.091 | 248.48 | 613.611 | 0 | 2500 | 0 | 7035.818 | 70.36% | 0 | 862.091 | 422.04 | 88.993 | 324.733 | 0 | 26.325 | 248.48 | 0 | 7500 | 862.091 | 248.48 | 0 | 613.611
|  | 917.262 | 248.48 | 668.782 | 0 | 464.182 | 0 | 9535.818 | 95.36% | 0 | 917.262 | 278.485 | 73.986 | 505.524 | 0 | 59.267 | 248.48 | 0 | 7500 | 917.262 | 248.48 | 0 | 668.782
|  | 845.058 | 248.48 | 596.578 | 0 | 0 | 0 | 10000 | 100% | 0 | 845.058 | 196.495 | 98.042 | 490.328 | 0 | 60.192 | 248.48 | 0 | 7500 | 845.058 | 248.48 | 0 | 596.578
|  | 693.33 | 248.48 | 444.85 | 0 | 0 | 0 | 10000 | 100% | 0 | 693.33 | 182.233 | 71.972 | 419.376 | 0 | 19.75 | 248.48 | 0 | 7500 | 693.33 | 248.48 | 0 | 444.85
|  | 712.061 | 248.48 | 463.581 | 0 | 0 | 0 | 10000 | 100% | 0 | 712.061 | 152.308 | 59.504 | 403.875 | 0 | 96.374 | 248.48 | 0 | 7500 | 712.061 | 248.48 | 0 | 463.581
|  | 747.787 | 248.48 | 0 | 0 | 0 | 499.307 | 10000 | 100% | 0 | 747.787 | 166.265 | 22.76 | 421.14 | 0 | 137.622 | 248.48 | 0 | 0 | 747.787 | 248.48 | 499.307 | 0
|  | 591.287 | 248.48 | 0 | 0 | 0 | 342.807 | 9500.693 | 95.01% | 0 | 591.287 | 168.962 | 20.595 | 359.828 | 0 | 41.902 | 248.48 | 0 | 0 | 591.287 | 248.48 | 342.807 | 0
|  | 932.366 | 248.48 | 0 | 0 | 0 | 683.886 | 9157.886 | 91.58% | 0 | 932.366 | 214.834 | 25.117 | 470.839 | 116.072 | 105.504 | 248.48 | 0 | 0 | 932.366 | 248.48 | 683.886 | 0
|  | 1530.508 | 248.48 | 0 | 0 | 0 | 1282.028 | 8474 | 84.74% | 0 | 1530.508 | 360.812 | 93.223 | 567.373 | 313.703 | 195.398 | 248.48 | 0 | 0 | 1530.508 | 248.48 | 1282.028 | 0
|  | 1899.45 | 248.48 | 0 | 0 | 0 | 1650.97 | 7191.972 | 71.92% | 0 | 1899.45 | 465.502 | 89.517 | 645.016 | 215.524 | 483.892 | 248.48 | 0 | 0 | 1899.45 | 248.48 | 1650.97 | 0
|  | 1344.633 | 250.249 | 0 | 0 | 0 | 1094.384 | 5541.002 | 55.41% | 0 | 1344.633 | 423.812 | 86.662 | 570.399 | 0 | 263.76 | 248.48 | 1.769 | 0 | 1344.633 | 250.249 | 1094.384 | 0
|  | 1340.916 | 265.382 | 1075.534 | 0 | 2500 | 0 | 4446.618 | 44.47% | 0 | 1340.916 | 355.685 | 74.807 | 531.066 | 0 | 379.358 | 248.48 | 16.902 | 7500 | 1340.916 | 265.382 | 0 | 1075.534
|  | 1332.441 | 295.748 | 1036.693 | 0 | 2500 | 0 | 6946.618 | 69.47% | 0 | 1332.441 | 383.873 | 61.378 | 464.522 | 0 | 422.669 | 248.48 | 47.268 | 7500 | 1332.441 | 295.748 | 0 | 1036.693
|  | 1111.752 | 302.803 | 808.949 | 0 | 553.382 | 0 | 9446.618 | 94.47% | 0 | 1111.752 | 389.577 | 74.496 | 481.831 | 0 | 165.848 | 248.48 | 54.323 | 7500 | 1111.752 | 302.803 | 0 | 808.949
|  | 1063.676 | 311.285 | 752.391 | 0 | 0 | 0 | 10000 | 100% | 0 | 1063.676 | 387.733 | 85.972 | 429.305 | 0 | 160.666 | 248.48 | 62.805 | 7500 | 1063.676 | 311.285 | 0 | 752.391
|  | 834.027 | 319.523 | 514.504 | 0 | 0 | 0 | 10000 | 100% | 0 | 834.027 | 355.774 | 66.066 | 376.171 | 0 | 36.016 | 248.48 | 71.043 | 7500 | 834.027 | 319.523 | 0 | 514.504
|  | 1087.765 | 292.404 | 795.361 | 0 | 0 | 0 | 10000 | 100% | 0 | 1087.765 | 337.459 | 58.345 | 599.362 | 92.6 | 0 | 248.48 | 43.924 | 7500 | 1087.765 | 292.404 | 0 | 795.361
|  | 1393.345 | 268.438 | 0 | 0 | 0 | 1124.907 | 10000 | 100% | -2.2737e-13 | 1393.345 | 447.094 | 26.528 | 626.593 | 293.13 | 0 | 248.48 | 19.958 | 0 | 1393.345 | 268.438 | 1124.907 | 0
|  | 1530.019 | 250.074 | 0 | 0 | 0 | 1279.945 | 8875.093 | 88.75% | 0 | 1530.019 | 657.773 | 17.901 | 522.505 | 331.84 | 0 | 248.48 | 1.594 | 0 | 1530.019 | 250.074 | 1279.945 | 0
|  | 1125.719 | 248.48 | 0 | 0 | 0 | 877.239 | 7595.148 | 75.95% | 0 | 1125.719 | 626.535 | 16.703 | 343.599 | 126.046 | 12.837 | 248.48 | 0 | 0 | 1125.719 | 248.48 | 877.239 | 0
|  | 1054.832 | 248.48 | 0 | 0 | 0 | 806.352 | 6717.909 | 67.18% | 0 | 1054.832 | 651.426 | 36.495 | 317.196 | 24.041 | 25.675 | 248.48 | 0 | 0 | 1054.832 | 248.48 | 806.352 | 0
|  | 1409.701 | 248.48 | 0 | 0 | 0 | 1161.221 | 5911.557 | 59.12% | 0 | 1409.701 | 699.921 | 103.561 | 439.586 | 140.866 | 25.767 | 248.48 | 0 | 0 | 1409.701 | 248.48 | 1161.221 | 0
|  | 1257.798 | 248.48 | 1009.318 | 0 | 2500 | 0 | 4750.336 | 47.5% | 0 | 1257.798 | 621.376 | 108.769 | 327.249 | 174.575 | 25.829 | 248.48 | 0 | 7500 | 1257.798 | 248.48 | 0 | 1009.318
|  | 1096.264 | 248.48 | 0 | 0 | 0 | 847.784 | 7250.336 | 72.5% | 0 | 1096.264 | 568.945 | 105.234 | 315.701 | 80.434 | 25.95 | 248.48 | 0 | 0 | 1096.264 | 248.48 | 847.784 | 0
|  | 915.12 | 248.48 | 666.64 | 0 | 2500 | 0 | 6402.552 | 64.03% | 0 | 915.12 | 464.444 | 79.835 | 344.859 | 0 | 25.981 | 248.48 | 0 | 7500 | 915.12 | 248.48 | 0 | 666.64
|  | 889.39 | 248.48 | 640.91 | 0 | 1097.448 | 0 | 8902.552 | 89.03% | 0 | 889.39 | 321.625 | 83.684 | 454.619 | 0 | 29.461 | 248.48 | 0 | 7500 | 889.39 | 248.48 | 0 | 640.91
|  | 747.309 | 248.48 | 498.829 | 0 | 0 | 0 | 10000 | 100% | 0 | 747.309 | 197.823 | 76.225 | 447.327 | 0 | 25.935 | 248.48 | 0 | 7500 | 747.309 | 248.48 | 0 | 498.829
|  | 773.947 | 248.48 | 525.467 | 0 | 0 | 0 | 10000 | 100% | 0 | 773.947 | 177.175 | 62.71 | 435.706 | 0 | 98.356 | 248.48 | 0 | 7500 | 773.947 | 248.48 | 0 | 525.467
|  | 648.703 | 248.48 | 400.223 | 0 | 0 | 0 | 10000 | 100% | 0 | 648.703 | 157.509 | 44.44 | 422.522 | 0 | 24.233 | 248.48 | 0 | 7500 | 648.703 | 248.48 | 0 | 400.223
|  | 612.102 | 248.48 | 0 | 0 | 0 | 363.622 | 10000 | 100% | 0 | 612.102 | 172.848 | 22.154 | 401.558 | 0 | 15.543 | 248.48 | 0 | 0 | 612.102 | 248.48 | 363.622 | 0
|  | 536.164 | 248.48 | 0 | 0 | 0 | 287.684 | 9636.378 | 96.36% | 0 | 536.164 | 151.819 | 18.182 | 333.157 | 0 | 33.006 | 248.48 | 0 | 0 | 536.164 | 248.48 | 287.684 | 0
|  | 996.534 | 248.48 | 0 | 0 | 0 | 748.054 | 9348.694 | 93.49% | 0 | 996.534 | 199.325 | 59.6 | 489.729 | 113.306 | 134.574 | 248.48 | 0 | 0 | 996.534 | 248.48 | 748.054 | 0
|  | 1737.797 | 248.48 | 0 | 0 | 0 | 1489.317 | 8600.64 | 86.01% | 0 | 1737.797 | 389.592 | 99.227 | 530.428 | 331.088 | 387.462 | 248.48 | 0 | 0 | 1737.797 | 248.48 | 1489.317 | 0
|  | 1919.929 | 248.48 | 0 | 0 | 0 | 1671.449 | 7111.323 | 71.11% | 0 | 1919.929 | 513.316 | 85.764 | 616.662 | 205.973 | 498.215 | 248.48 | 0 | 0 | 1919.929 | 248.48 | 1671.449 | 0
|  | 1373.482 | 356.743 | 0 | 0 | 0 | 1016.739 | 5439.874 | 54.4% | 0 | 1373.482 | 400.08 | 72.237 | 580.903 | 0 | 320.262 | 248.48 | 108.263 | 0 | 1373.482 | 356.743 | 1016.739 | 0
|  | 1110.534 | 312.336 | 798.198 | 0 | 2500 | 0 | 4423.135 | 44.23% | 0 | 1110.534 | 358.885 | 67.571 | 499.882 | 0 | 184.197 | 248.48 | 63.856 | 7500 | 1110.534 | 312.336 | 0 | 798.198
|  | 911.948 | 514.909 | 397.039 | 0 | 2500 | 0 | 6923.135 | 69.23% | 0 | 911.948 | 335.598 | 57.21 | 503.308 | 0 | 15.833 | 248.48 | 266.429 | 7500 | 911.948 | 514.909 | 0 | 397.039
|  | 996.292 | 599.057 | 397.235 | 0 | 576.865 | 0 | 9423.135 | 94.23% | 0 | 996.292 | 387.109 | 89.131 | 483.535 | 0 | 36.518 | 248.48 | 350.577 | 7500 | 996.292 | 599.057 | 0 | 397.235
|  | 975.469 | 605.276 | 370.193 | 0 | 0 | 0 | 10000 | 100% | 0 | 975.469 | 399.519 | 77.988 | 426.689 | 0 | 71.274 | 248.48 | 356.796 | 7500 | 975.469 | 605.276 | 0 | 370.193
|  | 845.656 | 845.656 | 0 | 62.181 | 0 | 0 | 10000 | 100% | 0 | 845.656 | 311.752 | 63.225 | 428.171 | 0 | 42.508 | 248.48 | 659.357 | 0 | 845.656 | 845.656 | 0 | 0
|  | 1151.487 | 757.194 | 394.293 | 0 | 0 | 0 | 10000 | 100% | 0 | 1151.487 | 370.741 | 33.73 | 628.052 | 118.965 | 0 | 248.48 | 508.714 | 7500 | 1151.487 | 757.194 | 0 | 394.293
|  | 1391.905 | 441.325 | 0 | 0 | 0 | 950.58 | 10000 | 100% | 0 | 1391.905 | 452.274 | 21.161 | 560.923 | 357.548 | 0 | 248.48 | 192.845 | 0 | 1391.905 | 441.325 | 950.58 | 0
|  | 1504.967 | 256.807 | 0 | 0 | 0 | 1248.16 | 9049.42 | 90.49% | 0 | 1504.967 | 558.852 | 16.515 | 562.132 | 367.468 | 0 | 248.48 | 8.327 | 0 | 1504.967 | 256.807 | 1248.16 | 0
|  | 1238.2 | 248.48 | 0 | 0 | 0 | 989.72 | 7801.26 | 78.01% | 0 | 1238.2 | 727.427 | 17.24 | 336.689 | 142.22 | 14.625 | 248.48 | 0 | 0 | 1238.2 | 248.48 | 989.72 | 0
|  | 1021.454 | 248.48 | 0 | 0 | 0 | 772.974 | 6811.54 | 68.12% | 0 | 1021.454 | 628.751 | 65.741 | 262.277 | 35.435 | 29.25 | 248.48 | 0 | 0 | 1021.454 | 248.48 | 772.974 | 0
|  | 1369.438 | 248.48 | 0 | 0 | 0 | 1120.958 | 6038.566 | 60.39% | 0 | 1369.438 | 763.993 | 114.945 | 301.938 | 159.283 | 29.28 | 248.48 | 0 | 0 | 1369.438 | 248.48 | 1120.958 | 0
|  | 1324.363 | 248.48 | 1075.883 | 0 | 2500 | 0 | 4917.608 | 49.18% | 0 | 1324.363 | 691.047 | 110.947 | 300.446 | 192.584 | 29.34 | 248.48 | 0 | 7500 | 1324.363 | 248.48 | 0 | 1075.883
|  | 1113.707 | 248.48 | 0 | 0 | 0 | 865.227 | 7417.608 | 74.18% | 0 | 1113.707 | 655.801 | 90.763 | 266.716 | 70.906 | 29.521 | 248.48 | 0 | 0 | 1113.707 | 248.48 | 865.227 | 0
|  | 901.795 | 248.48 | 653.315 | 0 | 2500 | 0 | 6552.381 | 65.52% | 0 | 901.795 | 448.083 | 66.928 | 357.232 | 0 | 29.552 | 248.48 | 0 | 7500 | 901.795 | 248.48 | 0 | 653.315
|  | 954.931 | 248.48 | 706.451 | 0 | 947.619 | 0 | 9052.381 | 90.52% | 0 | 954.931 | 288.202 | 94.194 | 504.158 | 0 | 68.377 | 248.48 | 0 | 7500 | 954.931 | 248.48 | 0 | 706.451
|  | 842.273 | 248.48 | 593.793 | 0 | 0 | 0 | 10000 | 100% | 0 | 842.273 | 206.906 | 65.041 | 466.624 | 0 | 103.702 | 248.48 | 0 | 7500 | 842.273 | 248.48 | 0 | 593.793
|  | 713.575 | 248.48 | 465.095 | 0 | 0 | 0 | 10000 | 100% | 0 | 713.575 | 183.101 | 54.966 | 356.604 | 0 | 118.905 | 248.48 | 0 | 7500 | 713.575 | 248.48 | 0 | 465.095
|  | 725.454 | 248.48 | 476.974 | 0 | 0 | 0 | 10000 | 100% | 0 | 725.454 | 147.271 | 24.667 | 433.915 | 0 | 119.601 | 248.48 | 0 | 7500 | 725.454 | 248.48 | 0 | 476.974
|  | 542.003 | 248.48 | 0 | 0 | 0 | 293.523 | 10000 | 100% | 0 | 542.003 | 143.293 | 22.011 | 336.999 | 0 | 39.7 | 248.48 | 0 | 0 | 542.003 | 248.48 | 293.523 | 0
|  | 685.052 | 248.48 | 0 | 0 | 0 | 436.572 | 9706.477 | 97.06% | 0 | 685.052 | 156.615 | 28.424 | 369.002 | 0 | 131.011 | 248.48 | 0 | 0 | 685.052 | 248.48 | 436.572 | 0
|  | 1299.386 | 248.48 | 0 | 0 | 0 | 1050.906 | 9269.905 | 92.7% | 0 | 1299.386 | 200.452 | 102.398 | 504.368 | 128.035 | 364.134 | 248.48 | 0 | 0 | 1299.386 | 248.48 | 1050.906 | 0
|  | 1766.167 | 248.48 | 0 | 0 | 0 | 1517.687 | 8218.999 | 82.19% | 0 | 1766.167 | 379.047 | 100.256 | 518.958 | 337.576 | 430.33 | 248.48 | 0 | 0 | 1766.167 | 248.48 | 1517.687 | 0
|  | 2060.326 | 248.48 | 0 | 0 | 0 | 1811.846 | 6701.312 | 67.01% | 0 | 2060.326 | 479.299 | 83.88 | 727.344 | 230.392 | 539.411 | 248.48 | 0 | 0 | 2060.326 | 248.48 | 1811.846 | 0
|  | 1434.908 | 374.282 | 0 | 0 | 0 | 1060.626 | 4889.466 | 48.89% | 0 | 1434.908 | 383.279 | 74.631 | 541.465 | 0 | 435.533 | 248.48 | 125.802 | 0 | 1434.908 | 374.282 | 1060.626 | 0
|  | 1265.623 | 314.312 | 951.311 | 0 | 2500 | 0 | 3828.84 | 38.29% | 0 | 1265.623 | 389.411 | 62.698 | 513.908 | 0 | 299.606 | 248.48 | 65.832 | 7500 | 1265.623 | 314.312 | 0 | 951.311
|  | 1127.682 | 334.511 | 793.171 | 0 | 2500 | 0 | 6328.84 | 63.29% | 0 | 1127.682 | 372.725 | 72.972 | 438.889 | 0 | 243.096 | 248.48 | 86.031 | 7500 | 1127.682 | 334.511 | 0 | 793.171
|  | 1189.192 | 316.678 | 872.514 | 0 | 1171.16 | 0 | 8828.84 | 88.29% | 0 | 1189.192 | 409.566 | 91.161 | 445.554 | 0 | 242.912 | 248.48 | 68.198 | 7500 | 1189.192 | 316.678 | 0 | 872.514
|  | 974.174 | 305.953 | 668.221 | 0 | 0 | 0 | 10000 | 100% | 0 | 974.174 | 369.829 | 77.338 | 398.463 | 0 | 128.544 | 248.48 | 57.473 | 7500 | 974.174 | 305.953 | 0 | 668.221
|  | 896.023 | 304.193 | 591.83 | 0 | 0 | 0 | 10000 | 100% | 0 | 896.023 | 360.958 | 56.71 | 398.242 | 0 | 80.113 | 248.48 | 55.713 | 7500 | 896.023 | 304.193 | 0 | 591.83
|  | 1057.708 | 332.953 | 724.755 | 0 | 0 | 0 | 10000 | 100% | 0 | 1057.708 | 360.206 | 28.169 | 547.363 | 121.97 | 0 | 248.48 | 84.473 | 7500 | 1057.708 | 332.953 | 0 | 724.755
|  | 1318.649 | 369.279 | 0 | 0 | 0 | 949.37 | 10000 | 100% | 0 | 1318.649 | 451.408 | 20.046 | 495.333 | 351.862 | 0 | 248.48 | 120.799 | 0 | 1318.649 | 369.279 | 949.37 | 0
|  | 1270.918 | 452.188 | 0 | 0 | 0 | 818.73 | 9050.63 | 90.51% | 0 | 1270.918 | 553.764 | 17.806 | 358.545 | 340.803 | 0 | 248.48 | 203.708 | 0 | 1270.918 | 452.188 | 818.73 | 0
|  | 1092.89 | 248.48 | 0 | 0 | 0 | 844.41 | 8231.9 | 82.32% | 0 | 1092.89 | 653.213 | 32.994 | 261.428 | 129.493 | 15.762 | 248.48 | 0 | 0 | 1092.89 | 248.48 | 844.41 | 0
|  | 1138.039 | 248.48 | 0 | 0 | 0 | 889.559 | 7387.49 | 73.87% | 0 | 1138.039 | 701.97 | 100.786 | 265.523 | 38.236 | 31.525 | 248.48 | 0 | 0 | 1138.039 | 248.48 | 889.559 | 0
|  | 1313.188 | 248.48 | 0 | 0 | 0 | 1064.708 | 6497.931 | 64.98% | 0 | 1313.188 | 705.268 | 106.13 | 317.987 | 152.278 | 31.525 | 248.48 | 0 | 0 | 1313.188 | 248.48 | 1064.708 | 0
|  | 1273.626 | 248.48 | 1025.146 | 0 | 2500 | 0 | 5433.223 | 54.33% | 0 | 1273.626 | 645.074 | 108.797 | 299.915 | 188.285 | 31.555 | 248.48 | 0 | 7500 | 1273.626 | 248.48 | 0 | 1025.146
|  | 1117.245 | 248.48 | 0 | 0 | 0 | 868.765 | 7933.223 | 79.33% | 0 | 1117.245 | 649.063 | 70.118 | 288.526 | 77.776 | 31.762 | 248.48 | 0 | 0 | 1117.245 | 248.48 | 868.765 | 0
|  | 935.049 | 248.48 | 686.569 | 0 | 2500 | 0 | 7064.458 | 70.64% | 0 | 935.049 | 462.083 | 74.252 | 366.891 | 0 | 31.822 | 248.48 | 0 | 7500 | 935.049 | 248.48 | 0 | 686.569
|  | 960.965 | 248.48 | 712.485 | 0 | 435.542 | 0 | 9564.458 | 95.64% | 0 | 960.965 | 333.316 | 77.201 | 523.093 | 0 | 27.356 | 248.48 | 0 | 7500 | 960.965 | 248.48 | 0 | 712.485
|  | 773.467 | 248.48 | 524.987 | 0 | 0 | 0 | 10000 | 100% | 0 | 773.467 | 246.941 | 70.808 | 431.568 | 0 | 24.15 | 248.48 | 0 | 7500 | 773.467 | 248.48 | 0 | 524.987
|  | 649.403 | 248.48 | 400.923 | 0 | 0 | 0 | 10000 | 100% | 0 | 649.403 | 195.064 | 39.853 | 392.488 | 0 | 21.999 | 248.48 | 0 | 7500 | 649.403 | 248.48 | 0 | 400.923
|  | 626.725 | 248.48 | 378.245 | 0 | 0 | 0 | 10000 | 100% | 0 | 626.725 | 170.972 | 24.245 | 407.512 | 0 | 23.997 | 248.48 | 0 | 7500 | 626.725 | 248.48 | 0 | 378.245
|  | 606.313 | 248.48 | 0 | 0 | 0 | 357.833 | 10000 | 100% | 0 | 606.313 | 165.823 | 22.578 | 342.985 | 0 | 74.928 | 248.48 | 0 | 0 | 606.313 | 248.48 | 357.833 | 0
|  | 778.186 | 248.48 | 0 | 0 | 0 | 529.706 | 9642.167 | 96.42% | 0 | 778.186 | 152.356 | 58.769 | 430.119 | 0 | 136.942 | 248.48 | 0 | 0 | 778.186 | 248.48 | 529.706 | 0
|  | 1033.165 | 248.48 | 0 | 0 | 0 | 784.685 | 9112.461 | 91.12% | 0 | 1033.165 | 185.158 | 108.169 | 379.684 | 119.269 | 240.885 | 248.48 | 0 | 0 | 1033.165 | 248.48 | 784.685 | 0
|  | 1180.264 | 248.48 | 0 | 0 | 0 | 931.784 | 8327.776 | 83.28% | 0 | 1180.264 | 238.738 | 80.794 | 417.075 | 310.368 | 133.289 | 248.48 | 0 | 0 | 1180.264 | 248.48 | 931.784 | 0
|  | 1569.816 | 248.48 | 0 | 0 | 0 | 1321.336 | 7395.992 | 73.96% | 0 | 1569.816 | 378.435 | 74.294 | 415.511 | 222.919 | 478.659 | 248.48 | 0 | 0 | 1569.816 | 248.48 | 1321.336 | 0
|  | 1503.29 | 261.243 | 0 | 0 | 0 | 1242.047 | 6074.656 | 60.75% | 0 | 1503.29 | 453.675 | 69.469 | 480.846 | 0 | 499.3 | 248.48 | 12.763 | 0 | 1503.29 | 261.243 | 1242.047 | 0
|  | 1087.743 | 373.363 | 714.38 | 0 | 2500 | 0 | 4832.609 | 48.33% | 0 | 1087.743 | 507.136 | 54.574 | 318.968 | 0 | 207.066 | 248.48 | 124.883 | 7500 | 1087.743 | 373.363 | 0 | 714.38
|  | 1213.547 | 748.128 | 465.419 | 0 | 2500 | 0 | 7332.609 | 73.33% | 0 | 1213.547 | 647.562 | 81.055 | 357.675 | 0 | 127.255 | 248.48 | 499.648 | 7500 | 1213.547 | 748.128 | 0 | 465.419
|  | 1239.115 | 1058.809 | 180.306 | 0 | 167.391 | 0 | 9832.609 | 98.33% | 0 | 1239.115 | 710.161 | 76.652 | 371.867 | 0 | 80.435 | 248.48 | 810.329 | 7500 | 1239.115 | 1058.809 | 0 | 180.306
|  | 1102.012 | 1102.012 | 0 | 45.132 | 0 | 0 | 10000 | 100% | 0 | 1102.012 | 644.934 | 63.878 | 390.003 | 0 | 3.197 | 248.48 | 898.664 | 0 | 1102.012 | 1102.012 | 0 | 0
|  | 988.066 | 915.649 | 72.417 | 0 | 0 | 0 | 10000 | 100% | 0 | 988.066 | 577.184 | 38.904 | 370.26 | 0 | 1.719 | 248.48 | 667.169 | 7500 | 988.066 | 915.649 | 0 | 72.417
|  | 1193.404 | 551.791 | 641.613 | 0 | 0 | 0 | 10000 | 100% | 0 | 1193.404 | 525.988 | 20.612 | 521.231 | 125.574 | 0 | 248.48 | 303.311 | 7500 | 1193.404 | 551.791 | 0 | 641.613
|  | 1247.564 | 318.6 | 0 | 0 | 0 | 928.964 | 10000 | 100% | 0 | 1247.564 | 476.418 | 16.448 | 419.962 | 334.736 | 0 | 248.48 | 70.12 | 0 | 1247.564 | 318.6 | 928.964 | 0
|  | 1362.566 | 258.357 | 0 | 0 | 0 | 1104.209 | 9071.036 | 90.71% | 0 | 1362.566 | 580.846 | 18.963 | 391.979 | 370.779 | 0 | 248.48 | 9.877 | 0 | 1362.566 | 258.357 | 1104.209 | 0
|  | 1152.057 | 248.48 | 0 | 0 | 0 | 903.577 | 7966.827 | 79.67% | 0 | 1152.057 | 650.997 | 56.986 | 285.755 | 144.669 | 13.65 | 248.48 | 0 | 0 | 1152.057 | 248.48 | 903.577 | 0
|  | 1255.373 | 248.48 | 0 | 0 | 0 | 1006.893 | 7063.25 | 70.63% | 0 | 1255.373 | 751.833 | 119.503 | 311.367 | 45.371 | 27.3 | 248.48 | 0 | 0 | 1255.373 | 248.48 | 1006.893 | 0
|  | 1406.171 | 248.48 | 0 | 0 | 0 | 1157.691 | 6056.357 | 60.56% | 0 | 1406.171 | 780.897 | 109.394 | 323.908 | 164.673 | 27.3 | 248.48 | 0 | 0 | 1406.171 | 248.48 | 1157.691 | 0
|  | 1238.486 | 248.48 | 990.006 | 0 | 2500 | 0 | 4898.666 | 48.99% | 0 | 1238.486 | 617.913 | 94.428 | 304.681 | 194.165 | 27.3 | 248.48 | 0 | 7500 | 1238.486 | 248.48 | 0 | 990.006
|  | 1018.156 | 248.48 | 0 | 0 | 0 | 769.676 | 7398.666 | 73.99% | 0 | 1018.156 | 569.353 | 72.854 | 276.337 | 72.312 | 27.3 | 248.48 | 0 | 0 | 1018.156 | 248.48 | 769.676 | 0
|  | 921.685 | 248.48 | 673.205 | 0 | 2500 | 0 | 6628.99 | 66.29% | 0 | 921.685 | 440.388 | 94.835 | 359.162 | 0 | 27.3 | 248.48 | 0 | 7500 | 921.685 | 248.48 | 0 | 673.205
|  | 1042.702 | 248.48 | 794.222 | 0 | 871.01 | 0 | 9128.99 | 91.29% | 0 | 1042.702 | 318.812 | 67.383 | 589.583 | 0 | 66.925 | 248.48 | 0 | 7500 | 1042.702 | 248.48 | 0 | 794.222
|  | 852.116 | 248.48 | 603.636 | 0 | 0 | 0 | 10000 | 100% | 0 | 852.116 | 264.967 | 55.691 | 433.657 | 0 | 97.802 | 248.48 | 0 | 7500 | 852.116 | 248.48 | 0 | 603.636
|  | 896.618 | 248.48 | 648.138 | 0 | 0 | 0 | 10000 | 100% | 0 | 896.618 | 193.573 | 25.048 | 445.307 | 0 | 232.691 | 248.48 | 0 | 7500 | 896.618 | 248.48 | 0 | 648.138
|  | 845.439 | 248.48 | 596.959 | 0 | 0 | 0 | 10000 | 100% | 0 | 845.439 | 182.141 | 19.853 | 449.548 | 0 | 193.898 | 248.48 | 0 | 7500 | 845.439 | 248.48 | 0 | 596.959
|  | 895.769 | 248.48 | 0 | 0 | 0 | 647.289 | 10000 | 100% | 0 | 895.769 | 164.098 | 29.995 | 449.083 | 0 | 252.593 | 248.48 | 0 | 0 | 895.769 | 248.48 | 647.289 | 0
|  | 742.779 | 248.48 | 0 | 0 | 0 | 494.299 | 9352.711 | 93.53% | 0 | 742.779 | 154.95 | 97.204 | 372.484 | 0 | 118.141 | 248.48 | 0 | 0 | 742.779 | 248.48 | 494.299 | 0
|  | 815.152 | 248.48 | 0 | 0 | 0 | 566.672 | 8858.412 | 88.58% | 0 | 815.152 | 154.264 | 98.091 | 388.097 | 113.105 | 61.595 | 248.48 | 0 | 0 | 815.152 | 248.48 | 566.672 | 0
|  | 1272.466 | 248.48 | 0 | 0 | 0 | 1023.986 | 8291.74 | 82.92% | 0 | 1272.466 | 227.969 | 87.46 | 461.193 | 323.591 | 172.254 | 248.48 | 0 | 0 | 1272.466 | 248.48 | 1023.986 | 0
|  | 1420.172 | 248.48 | 0 | 0 | 0 | 1171.692 | 7267.754 | 72.68% | 0 | 1420.172 | 311.528 | 75.493 | 369.475 | 210.045 | 453.631 | 248.48 | 0 | 0 | 1420.172 | 248.48 | 1171.692 | 0
|  | 1416.717 | 252.939 | 0 | 0 | 0 | 1163.778 | 6096.062 | 60.96% | 0 | 1416.717 | 481.87 | 56.11 | 439.165 | 0 | 439.573 | 248.48 | 4.459 | 0 | 1416.717 | 252.939 | 1163.778 | 0
|  | 1211.905 | 278.652 | 933.253 | 0 | 2500 | 0 | 4932.284 | 49.32% | 0 | 1211.905 | 505.599 | 70.563 | 315.255 | 0 | 320.488 | 248.48 | 30.172 | 7500 | 1211.905 | 278.652 | 0 | 933.253
|  | 1199.499 | 313.53 | 885.969 | 0 | 2500 | 0 | 7432.284 | 74.32% | 0 | 1199.499 | 596.845 | 91.343 | 376.011 | 0 | 135.3 | 248.48 | 65.05 | 7500 | 1199.499 | 313.53 | 0 | 885.969
|  | 1082.836 | 306.649 | 776.187 | 0 | 67.716 | 0 | 9932.284 | 99.32% | 0 | 1082.836 | 613.259 | 67.874 | 297.44 | 0 | 104.263 | 248.48 | 58.169 | 7500 | 1082.836 | 306.649 | 0 | 776.187
|  | 1064.63 | 278.622 | 786.008 | 0 | 0 | 0 | 10000 | 100% | 0 | 1064.63 | 666.218 | 61.034 | 285.6 | 0 | 51.778 | 248.48 | 30.142 | 7500 | 1064.63 | 278.622 | 0 | 786.008
|  | 872.041 | 276.139 | 595.902 | 0 | 0 | 0 | 10000 | 100% | 0 | 872.041 | 518.72 | 25.497 | 326.441 | 0 | 1.384 | 248.48 | 27.659 | 7500 | 872.041 | 276.139 | 0 | 595.902
|  | 1206.504 | 282.294 | 924.21 | 0 | 0 | 0 | 10000 | 100% | 0 | 1206.504 | 528.899 | 20.155 | 536.804 | 120.646 | 0 | 248.48 | 33.814 | 7500 | 1206.504 | 282.294 | 0 | 924.21
|  | 1368.11 | 260.275 | 0 | 0 | 0 | 1107.835 | 10000 | 100% | -2.2737e-13 | 1368.11 | 557.692 | 16.252 | 427.568 | 366.599 | 0 | 248.48 | 11.795 | 0 | 1368.11 | 260.275 | 1107.835 | 0
|  | 1419.952 | 249.356 | 0 | 0 | 0 | 1170.596 | 8892.165 | 88.92% | 0 | 1419.952 | 593.718 | 34.049 | 404.134 | 388.051 | 0 | 248.48 | 0.876 | 0 | 1419.952 | 249.356 | 1170.596 | 0
|  | 1277.166 | 248.48 | 0 | 0 | 0 | 1028.686 | 7721.569 | 77.22% | 0 | 1277.166 | 722.379 | 109.362 | 283.987 | 147.302 | 14.137 | 248.48 | 0 | 0 | 1277.166 | 248.48 | 1028.686 | 0
|  | 1129.962 | 248.48 | 0 | 0 | 0 | 881.482 | 6692.883 | 66.93% | 0 | 1129.962 | 660.962 | 113.515 | 290.671 | 36.539 | 28.275 | 248.48 | 0 | 0 | 1129.962 | 248.48 | 881.482 | 0
|  | 1256.509 | 248.48 | 0 | 0 | 0 | 1008.029 | 5811.401 | 58.11% | 0 | 1256.509 | 691.737 | 107.289 | 271.027 | 158.096 | 28.361 | 248.48 | 0 | 0 | 1256.509 | 248.48 | 1008.029 | 0
|  | 1186.675 | 248.48 | 938.195 | 0 | 2500 | 0 | 4803.372 | 48.03% | 0 | 1186.675 | 610.502 | 74.734 | 273.35 | 199.7 | 28.39 | 248.48 | 0 | 7500 | 1186.675 | 248.48 | 0 | 938.195
|  | 1119.684 | 248.48 | 0 | 0 | 0 | 871.204 | 7303.372 | 73.03% | 0 | 1119.684 | 658.783 | 78.887 | 273.292 | 80.42 | 28.302 | 248.48 | 0 | 0 | 1119.684 | 248.48 | 871.204 | 0
|  | 987.808 | 248.48 | 739.328 | 0 | 2500 | 0 | 6432.168 | 64.32% | 0 | 987.808 | 504.126 | 87.381 | 368.027 | 0 | 28.275 | 248.48 | 0 | 7500 | 987.808 | 248.48 | 0 | 739.328
|  | 917.135 | 248.48 | 668.655 | 0 | 1067.832 | 0 | 8932.168 | 89.32% | 0 | 917.135 | 292.025 | 62.141 | 531.894 | 0 | 31.075 | 248.48 | 0 | 7500 | 917.135 | 248.48 | 0 | 668.655
|  | 687.438 | 248.48 | 438.958 | 0 | 0 | 0 | 10000 | 100% | 0 | 687.438 | 210.299 | 42.589 | 407.458 | 0 | 27.092 | 248.48 | 0 | 7500 | 687.438 | 248.48 | 0 | 438.958
|  | 647.144 | 248.48 | 398.664 | 0 | 0 | 0 | 10000 | 100% | 0 | 647.144 | 168.152 | 22.668 | 433.324 | 0 | 23 | 248.48 | 0 | 7500 | 647.144 | 248.48 | 0 | 398.664
|  | 575.98 | 248.48 | 327.5 | 0 | 0 | 0 | 10000 | 100% | 0 | 575.98 | 150.523 | 19.564 | 346.874 | 0 | 59.019 | 248.48 | 0 | 7500 | 575.98 | 248.48 | 0 | 327.5
|  | 591.728 | 248.48 | 0 | 0 | 0 | 343.248 | 10000 | 100% | 0 | 591.728 | 135.844 | 63.573 | 370.027 | 0 | 22.284 | 248.48 | 0 | 0 | 591.728 | 248.48 | 343.248 | 0
|  | 818.513 | 248.48 | 0 | 0 | 0 | 570.033 | 9656.752 | 96.57% | 0 | 818.513 | 163.375 | 104.033 | 412.066 | 0 | 139.039 | 248.48 | 0 | 0 | 818.513 | 248.48 | 570.033 | 0
|  | 953.563 | 248.48 | 0 | 0 | 0 | 705.083 | 9086.719 | 90.87% | 0 | 953.563 | 200.297 | 81.491 | 384.03 | 111.433 | 176.312 | 248.48 | 0 | 0 | 953.563 | 248.48 | 705.083 | 0
|  | 1780.301 | 248.48 | 0 | 0 | 0 | 1531.821 | 8381.636 | 83.82% | 0 | 1780.301 | 403.158 | 79.313 | 572.474 | 363.476 | 361.881 | 248.48 | 0 | 0 | 1780.301 | 248.48 | 1531.821 | 0
|  | 1936.701 | 248.48 | 0 | 0 | 0 | 1688.221 | 6849.815 | 68.5% | 0 | 1936.701 | 493.325 | 61.643 | 551.097 | 371.517 | 459.119 | 248.48 | 0 | 0 | 1936.701 | 248.48 | 1688.221 | 0
|  | 1416.848 | 455.968 | 0 | 0 | 0 | 960.88 | 5161.594 | 51.62% | 0 | 1416.848 | 379.924 | 55.179 | 547.347 | 121.405 | 312.993 | 248.48 | 207.488 | 0 | 1416.848 | 455.968 | 960.88 | 0
|  | 1399.593 | 292.408 | 1107.185 | 0 | 2500 | 0 | 4200.714 | 42.01% | 0 | 1399.593 | 382.588 | 81.536 | 437.265 | 69.009 | 429.195 | 248.48 | 43.928 | 7500 | 1399.593 | 292.408 | 0 | 1107.185
|  | 1407.276 | 124.987 | 1282.289 | 0 | 2500 | 0 | 6700.714 | 67.01% | 0 | 1407.276 | 369.354 | 84.841 | 447.071 | 256.171 | 249.84 | 0 | 124.987 | 7500 | 1407.276 | 124.987 | 0 | 1282.289
|  | 1405.89 | 417.61 | 988.28 | 0 | 799.286 | 0 | 9200.714 | 92.01% | 0 | 1405.89 | 367.47 | 67.66 | 438.432 | 294.392 | 237.936 | 0 | 417.61 | 7500 | 1405.89 | 417.61 | 0 | 988.28
|  | 1053.297 | 475.456 | 577.841 | 0 | 0 | 0 | 10000 | 100% | 0 | 1053.297 | 400.091 | 35.831 | 361.209 | 104.274 | 151.893 | 0 | 475.456 | 7500 | 1053.297 | 475.456 | 0 | 577.841
|  | 756.106 | 273.386 | 482.72 | 0 | 0 | 0 | 10000 | 100% | 0 | 756.106 | 330.83 | 21.444 | 294.015 | 54.027 | 55.79 | 0 | 273.386 | 7500 | 756.106 | 273.386 | 0 | 482.72
|  | 1231.091 | 189.485 | 1041.606 | 0 | 0 | 0 | 10000 | 100% | 0 | 1231.091 | 374.021 | 15.714 | 633.518 | 207.839 | 0 | 0 | 189.485 | 7500 | 1231.091 | 189.485 | 0 | 1041.606
|  | 1265.237 | 366.825 | 0 | 0 | 0 | 898.412 | 10000 | 100% | 0 | 1265.237 | 468.521 | 18.648 | 543.544 | 234.525 | 0 | 248.48 | 118.345 | 0 | 1265.237 | 366.825 | 898.412 | 0
|  | 1112.722 | 511.512 | 0 | 0 | 0 | 601.21 | 9101.588 | 91.02% | 0 | 1112.722 | 560.857 | 66.216 | 386.489 | 99.16 | 0 | 248.48 | 263.032 | 0 | 1112.722 | 511.512 | 601.21 | 0
|  | 1159.473 | 248.48 | 0 | 0 | 0 | 910.993 | 8500.378 | 85% | 0 | 1159.473 | 639.742 | 116.616 | 311.04 | 77.125 | 14.95 | 248.48 | 0 | 0 | 1159.473 | 248.48 | 910.993 | 0
|  | 1268.036 | 248.48 | 0 | 0 | 0 | 1019.556 | 7589.385 | 75.89% | 0 | 1268.036 | 679.453 | 116.562 | 288.137 | 153.985 | 29.9 | 248.48 | 0 | 0 | 1268.036 | 248.48 | 1019.556 | 0
|  | 1259.9 | 248.48 | 0 | 0 | 0 | 1011.42 | 6569.829 | 65.7% | 0 | 1259.9 | 634.163 | 90.296 | 373.511 | 132.002 | 29.928 | 248.48 | 0 | 0 | 1259.9 | 248.48 | 1011.42 | 0
|  | 1251.301 | 248.48 | 1002.821 | 0 | 2500 | 0 | 5558.409 | 55.58% | 0 | 1251.301 | 749.095 | 74.186 | 355.41 | 42.682 | 29.928 | 248.48 | 0 | 7500 | 1251.301 | 248.48 | 0 | 1002.821
|  | 1069.351 | 248.48 | 0 | 0 | 0 | 820.871 | 8058.409 | 80.58% | 0 | 1069.351 | 654.208 | 84.401 | 295.489 | 5.354 | 29.9 | 248.48 | 0 | 0 | 1069.351 | 248.48 | 820.871 | 0
|  | 908.558 | 248.48 | 660.078 | 0 | 2500 | 0 | 7237.538 | 72.38% | 0 | 908.558 | 479.57 | 73.848 | 325.24 | 0 | 29.9 | 248.48 | 0 | 7500 | 908.558 | 248.48 | 0 | 660.078
|  | 955.633 | 248.48 | 707.153 | 0 | 262.462 | 0 | 9737.538 | 97.38% | 0 | 955.633 | 319.443 | 50.932 | 556.008 | 0 | 29.25 | 248.48 | 0 | 7500 | 955.633 | 248.48 | 0 | 707.153
|  | 777.484 | 248.48 | 529.004 | 0 | 0 | 0 | 10000 | 100% | 0 | 777.484 | 185.907 | 25.2 | 496.222 | 0 | 70.155 | 248.48 | 0 | 7500 | 777.484 | 248.48 | 0 | 529.004
|  | 620.357 | 248.48 | 371.877 | 0 | 0 | 0 | 10000 | 100% | 0 | 620.357 | 175.184 | 20.475 | 402.199 | 0 | 22.5 | 248.48 | 0 | 7500 | 620.357 | 248.48 | 0 | 371.877
|  | 683.604 | 248.48 | 435.124 | 0 | 0 | 0 | 10000 | 100% | 0 | 683.604 | 159.272 | 24.782 | 477.05 | 0 | 22.5 | 248.48 | 0 | 7500 | 683.604 | 248.48 | 0 | 435.124
|  | 799.152 | 248.48 | 0 | 0 | 0 | 550.672 | 10000 | 100% | 0 | 799.152 | 156.307 | 91.893 | 469.779 | 0 | 81.173 | 248.48 | 0 | 0 | 799.152 | 248.48 | 550.672 | 0
|  | 736.372 | 248.48 | 0 | 0 | 0 | 487.892 | 9449.328 | 94.49% | 0 | 736.372 | 163.274 | 91.93 | 420.236 | 0 | 60.932 | 248.48 | 0 | 0 | 736.372 | 248.48 | 487.892 | 0
|  | 889.719 | 248.48 | 0 | 0 | 0 | 641.239 | 8961.436 | 89.61% | 0 | 889.719 | 189.273 | 84.087 | 423.576 | 115.033 | 77.75 | 248.48 | 0 | 0 | 889.719 | 248.48 | 641.239 | 0
|  | 1747.805 | 248.48 | 0 | 0 | 0 | 1499.325 | 8320.197 | 83.2% | 0 | 1747.805 | 351.807 | 74.909 | 596.38 | 337.005 | 387.704 | 248.48 | 0 | 0 | 1747.805 | 248.48 | 1499.325 | 0
|  | 1890.71 | 248.48 | 0 | 0 | 0 | 1642.23 | 6820.872 | 68.21% | 0 | 1890.71 | 510.47 | 54.488 | 656.63 | 342.097 | 327.025 | 248.48 | 0 | 0 | 1890.71 | 248.48 | 1642.23 | 0
|  | 1404.137 | 255.396 | 0 | 0 | 0 | 1148.741 | 5178.642 | 51.79% | 0 | 1404.137 | 377.063 | 70.804 | 517.823 | 118.821 | 319.626 | 248.48 | 6.916 | 0 | 1404.137 | 255.396 | 1148.741 | 0
|  | 1549.896 | 260.912 | 1288.984 | 0 | 2500 | 0 | 4029.901 | 40.3% | 0 | 1549.896 | 407.399 | 90.947 | 624.008 | 55.54 | 372.003 | 248.48 | 12.432 | 7500 | 1549.896 | 260.912 | 0 | 1288.984
|  | 1545.402 | 289.765 | 1255.637 | 0 | 2500 | 0 | 6529.901 | 65.3% | 0 | 1545.402 | 377.16 | 78.394 | 517.191 | 227.73 | 344.927 | 248.48 | 41.285 | 7500 | 1545.402 | 289.765 | 0 | 1255.637
|  | 1257.686 | 306.171 | 951.515 | 0 | 970.099 | 0 | 9029.901 | 90.3% | 0 | 1257.686 | 366.237 | 61.738 | 366.327 | 256.962 | 206.422 | 248.48 | 57.691 | 7500 | 1257.686 | 306.171 | 0 | 951.515
|  | 1015.187 | 482.789 | 532.398 | 0 | 0 | 0 | 10000 | 100% | 0 | 1015.187 | 408.037 | 26.338 | 404.092 | 99.223 | 77.497 | 248.48 | 234.309 | 7500 | 1015.187 | 482.789 | 0 | 532.398
|  | 866.251 | 719.556 | 146.695 | 0 | 0 | 0 | 10000 | 100% | 0 | 866.251 | 340.715 | 21.222 | 380.631 | 53.141 | 70.542 | 248.48 | 471.076 | 7500 | 866.251 | 719.556 | 0 | 146.695
|  | 1120.922 | 395.605 | 725.317 | 0 | 0 | 0 | 10000 | 100% | 0 | 1120.922 | 356.663 | 17.42 | 544.315 | 197.853 | 4.671 | 248.48 | 147.125 | 7500 | 1120.922 | 395.605 | 0 | 725.317
|  | 1364.073 | 260.731 | 0 | 0 | 0 | 1103.342 | 10000 | 100% | 0 | 1364.073 | 428.675 | 35.67 | 675.868 | 223.86 | 0 | 248.48 | 12.251 | 0 | 1364.073 | 260.731 | 1103.342 | 0
|  | 1189.534 | 263.295 | 0 | 0 | 0 | 926.239 | 8896.658 | 88.97% | 0 | 1189.534 | 548.979 | 100.52 | 453.096 | 86.94 | 0 | 248.48 | 14.815 | 0 | 1189.534 | 263.295 | 926.239 | 0
|  | 1205.762 | 248.48 | 0 | 0 | 0 | 957.282 | 7970.419 | 79.7% | 0 | 1205.762 | 701.815 | 102.554 | 313.973 | 72.795 | 14.625 | 248.48 | 0 | 0 | 1205.762 | 248.48 | 957.282 | 0
|  | 1412.738 | 248.48 | 0 | 0 | 0 | 1164.258 | 7013.137 | 70.13% | 0 | 1412.738 | 754.576 | 106.067 | 355.575 | 167.269 | 29.25 | 248.48 | 0 | 0 | 1412.738 | 248.48 | 1164.258 | 0
|  | 1296.667 | 248.48 | 0 | 0 | 0 | 1048.187 | 5848.879 | 58.49% | 0 | 1296.667 | 677.793 | 73.385 | 388.791 | 127.448 | 29.25 | 248.48 | 0 | 0 | 1296.667 | 248.48 | 1048.187 | 0
|  | 1151.918 | 248.48 | 903.438 | 0 | 2500 | 0 | 4800.692 | 48.01% | 0 | 1151.918 | 646.686 | 77.367 | 362.593 | 36.022 | 29.25 | 248.48 | 0 | 7500 | 1151.918 | 248.48 | 0 | 903.438
|  | 1000.36 | 248.48 | 0 | 0 | 0 | 751.88 | 7300.692 | 73.01% | 0 | 1000.36 | 624.393 | 93.365 | 250.113 | 3.239 | 29.25 | 248.48 | 0 | 0 | 1000.36 | 248.48 | 751.88 | 0
|  | 917.612 | 248.48 | 669.132 | 0 | 2500 | 0 | 6548.812 | 65.49% | 0 | 917.612 | 481.055 | 61.362 | 345.945 | 0 | 29.25 | 248.48 | 0 | 7500 | 917.612 | 248.48 | 0 | 669.132
|  | 881.077 | 248.48 | 632.597 | 0 | 951.188 | 0 | 9048.812 | 90.49% | 0 | 881.077 | 330.796 | 39.218 | 484.547 | 0 | 26.516 | 248.48 | 0 | 7500 | 881.077 | 248.48 | 0 | 632.597
|  | 688.775 | 248.48 | 440.295 | 0 | 0 | 0 | 10000 | 100% | 0 | 688.775 | 186.166 | 22.508 | 455.803 | 0 | 24.298 | 248.48 | 0 | 7500 | 688.775 | 248.48 | 0 | 440.295
|  | 653.364 | 248.48 | 404.884 | 0 | 0 | 0 | 10000 | 100% | 0 | 653.364 | 189.276 | 21.594 | 420.332 | 0 | 22.162 | 248.48 | 0 | 7500 | 653.364 | 248.48 | 0 | 404.884
|  | 583.708 | 248.48 | 335.228 | 0 | 0 | 0 | 10000 | 100% | 0 | 583.708 | 131.524 | 60.986 | 367.874 | 0 | 23.325 | 248.48 | 0 | 7500 | 583.708 | 248.48 | 0 | 335.228
|  | 725.131 | 248.48 | 0 | 0 | 0 | 476.651 | 10000 | 100% | 0 | 725.131 | 161.979 | 102.22 | 449.54 | 0 | 11.392 | 248.48 | 0 | 0 | 725.131 | 248.48 | 476.651 | 0
|  | 771.555 | 248.48 | 0 | 0 | 0 | 523.075 | 9523.349 | 95.23% | 0 | 771.555 | 168.908 | 81.683 | 400.037 | 0 | 120.928 | 248.48 | 0 | 0 | 771.555 | 248.48 | 523.075 | 0
|  | 1097.505 | 248.48 | 0 | 0 | 0 | 849.025 | 9000.274 | 90% | 0 | 1097.505 | 191.871 | 79.392 | 528.309 | 126.953 | 170.98 | 248.48 | 0 | 0 | 1097.505 | 248.48 | 849.025 | 0
|  | 1718.713 | 248.48 | 0 | 0 | 0 | 1470.233 | 8151.249 | 81.51% | 0 | 1718.713 | 377.621 | 65.493 | 589.497 | 367.215 | 318.887 | 248.48 | 0 | 0 | 1718.713 | 248.48 | 1470.233 | 0
|  | 2021.354 | 248.48 | 0 | 0 | 0 | 1772.874 | 6681.016 | 66.81% | 0 | 2021.354 | 487.143 | 61.437 | 673.718 | 221.215 | 577.841 | 248.48 | 0 | 0 | 2021.354 | 248.48 | 1772.874 | 0
|  | 1743.88 | 248.48 | 0 | 0 | 0 | 1495.4 | 4908.142 | 49.08% | 0 | 1743.88 | 406.969 | 90.818 | 599.916 | 0 | 646.177 | 248.48 | 0 | 0 | 1743.88 | 248.48 | 1495.4 | 0
|  | 1353.243 | 248.48 | 1104.763 | 0 | 2500 | 0 | 3412.742 | 34.13% | 0 | 1353.243 | 376.114 | 78.256 | 437.526 | 0 | 461.347 | 248.48 | 0 | 7500 | 1353.243 | 248.48 | 0 | 1104.763
|  | 1124.123 | 248.493 | 875.63 | 0 | 2500 | 0 | 5912.742 | 59.13% | 0 | 1124.123 | 352.745 | 61.854 | 492.721 | 0 | 216.803 | 248.48 | 0.013 | 7500 | 1124.123 | 248.493 | 0 | 875.63
|  | 951.941 | 249.857 | 702.084 | 0 | 1587.258 | 0 | 8412.742 | 84.13% | 0 | 951.941 | 370.252 | 34.586 | 408.598 | 0 | 138.506 | 248.48 | 1.377 | 7500 | 951.941 | 249.857 | 0 | 702.084
|  | 1012.789 | 251.737 | 761.052 | 0 | 0 | 0 | 10000 | 100% | 0 | 1012.789 | 418.265 | 19.988 | 485.911 | 0 | 88.626 | 248.48 | 3.257 | 7500 | 1012.789 | 251.737 | 0 | 761.052
|  | 1005.79 | 251.323 | 754.467 | 0 | 0 | 0 | 10000 | 100% | 0 | 1005.79 | 368.553 | 15.194 | 567.094 | 0 | 54.95 | 248.48 | 2.843 | 7500 | 1005.79 | 251.323 | 0 | 754.467
|  | 1194.03 | 252.26 | 941.77 | 0 | 0 | 0 | 10000 | 100% | 0 | 1194.03 | 331.423 | 18.724 | 721.999 | 121.884 | 0 | 248.48 | 3.78 | 7500 | 1194.03 | 252.26 | 0 | 941.77
|  | 1422.288 | 256.949 | 0 | 0 | 0 | 1165.339 | 10000 | 100% | 0 | 1422.288 | 405.304 | 59.631 | 628.129 | 329.225 | 0 | 248.48 | 8.469 | 0 | 1422.288 | 256.949 | 1165.339 | 0
|  | 1704.075 | 367.536 | 0 | 0 | 0 | 1336.539 | 8834.661 | 88.35% | 0 | 1704.075 | 627.227 | 108.897 | 587.646 | 380.306 | 0 | 248.48 | 119.056 | 0 | 1704.075 | 367.536 | 1336.539 | 0
|  | 1284.427 | 248.48 | 0 | 0 | 0 | 1035.947 | 7498.122 | 74.98% | 0 | 1284.427 | 715.138 | 115.565 | 310.741 | 129.821 | 13.163 | 248.48 | 0 | 0 | 1284.427 | 248.48 | 1035.947 | 0
|  | 1220.32 | 248.48 | 0 | 0 | 0 | 971.84 | 6462.175 | 64.62% | 0 | 1220.32 | 684.957 | 84.552 | 377.079 | 47.408 | 26.325 | 248.48 | 0 | 0 | 1220.32 | 248.48 | 971.84 | 0
|  | 1563.498 | 248.48 | 0 | 0 | 0 | 1315.018 | 5490.335 | 54.9% | 0 | 1563.498 | 774.177 | 68.496 | 507.767 | 186.651 | 26.407 | 248.48 | 0 | 0 | 1563.498 | 248.48 | 1315.018 | 0
|  | 1371.414 | 248.48 | 1122.934 | 0 | 2500 | 0 | 4175.317 | 41.75% | 0 | 1371.414 | 634.688 | 93.687 | 425.06 | 191.518 | 26.462 | 248.48 | 0 | 7500 | 1371.414 | 248.48 | 0 | 1122.934
|  | 990.393 | 248.48 | 0 | 0 | 0 | 741.913 | 6675.317 | 66.75% | 0 | 990.393 | 551.494 | 70.208 | 277.285 | 64.836 | 26.57 | 248.48 | 0 | 0 | 990.393 | 248.48 | 741.913 | 0
|  | 857.451 | 248.48 | 608.971 | 0 | 2500 | 0 | 5933.404 | 59.33% | 0 | 857.451 | 418.794 | 55.73 | 356.33 | 0 | 26.598 | 248.48 | 0 | 7500 | 857.451 | 248.48 | 0 | 608.971
|  | 1005.784 | 248.48 | 757.304 | 0 | 1566.596 | 0 | 8433.404 | 84.33% | 0 | 1005.784 | 322.786 | 25.863 | 633.583 | 0 | 23.553 | 248.48 | 0 | 7500 | 1005.784 | 248.48 | 0 | 757.304
|  | 743.746 | 248.48 | 495.266 | 0 | 0 | 0 | 10000 | 100% | 0 | 743.746 | 211.894 | 22.765 | 490.345 | 0 | 18.742 | 248.48 | 0 | 7500 | 743.746 | 248.48 | 0 | 495.266
|  | 663.739 | 248.48 | 415.259 | 0 | 0 | 0 | 10000 | 100% | 0 | 663.739 | 167.667 | 30.208 | 387.602 | 0 | 78.263 | 248.48 | 0 | 7500 | 663.739 | 248.48 | 0 | 415.259
|  | 797.941 | 248.48 | 549.461 | 0 | 0 | 0 | 10000 | 100% | 0 | 797.941 | 177.715 | 101.129 | 433.636 | 0 | 85.461 | 248.48 | 0 | 7500 | 797.941 | 248.48 | 0 | 549.461
|  | 713.659 | 248.48 | 0 | 0 | 0 | 465.179 | 10000 | 100% | 0 | 713.659 | 155.868 | 96.307 | 451.389 | 0 | 10.095 | 248.48 | 0 | 0 | 713.659 | 248.48 | 465.179 | 0
|  | 933.735 | 248.48 | 0 | 0 | 0 | 685.255 | 9534.821 | 95.35% | 0 | 933.735 | 161.16 | 80.448 | 502.585 | 0 | 189.543 | 248.48 | 0 | 0 | 933.735 | 248.48 | 685.255 | 0
|  | 1323.443 | 248.48 | 0 | 0 | 0 | 1074.963 | 8849.566 | 88.5% | 0 | 1323.443 | 196.454 | 74.262 | 570.733 | 132.402 | 349.593 | 248.48 | 0 | 0 | 1323.443 | 248.48 | 1074.963 | 0
|  | 1621.704 | 248.48 | 0 | 0 | 0 | 1373.224 | 7774.603 | 77.75% | 0 | 1621.704 | 383.036 | 60.268 | 559.602 | 351.624 | 267.174 | 248.48 | 0 | 0 | 1621.704 | 248.48 | 1373.224 | 0
|  | 2090.559 | 248.48 | 0 | 0 | 0 | 1842.079 | 6401.379 | 64.01% | 0 | 2090.559 | 550.843 | 76.549 | 815.248 | 246.722 | 401.197 | 248.48 | 0 | 0 | 2090.559 | 248.48 | 1842.079 | 0
|  | 1733.621 | 248.48 | 0 | 0 | 0 | 1485.141 | 4559.3 | 45.59% | 0 | 1733.621 | 428.488 | 90.092 | 619.063 | 0 | 595.979 | 248.48 | 0 | 0 | 1733.621 | 248.48 | 1485.141 | 0
|  | 1144.396 | 250.395 | 894.001 | 0 | 2500 | 0 | 3074.159 | 30.74% | 0 | 1144.396 | 406.393 | 66.111 | 487.42 | 0 | 184.472 | 248.48 | 1.915 | 7500 | 1144.396 | 250.395 | 0 | 894.001
|  | 994.61 | 281.245 | 713.365 | 0 | 2500 | 0 | 5574.159 | 55.74% | 0 | 994.61 | 381.441 | 58.704 | 449.623 | 0 | 104.842 | 248.48 | 32.765 | 7500 | 994.61 | 281.245 | 0 | 713.365
|  | 1006.953 | 337.509 | 669.444 | 0 | 1925.841 | 0 | 8074.159 | 80.74% | 0 | 1006.953 | 403.141 | 29.127 | 497.154 | 0 | 77.531 | 248.48 | 89.029 | 7500 | 1006.953 | 337.509 | 0 | 669.444
|  | 800.492 | 429.436 | 371.056 | 0 | 0 | 0 | 10000 | 100% | 0 | 800.492 | 364.237 | 19.134 | 381.294 | 0 | 35.827 | 248.48 | 180.956 | 7500 | 800.492 | 429.436 | 0 | 371.056
|  | 926.024 | 468.875 | 457.149 | 0 | 0 | 0 | 10000 | 100% | 0 | 926.024 | 375.63 | 16.3 | 534.094 | 0 | 0 | 248.48 | 220.395 | 7500 | 926.024 | 468.875 | 0 | 457.149
|  | 1219.34 | 372.62 | 846.72 | 0 | 0 | 0 | 10000 | 100% | 0 | 1219.34 | 358.82 | 32.323 | 712.211 | 115.986 | 0 | 248.48 | 124.14 | 7500 | 1219.34 | 372.62 | 0 | 846.72
|  | 1529.715 | 315.399 | 0 | 0 | 0 | 1214.316 | 10000 | 100% | 2.2737e-13 | 1529.715 | 462.596 | 109.492 | 610.704 | 346.923 | 0 | 248.48 | 66.919 | 0 | 1529.715 | 315.399 | 1214.316 | 0
|  | 1539.92 | 249.184 | 0 | 0 | 0 | 1290.736 | 8785.684 | 87.86% | 0 | 1539.92 | 576.681 | 122.043 | 462.622 | 378.575 | 0 | 248.48 | 0.704 | 0 | 1539.92 | 249.184 | 1290.736 | 0
|  | 1332.542 | 248.48 | 0 | 0 | 0 | 1084.062 | 7494.948 | 74.95% | 0 | 1332.542 | 732.938 | 119.955 | 320.978 | 148.108 | 10.563 | 248.48 | 0 | 0 | 1332.542 | 248.48 | 1084.062 | 0
|  | 1122.939 | 248.48 | 0 | 0 | 0 | 874.459 | 6410.886 | 64.11% | 0 | 1122.939 | 698.891 | 76.018 | 296.116 | 30.79 | 21.125 | 248.48 | 0 | 0 | 1122.939 | 248.48 | 874.459 | 0
|  | 1331.577 | 248.48 | 0 | 0 | 0 | 1083.097 | 5536.427 | 55.36% | 0 | 1331.577 | 676.574 | 81.745 | 393.414 | 158.693 | 21.152 | 248.48 | 0 | 0 | 1331.577 | 248.48 | 1083.097 | 0
|  | 1351.546 | 248.48 | 1103.066 | 0 | 2500 | 0 | 4453.33 | 44.53% | 0 | 1351.546 | 650.772 | 93.187 | 378.267 | 208.115 | 21.205 | 248.48 | 0 | 7500 | 1351.546 | 248.48 | 0 | 1103.066
|  | 1020.019 | 248.48 | 0 | 0 | 0 | 771.539 | 6953.33 | 69.53% | 0 | 1020.019 | 563.307 | 62.001 | 284.868 | 88.478 | 21.366 | 248.48 | 0 | 0 | 1020.019 | 248.48 | 771.539 | 0
|  | 917.44 | 248.48 | 668.96 | 0 | 2500 | 0 | 6181.791 | 61.82% | 0 | 917.44 | 502.894 | 50.79 | 342.363 | 0 | 21.393 | 248.48 | 0 | 7500 | 917.44 | 248.48 | 0 | 668.96
|  | 846.583 | 248.48 | 598.103 | 0 | 1318.209 | 0 | 8681.791 | 86.82% | 0 | 846.583 | 317.892 | 23.022 | 477.21 | 0 | 28.459 | 248.48 | 0 | 7500 | 846.583 | 248.48 | 0 | 598.103
|  | 854.917 | 248.48 | 606.437 | 0 | 0 | 0 | 10000 | 100% | 0 | 854.917 | 239.82 | 21.729 | 487.391 | 0 | 105.977 | 248.48 | 0 | 7500 | 854.917 | 248.48 | 0 | 606.437
|  | 852.081 | 248.48 | 603.601 | 0 | 0 | 0 | 10000 | 100% | 0 | 852.081 | 168.48 | 63.631 | 514.912 | 0 | 105.058 | 248.48 | 0 | 7500 | 852.081 | 248.48 | 0 | 603.601
|  | 809.964 | 248.48 | 561.484 | 0 | 0 | 0 | 10000 | 100% | 0 | 809.964 | 155.594 | 107.397 | 458.057 | 0 | 88.915 | 248.48 | 0 | 7500 | 809.964 | 248.48 | 0 | 561.484
|  | 844.975 | 248.48 | 0 | 0 | 0 | 596.495 | 10000 | 100% | 0 | 844.975 | 158.063 | 84.094 | 437.044 | 0 | 165.774 | 248.48 | 0 | 0 | 844.975 | 248.48 | 596.495 | 0
|  | 742.683 | 248.48 | 0 | 0 | 0 | 494.203 | 9403.505 | 94.04% | 0 | 742.683 | 157.43 | 72.744 | 418.328 | 0 | 94.181 | 248.48 | 0 | 0 | 742.683 | 248.48 | 494.203 | 0
|  | 1229.508 | 248.48 | 0 | 0 | 0 | 981.028 | 8909.302 | 89.09% | 0 | 1229.508 | 190.66 | 62.149 | 511.206 | 125.295 | 340.198 | 248.48 | 0 | 0 | 1229.508 | 248.48 | 981.028 | 0
|  | 1879.112 | 248.48 | 0 | 0 | 0 | 1630.632 | 7928.274 | 79.28% | 0 | 1879.112 | 402.149 | 58.593 | 558.768 | 369.866 | 489.736 | 248.48 | 0 | 0 | 1879.112 | 248.48 | 1630.632 | 0
|  | 2107.729 | 248.48 | 0 | 0 | 0 | 1859.249 | 6297.642 | 62.98% | 0 | 2107.729 | 510.56 | 92.455 | 683.55 | 230.133 | 591.031 | 248.48 | 0 | 0 | 2107.729 | 248.48 | 1859.249 | 0
|  | 1432.27 | 248.48 | 0 | 0 | 0 | 1183.79 | 4438.393 | 44.38% | 0 | 1432.27 | 409.659 | 81.637 | 574.149 | 0 | 366.824 | 248.48 | 0 | 0 | 1432.27 | 248.48 | 1183.79 | 0
|  | 1344.488 | 252.135 | 1092.353 | 0 | 2500 | 0 | 3254.603 | 32.55% | 0 | 1344.488 | 380.253 | 64.57 | 508.436 | 0 | 391.229 | 248.48 | 3.655 | 7500 | 1344.488 | 252.135 | 0 | 1092.353
|  | 1111.711 | 46.965 | 1064.746 | 0 | 2500 | 0 | 5754.603 | 57.55% | 0 | 1111.711 | 381.468 | 36.981 | 477.226 | 0 | 216.037 | 0 | 46.965 | 7500 | 1111.711 | 46.965 | 0 | 1064.746
|  | 941.504 | 58.857 | 882.647 | 0 | 1745.397 | 0 | 8254.603 | 82.55% | 0 | 941.504 | 369.906 | 21.552 | 465.963 | 0 | 84.083 | 0 | 58.857 | 7500 | 941.504 | 58.857 | 0 | 882.647
|  | 870.721 | 15.294 | 855.427 | 0 | 0 | 0 | 10000 | 100% | 0 | 870.721 | 422.036 | 16.626 | 428.808 | 0 | 3.251 | 0 | 15.294 | 7500 | 870.721 | 15.294 | 0 | 855.427
|  | 862.634 | 18.471 | 844.163 | 0 | 0 | 0 | 10000 | 100% | 0 | 862.634 | 374.281 | 19.566 | 468.039 | 0 | 0.748 | 0 | 18.471 | 7500 | 862.634 | 18.471 | 0 | 844.163
|  | 1061.529 | 21.041 | 1040.488 | 0 | 0 | 0 | 10000 | 100% | 0 | 1061.529 | 340.228 | 63.347 | 550.091 | 107.863 | 0 | 0 | 21.041 | 7500 | 1061.529 | 21.041 | 0 | 1040.488
|  | 1415.413 | 7.357 | 0 | 0 | 0 | 1408.056 | 10000 | 100% | 0 | 1415.413 | 452.697 | 124.425 | 507.884 | 330.408 | 0 | 0 | 7.357 | 0 | 1415.413 | 7.357 | 1408.056 | 0
|  | 1562.137 | 0 | 0 | 0 | 0 | 1562.137 | 8591.944 | 85.92% | 0 | 1562.137 | 591.845 | 101.457 | 498.488 | 370.347 | 0 | 0 | 0 | 0 | 1562.137 | 0 | 1562.137 | 0
|  | 1249.38 | 0 | 0 | 0 | 0 | 1249.38 | 7029.807 | 70.3% | 0 | 1249.38 | 655.093 | 83.76 | 347.773 | 148.618 | 14.137 | 0 | 0 | 0 | 1249.38 | 0 | 1249.38 | 0
|  | 1259.185 | 0 | 0 | 0 | 0 | 1259.185 | 5780.427 | 57.8% | 0 | 1259.185 | 756.781 | 68.789 | 359.473 | 45.867 | 28.275 | 0 | 0 | 0 | 1259.185 | 0 | 1259.185 | 0
|  | 1438.766 | 0 | 0 | 0 | 0 | 1438.766 | 4521.242 | 45.21% | 0 | 1438.766 | 734.865 | 87.931 | 417.893 | 169.802 | 28.275 | 0 | 0 | 0 | 1438.766 | 0 | 1438.766 | 0
|  | 1400.667 | 0 | 1400.667 | 0 | 2500 | 0 | 3082.476 | 30.82% | 0 | 1400.667 | 688.035 | 76.185 | 388.631 | 219.515 | 28.301 | 0 | 0 | 7500 | 1400.667 | 0 | 0 | 1400.667
|  | 1059.495 | 0 | 0 | 0 | 0 | 1059.495 | 5582.476 | 55.82% | 0 | 1059.495 | 570.666 | 49.917 | 328.025 | 82.401 | 28.486 | 0 | 0 | 0 | 1059.495 | 0 | 1059.495 | 0
|  | 816.593 | 0 | 816.593 | 0 | 2500 | 0 | 4522.981 | 45.23% | 0 | 816.593 | 426.302 | 38.339 | 323.414 | 0 | 28.538 | 0 | 0 | 7500 | 816.593 | 0 | 0 | 816.593
|  | 1097.261 | 0 | 1097.261 | 0 | 2500 | 0 | 7022.981 | 70.23% | 0 | 1097.261 | 376.614 | 19.373 | 609.25 | 0 | 92.024 | 0 | 0 | 7500 | 1097.261 | 0 | 0 | 1097.261
|  | 757.647 | 0 | 757.647 | 0 | 477.019 | 0 | 9522.981 | 95.23% | 0 | 757.647 | 255.353 | 27.975 | 405.548 | 0 | 68.771 | 0 | 0 | 7500 | 757.647 | 0 | 0 | 757.647
|  | 706.269 | 248.48 | 457.789 | 0 | 0 | 0 | 10000 | 100% | 0 | 706.269 | 180.08 | 91.379 | 363.754 | 0 | 71.057 | 248.48 | 0 | 7500 | 706.269 | 248.48 | 0 | 457.789
|  | 739.36 | 248.48 | 490.88 | 0 | 0 | 0 | 10000 | 100% | 0 | 739.36 | 154.765 | 98.822 | 461.927 | 0 | 23.846 | 248.48 | 0 | 7500 | 739.36 | 248.48 | 0 | 490.88
|  | 662.419 | 248.48 | 0 | 0 | 0 | 413.939 | 10000 | 100% | 0 | 662.419 | 160.721 | 85.503 | 402.056 | 0 | 14.139 | 248.48 | 0 | 0 | 662.419 | 248.48 | 413.939 | 0
|  | 750.163 | 248.48 | 0 | 0 | 0 | 501.683 | 9586.061 | 95.86% | 0 | 750.163 | 154.181 | 75.541 | 515.862 | 0 | 4.579 | 248.48 | 0 | 0 | 750.163 | 248.48 | 501.683 | 0
|  | 1076.154 | 248.48 | 0 | 0 | 0 | 827.674 | 9084.378 | 90.84% | 0 | 1076.154 | 166.519 | 60.06 | 579.093 | 124.073 | 146.409 | 248.48 | 0 | 0 | 1076.154 | 248.48 | 827.674 | 0
|  | 1580.392 | 248.48 | 0 | 0 | 0 | 1331.912 | 8256.704 | 82.57% | 0 | 1580.392 | 258.265 | 75.154 | 540.07 | 345.706 | 361.197 | 248.48 | 0 | 0 | 1580.392 | 248.48 | 1331.912 | 0
|  | 1605.518 | 248.48 | 0 | 0 | 0 | 1357.038 | 6924.792 | 69.25% | 0 | 1605.518 | 341.629 | 87.7 | 445.031 | 229.278 | 501.88 | 248.48 | 0 | 0 | 1605.518 | 248.48 | 1357.038 | 0
|  | 1524.616 | 248.48 | 0 | 0 | 0 | 1276.136 | 5567.754 | 55.68% | 0 | 1524.616 | 487.058 | 68.945 | 448.809 | 0 | 519.804 | 248.48 | 0 | 0 | 1524.616 | 248.48 | 1276.136 | 0
|  | 1308.24 | 255.681 | 1052.559 | 0 | 2500 | 0 | 4291.618 | 42.92% | 0 | 1308.24 | 584.335 | 53.276 | 343.839 | 0 | 326.789 | 248.48 | 7.201 | 7500 | 1308.24 | 255.681 | 0 | 1052.559
|  | 1166.138 | 293.466 | 872.672 | 0 | 2500 | 0 | 6791.618 | 67.92% | 0 | 1166.138 | 605.811 | 28.76 | 345.596 | 0 | 185.972 | 248.48 | 44.986 | 7500 | 1166.138 | 293.466 | 0 | 872.672
|  | 1255.798 | 312.799 | 942.999 | 0 | 708.382 | 0 | 9291.618 | 92.92% | 0 | 1255.798 | 718.061 | 20.883 | 379.911 | 0 | 136.943 | 248.48 | 64.319 | 7500 | 1255.798 | 312.799 | 0 | 942.999
|  | 1151.238 | 319.19 | 832.048 | 0 | 0 | 0 | 10000 | 100% | 0 | 1151.238 | 683.408 | 16.657 | 377.506 | 0 | 73.667 | 248.48 | 70.71 | 7500 | 1151.238 | 319.19 | 0 | 832.048
|  | 1004.952 | 339.618 | 665.334 | 0 | 0 | 0 | 10000 | 100% | 0 | 1004.952 | 529.186 | 34.878 | 405.834 | 0 | 35.054 | 248.48 | 91.138 | 7500 | 1004.952 | 339.618 | 0 | 665.334
|  | 1396.445 | 286.176 | 1110.269 | 0 | 0 | 0 | 10000 | 100% | 0 | 1396.445 | 524.288 | 101.654 | 659.039 | 111.464 | 0 | 248.48 | 37.696 | 7500 | 1396.445 | 286.176 | 0 | 1110.269
|  | 1528.028 | 256.02 | 0 | 0 | 0 | 1272.008 | 10000 | 100% | 0 | 1528.028 | 534.845 | 115.042 | 533.783 | 344.358 | 0 | 248.48 | 7.54 | 0 | 1528.028 | 256.02 | 1272.008 | 0
|  | 1364.477 | 248.48 | 0 | 0 | 0 | 1115.997 | 8727.992 | 87.28% | 0 | 1364.477 | 534.299 | 114.258 | 369.414 | 346.506 | 0 | 248.48 | 0 | 0 | 1364.477 | 248.48 | 1115.997 | 0
|  | 1181.943 | 248.48 | 0 | 0 | 0 | 933.463 | 7611.995 | 76.12% | 0 | 1181.943 | 695 | 76.051 | 253.934 | 142.659 | 14.3 | 248.48 | 0 | 0 | 1181.943 | 248.48 | 933.463 | 0
|  | 1249.621 | 248.48 | 0 | 0 | 0 | 1001.141 | 6678.532 | 66.79% | 0 | 1249.621 | 789.948 | 78.359 | 309.866 | 42.848 | 28.6 | 248.48 | 0 | 0 | 1249.621 | 248.48 | 1001.141 | 0
|  | 1446.443 | 248.48 | 0 | 0 | 0 | 1197.963 | 5677.391 | 56.77% | 0 | 1446.443 | 763.751 | 93.211 | 383.356 | 177.526 | 28.6 | 248.48 | 0 | 0 | 1446.443 | 248.48 | 1197.963 | 0
|  | 1342.025 | 248.48 | 1093.545 | 0 | 2500 | 0 | 4479.428 | 44.79% | 0 | 1342.025 | 728.234 | 55.768 | 320.036 | 209.388 | 28.6 | 248.48 | 0 | 7500 | 1342.025 | 248.48 | 0 | 1093.545
|  | 1117.92 | 248.48 | 0 | 0 | 0 | 869.44 | 6979.428 | 69.79% | 0 | 1117.92 | 641.111 | 51.349 | 308.134 | 88.726 | 28.6 | 248.48 | 0 | 0 | 1117.92 | 248.48 | 869.44 | 0
|  | 870.898 | 248.48 | 622.418 | 0 | 2500 | 0 | 6109.988 | 61.1% | 0 | 870.898 | 494.105 | 28.31 | 319.884 | 0 | 28.6 | 248.48 | 0 | 7500 | 870.898 | 248.48 | 0 | 622.418
|  | 812.537 | 248.48 | 564.057 | 0 | 1390.012 | 0 | 8609.988 | 86.1% | 0 | 812.537 | 290.407 | 21.713 | 473.591 | 0 | 26.827 | 248.48 | 0 | 7500 | 812.537 | 248.48 | 0 | 564.057
|  | 836.695 | 248.48 | 588.215 | 0 | 0 | 0 | 10000 | 100% | 0 | 836.695 | 249.191 | 66.588 | 497.291 | 0 | 23.626 | 248.48 | 0 | 7500 | 836.695 | 248.48 | 0 | 588.215
|  | 890.667 | 248.48 | 642.187 | 0 | 0 | 0 | 10000 | 100% | 0 | 890.667 | 207.635 | 102.705 | 487.037 | 0 | 93.29 | 248.48 | 0 | 7500 | 890.667 | 248.48 | 0 | 642.187
|  | 766.81 | 248.48 | 518.33 | 0 | 0 | 0 | 10000 | 100% | 0 | 766.81 | 174.066 | 83.764 | 478.075 | 0 | 30.905 | 248.48 | 0 | 7500 | 766.81 | 248.48 | 0 | 518.33
|  | 646.37 | 248.48 | 0 | 0 | 0 | 397.89 | 10000 | 100% | 0 | 646.37 | 171.322 | 73.31 | 387.913 | 0 | 13.826 | 248.48 | 0 | 0 | 646.37 | 248.48 | 397.89 | 0
|  | 827.214 | 248.48 | 0 | 0 | 0 | 578.734 | 9602.11 | 96.02% | 0 | 827.214 | 161.33 | 63.86 | 544.062 | 0 | 57.963 | 248.48 | 0 | 0 | 827.214 | 248.48 | 578.734 | 0
|  | 1181.983 | 248.48 | 0 | 0 | 0 | 933.503 | 9023.376 | 90.23% | 0 | 1181.983 | 182.032 | 62.242 | 579.985 | 129.784 | 227.94 | 248.48 | 0 | 0 | 1181.983 | 248.48 | 933.503 | 0
|  | 1547.169 | 248.48 | 0 | 0 | 0 | 1298.689 | 8089.873 | 80.9% | 0 | 1547.169 | 250.633 | 85.212 | 531.457 | 358.495 | 321.372 | 248.48 | 0 | 0 | 1547.169 | 248.48 | 1298.689 | 0
|  | 1833.597 | 248.48 | 0 | 0 | 0 | 1585.117 | 6791.184 | 67.91% | 0 | 1833.597 | 386.639 | 90.322 | 446.644 | 243.124 | 666.867 | 248.48 | 0 | 0 | 1833.597 | 248.48 | 1585.117 | 0
|  | 1495.066 | 248.48 | 0 | 0 | 0 | 1246.586 | 5206.067 | 52.06% | 0 | 1495.066 | 422.822 | 68.528 | 414.737 | 0 | 588.979 | 248.48 | 0 | 0 | 1495.066 | 248.48 | 1246.586 | 0
|  | 1195.678 | 665.027 | 530.651 | 0 | 2500 | 0 | 3959.481 | 39.59% | 0 | 1195.678 | 514.821 | 37.63 | 321.784 | 0 | 321.443 | 248.48 | 416.547 | 7500 | 1195.678 | 665.027 | 0 | 530.651
|  | 1099.89 | 977.476 | 122.414 | 0 | 2500 | 0 | 6459.481 | 64.59% | 0 | 1099.89 | 580.653 | 19.251 | 340.169 | 0 | 159.818 | 248.48 | 728.996 | 7500 | 1099.89 | 977.476 | 0 | 122.414
|  | 1006.779 | 968.29 | 38.489 | 0 | 1040.519 | 0 | 8959.481 | 89.59% | 0 | 1006.779 | 637.073 | 16.193 | 315.828 | 0 | 37.685 | 248.48 | 719.81 | 7500 | 1006.779 | 968.29 | 0 | 38.489
|  | 997.873 | 961.028 | 36.845 | 0 | 0 | 0 | 10000 | 100% | 0 | 997.873 | 618.602 | 19.232 | 360.04 | 0 | 0 | 248.48 | 712.548 | 7500 | 997.873 | 961.028 | 0 | 36.845
|  | 969.364 | 969.364 | 0 | 3.861 | 0 | 0 | 10000 | 100% | 0 | 969.364 | 507.217 | 65.313 | 396.834 | 0 | 0 | 248.48 | 724.745 | 0 | 969.364 | 969.364 | 0 | 0
|  | 1135.644 | 853.381 | 282.263 | 0 | 0 | 0 | 10000 | 100% | 0 | 1135.644 | 445.681 | 114.189 | 469.294 | 106.48 | 0 | 248.48 | 604.901 | 7500 | 1135.644 | 853.381 | 0 | 282.263
|  | 1543.868 | 719.96 | 0 | 0 | 0 | 823.908 | 10000 | 100% | 0 | 1543.868 | 565.947 | 115.988 | 490.698 | 371.235 | 0 | 248.48 | 471.48 | 0 | 1543.868 | 719.96 | 823.908 | 0
|  | 1359.952 | 248.48 | 0 | 0 | 0 | 1111.472 | 9176.092 | 91.76% | 0 | 1359.952 | 562.92 | 87.511 | 359.074 | 350.447 | 0 | 248.48 | 0 | 0 | 1359.952 | 248.48 | 1111.472 | 0
|  | 1090.769 | 248.48 | 0 | 0 | 0 | 842.289 | 8064.62 | 80.65% | 0 | 1090.769 | 617.229 | 74.88 | 251.739 | 133.596 | 13.325 | 248.48 | 0 | 0 | 1090.769 | 248.48 | 842.289 | 0
|  | 1161.123 | 248.48 | 0 | 0 | 0 | 912.643 | 7222.331 | 72.22% | 0 | 1161.123 | 712.542 | 84.898 | 291.895 | 45.137 | 26.65 | 248.48 | 0 | 0 | 1161.123 | 248.48 | 912.643 | 0
|  | 1443.65 | 248.48 | 0 | 0 | 0 | 1195.17 | 6309.688 | 63.1% | 0 | 1443.65 | 745.474 | 75.865 | 409.07 | 186.515 | 26.726 | 248.48 | 0 | 0 | 1443.65 | 248.48 | 1195.17 | 0
|  | 1324.61 | 248.48 | 1076.13 | 0 | 2500 | 0 | 5114.518 | 51.15% | 0 | 1324.61 | 686.243 | 53.916 | 338.584 | 219.116 | 26.751 | 248.48 | 0 | 7500 | 1324.61 | 248.48 | 0 | 1076.13
|  | 964.128 | 248.48 | 0 | 0 | 0 | 715.648 | 7614.518 | 76.15% | 0 | 964.128 | 565.83 | 33.444 | 261.728 | 76.452 | 26.674 | 248.48 | 0 | 0 | 964.128 | 248.48 | 715.648 | 0
|  | 798.134 | 248.48 | 549.654 | 0 | 2500 | 0 | 6898.87 | 68.99% | 0 | 798.134 | 438.068 | 21.432 | 311.985 | 0 | 26.65 | 248.48 | 0 | 7500 | 798.134 | 248.48 | 0 | 549.654
|  | 966.5 | 248.48 | 718.02 | 0 | 601.13 | 0 | 9398.87 | 93.99% | 0 | 966.5 | 332.444 | 25.637 | 583.545 | 0 | 24.874 | 248.48 | 0 | 7500 | 966.5 | 248.48 | 0 | 718.02
|  | 870.515 | 248.48 | 622.035 | 0 | 0 | 0 | 10000 | 100% | 0 | 870.515 | 225.17 | 106.165 | 516.381 | 0 | 22.8 | 248.48 | 0 | 7500 | 870.515 | 248.48 | 0 | 622.035
|  | 734.375 | 248.48 | 485.895 | 0 | 0 | 0 | 10000 | 100% | 0 | 734.375 | 159.074 | 102.094 | 415.091 | 0 | 58.116 | 248.48 | 0 | 7500 | 734.375 | 248.48 | 0 | 485.895
|  | 732.269 | 248.48 | 483.789 | 0 | 0 | 0 | 10000 | 100% | 0 | 732.269 | 160.966 | 77.803 | 402.925 | 0 | 90.575 | 248.48 | 0 | 7500 | 732.269 | 248.48 | 0 | 483.789
|  | 774.634 | 248.48 | 0 | 0 | 0 | 526.154 | 10000 | 100% | 0 | 774.634 | 157.419 | 68.652 | 457.744 | 0 | 90.82 | 248.48 | 0 | 0 | 774.634 | 248.48 | 526.154 | 0
|  | 679.216 | 248.48 | 0 | 0 | 0 | 430.736 | 9473.846 | 94.74% | 0 | 679.216 | 166.261 | 61.061 | 443.58 | 0 | 8.314 | 248.48 | 0 | 0 | 679.216 | 248.48 | 430.736 | 0
|  | 1019.095 | 248.48 | 0 | 0 | 0 | 770.615 | 9043.11 | 90.43% | 0 | 1019.095 | 193.798 | 76.777 | 511.283 | 125.127 | 112.111 | 248.48 | 0 | 0 | 1019.095 | 248.48 | 770.615 | 0
|  | 2351.13 | 248.48 | 0 | 0 | 0 | 2102.65 | 8272.495 | 82.72% | 0 | 2351.13 | 379.329 | 87.537 | 537.252 | 388.044 | 958.968 | 248.48 | 0 | 0 | 2351.13 | 248.48 | 2102.65 | 0
|  | 2001.213 | 248.48 | 0 | 0 | 0 | 1752.733 | 6169.845 | 61.7% | 0 | 2001.213 | 520.36 | 63.108 | 570.575 | 385.105 | 462.065 | 248.48 | 0 | 0 | 2001.213 | 248.48 | 1752.733 | 0
|  | 1517.64 | 248.48 | 0 | 0 | 0 | 1269.16 | 4417.112 | 44.17% | 0 | 1517.64 | 425.358 | 61.261 | 549.332 | 131.94 | 349.75 | 248.48 | 0 | 0 | 1517.64 | 248.48 | 1269.16 | 0
|  | 1199.788 | 1137.588 | 62.2 | 0 | 2500 | 0 | 3147.952 | 31.48% | 0 | 1199.788 | 411.135 | 28.81 | 473.937 | 70.488 | 215.419 | 248.48 | 889.108 | 7500 | 1199.788 | 1137.588 | 0 | 62.2
|  | 1216.067 | 1216.067 | 0 | 53.658 | 53.658 | 0 | 5647.952 | 56.48% | 0 | 1216.067 | 389.024 | 19.731 | 482.676 | 249.697 | 74.939 | 248.48 | 1021.245 | 0 | 1216.067 | 1216.067 | 0 | 0
|  | 1199.237 | 1012.08 | 187.157 | 0 | 2500 | 0 | 5701.61 | 57.02% | 0 | 1199.237 | 376.948 | 17.717 | 432.597 | 295.285 | 76.69 | 248.48 | 763.6 | 7500 | 1199.237 | 1012.08 | 0 | 187.157
|  | 946.334 | 946.334 | 0 | 51.784 | 51.784 | 0 | 8201.61 | 82.02% | 0 | 946.334 | 380.777 | 33.828 | 425.459 | 104.468 | 1.802 | 248.48 | 749.638 | 0 | 946.334 | 946.334 | 0 | 0
|  | 953.575 | 897.605 | 55.97 | 0 | 1746.606 | 0 | 8253.394 | 82.53% | 0 | 953.575 | 319.256 | 102.404 | 463.088 | 68.647 | 0.18 | 248.48 | 649.125 | 7500 | 953.575 | 897.605 | 0 | 55.97
|  | 1363.306 | 534.86 | 828.446 | 0 | 0 | 0 | 10000 | 100% | 0 | 1363.306 | 376.652 | 116.432 | 631.687 | 238.535 | 0 | 248.48 | 286.38 | 7500 | 1363.306 | 534.86 | 0 | 828.446
|  | 1413.143 | 282.429 | 0 | 0 | 0 | 1130.714 | 10000 | 100% | 0 | 1413.143 | 433.28 | 117.183 | 600.355 | 262.325 | 0 | 248.48 | 33.949 | 0 | 1413.143 | 282.429 | 1130.714 | 0
|  | 1296.249 | 248.48 | 0 | 0 | 0 | 1047.769 | 8869.286 | 88.69% | 0 | 1296.249 | 598.342 | 76.126 | 528.002 | 93.779 | 0 | 248.48 | 0 | 0 | 1296.249 | 248.48 | 1047.769 | 0
|  | 1099.411 | 248.48 | 0 | 0 | 0 | 850.931 | 7821.517 | 78.22% | 0 | 1099.411 | 663.985 | 73.032 | 283.958 | 66.087 | 12.35 | 248.48 | 0 | 0 | 1099.411 | 248.48 | 850.931 | 0
|  | 1368.904 | 248.48 | 0 | 0 | 0 | 1120.424 | 6970.586 | 69.71% | 0 | 1368.904 | 720.291 | 87.674 | 338.309 | 197.931 | 24.7 | 248.48 | 0 | 0 | 1368.904 | 248.48 | 1120.424 | 0
|  | 1257.948 | 248.48 | 0 | 0 | 0 | 1009.468 | 5850.162 | 58.5% | 0 | 1257.948 | 661.811 | 64.581 | 351.673 | 155.159 | 24.725 | 248.48 | 0 | 0 | 1257.948 | 248.48 | 1009.468 | 0
|  | 1124.314 | 248.48 | 875.834 | 0 | 2500 | 0 | 4840.694 | 48.41% | 0 | 1124.314 | 690.345 | 54.292 | 314.914 | 40.038 | 24.725 | 248.48 | 0 | 7500 | 1124.314 | 248.48 | 0 | 875.834
|  | 969.428 | 248.48 | 0 | 0 | 0 | 720.948 | 7340.694 | 73.41% | 0 | 969.428 | 638.553 | 29.925 | 270.9 | 5.35 | 24.7 | 248.48 | 0 | 0 | 969.428 | 248.48 | 720.948 | 0
|  | 834.729 | 248.48 | 586.249 | 0 | 2500 | 0 | 6619.746 | 66.2% | 0 | 834.729 | 449.306 | 18.193 | 342.53 | 0 | 24.7 | 248.48 | 0 | 7500 | 834.729 | 248.48 | 0 | 586.249
|  | 876.096 | 248.48 | 627.616 | 0 | 880.254 | 0 | 9119.746 | 91.2% | 0 | 876.096 | 293.618 | 58.83 | 491.473 | 0 | 32.175 | 248.48 | 0 | 7500 | 876.096 | 248.48 | 0 | 627.616
|  | 803.862 | 248.48 | 555.382 | 0 | 0 | 0 | 10000 | 100% | 0 | 803.862 | 201.619 | 105.888 | 408.361 | 0 | 87.994 | 248.48 | 0 | 7500 | 803.862 | 248.48 | 0 | 555.382
|  | 737.234 | 248.48 | 488.754 | 0 | 0 | 0 | 10000 | 100% | 0 | 737.234 | 150.507 | 87.424 | 439.261 | 0 | 60.042 | 248.48 | 0 | 7500 | 737.234 | 248.48 | 0 | 488.754
|  | 707.195 | 248.48 | 458.715 | 0 | 0 | 0 | 10000 | 100% | 0 | 707.195 | 153.917 | 80.588 | 430.361 | 0 | 42.33 | 248.48 | 0 | 7500 | 707.195 | 248.48 | 0 | 458.715
|  | 651.898 | 248.48 | 0 | 0 | 0 | 403.418 | 10000 | 100% | 0 | 651.898 | 152.954 | 66.295 | 360.686 | 0 | 71.963 | 248.48 | 0 | 0 | 651.898 | 248.48 | 403.418 | 0
|  | 928.798 | 248.48 | 0 | 0 | 0 | 680.318 | 9596.582 | 95.97% | 0 | 928.798 | 162.041 | 59.716 | 583.966 | 0 | 123.075 | 248.48 | 0 | 0 | 928.798 | 248.48 | 680.318 | 0
|  | 1083.504 | 248.48 | 0 | 0 | 0 | 835.024 | 8916.264 | 89.16% | 0 | 1083.504 | 184.948 | 88.695 | 459.646 | 122.011 | 228.204 | 248.48 | 0 | 0 | 1083.504 | 248.48 | 835.024 | 0
|  | 1841.773 | 248.48 | 0 | 0 | 0 | 1593.293 | 8081.24 | 80.81% | 0 | 1841.773 | 410.675 | 76.708 | 581.561 | 377.804 | 395.025 | 248.48 | 0 | 0 | 1841.773 | 248.48 | 1593.293 | 0
|  | 1673.631 | 248.48 | 0 | 0 | 0 | 1425.151 | 6487.947 | 64.88% | 0 | 1673.631 | 471.508 | 65.075 | 640.48 | 353.888 | 142.681 | 248.48 | 0 | 0 | 1673.631 | 248.48 | 1425.151 | 0
|  | 1349.903 | 248.48 | 0 | 0 | 0 | 1101.423 | 5062.796 | 50.63% | 0 | 1349.903 | 425.805 | 34.482 | 560.111 | 146.601 | 182.904 | 248.48 | 0 | 0 | 1349.903 | 248.48 | 1101.423 | 0
|  | 1202.674 | 269.374 | 933.3 | 0 | 2500 | 0 | 3961.373 | 39.61% | 0 | 1202.674 | 394.065 | 21.669 | 489.754 | 60.683 | 236.503 | 248.48 | 20.894 | 7500 | 1202.674 | 269.374 | 0 | 933.3
|  | 1431.296 | 340.614 | 1090.682 | 0 | 2500 | 0 | 6461.373 | 64.61% | 0 | 1431.296 | 400.103 | 16.431 | 561.889 | 269.057 | 183.817 | 248.48 | 92.134 | 7500 | 1431.296 | 340.614 | 0 | 1090.682
|  | 1280.61 | 515.541 | 765.069 | 0 | 1038.627 | 0 | 8961.373 | 89.61% | 0 | 1280.61 | 391.236 | 18.661 | 437.062 | 312.381 | 121.27 | 248.48 | 267.061 | 7500 | 1280.61 | 515.541 | 0 | 765.069
|  | 1171.509 | 567.235 | 604.274 | 0 | 0 | 0 | 10000 | 100% | 0 | 1171.509 | 407.456 | 58.691 | 449.976 | 119.966 | 135.42 | 248.48 | 318.755 | 7500 | 1171.509 | 567.235 | 0 | 604.274
|  | 973.809 | 384.605 | 589.204 | 0 | 0 | 0 | 10000 | 100% | 0 | 973.809 | 357.793 | 109.588 | 448.673 | 57.613 | 0.142 | 248.48 | 136.125 | 7500 | 973.809 | 384.605 | 0 | 589.204
|  | 1337.209 | 389.076 | 948.133 | 0 | 0 | 0 | 10000 | 100% | 0 | 1337.209 | 370.996 | 114.046 | 617.063 | 235.104 | 0 | 248.48 | 140.596 | 7500 | 1337.209 | 389.076 | 0 | 948.133
|  | 1314.344 | 751.523 | 0 | 0 | 0 | 562.821 | 10000 | 100% | 0 | 1314.344 | 456.988 | 91.821 | 500.844 | 264.691 | 0 | 248.48 | 503.043 | 0 | 1314.344 | 751.523 | 562.821 | 0
|  | 1170.494 | 248.48 | 0 | 0 | 0 | 922.014 | 9437.179 | 94.37% | 0 | 1170.494 | 590.357 | 76.577 | 405.129 | 98.431 | 0 | 248.48 | 0 | 0 | 1170.494 | 248.48 | 922.014 | 0
|  | 1144.789 | 248.48 | 0 | 0 | 0 | 896.309 | 8515.165 | 85.15% | 0 | 1144.789 | 680.871 | 99.64 | 292.012 | 56.179 | 16.087 | 248.48 | 0 | 0 | 1144.789 | 248.48 | 896.309 | 0
|  | 1360.901 | 248.48 | 0 | 0 | 0 | 1112.421 | 7618.856 | 76.19% | 0 | 1360.901 | 763.731 | 74.915 | 307.233 | 182.847 | 32.175 | 248.48 | 0 | 0 | 1360.901 | 248.48 | 1112.421 | 0
|  | 1364.457 | 248.48 | 0 | 0 | 0 | 1115.977 | 6506.435 | 65.06% | 0 | 1364.457 | 702.193 | 49.06 | 408.57 | 172.46 | 32.175 | 248.48 | 0 | 0 | 1364.457 | 248.48 | 1115.977 | 0
|  | 1261.98 | 248.48 | 1013.5 | 0 | 2500 | 0 | 5390.458 | 53.9% | 0 | 1261.98 | 744.776 | 32.162 | 396.153 | 56.715 | 32.175 | 248.48 | 0 | 7500 | 1261.98 | 248.48 | 0 | 1013.5
|  | 943.703 | 248.48 | 0 | 0 | 0 | 695.223 | 7890.458 | 78.9% | 0 | 943.703 | 587.243 | 19.53 | 297.551 | 7.204 | 32.175 | 248.48 | 0 | 0 | 943.703 | 248.48 | 695.223 | 0
|  | 868.356 | 248.48 | 619.876 | 0 | 2500 | 0 | 7195.235 | 71.95% | 0 | 868.356 | 479.092 | 14.473 | 342.617 | 0 | 32.175 | 248.48 | 0 | 7500 | 868.356 | 248.48 | 0 | 619.876
|  | 1004.233 | 248.48 | 755.753 | 0 | 304.765 | 0 | 9695.235 | 96.95% | 0 | 1004.233 | 327.518 | 95.578 | 555.717 | 0 | 25.421 | 248.48 | 0 | 7500 | 1004.233 | 248.48 | 0 | 755.753
|  | 749.568 | 248.48 | 501.088 | 0 | 0 | 0 | 10000 | 100% | 0 | 749.568 | 198.775 | 97.184 | 396.101 | 0 | 57.509 | 248.48 | 0 | 7500 | 749.568 | 248.48 | 0 | 501.088
|  | 649.444 | 248.48 | 400.964 | 0 | 0 | 0 | 10000 | 100% | 0 | 649.444 | 149.498 | 86.798 | 307.765 | 0 | 105.383 | 248.48 | 0 | 7500 | 649.444 | 248.48 | 0 | 400.964
|  | 675.973 | 248.48 | 427.493 | 0 | 0 | 0 | 10000 | 100% | 0 | 675.973 | 143.959 | 75.967 | 362.268 | 0 | 93.779 | 248.48 | 0 | 7500 | 675.973 | 248.48 | 0 | 427.493
|  | 676.708 | 248.48 | 0 | 0 | 0 | 428.228 | 10000 | 100% | 0 | 676.708 | 148.97 | 52.938 | 392.574 | 0 | 82.226 | 248.48 | 0 | 0 | 676.708 | 248.48 | 428.228 | 0
|  | 663.094 | 248.48 | 0 | 0 | 0 | 414.614 | 9571.772 | 95.72% | 0 | 663.094 | 142.526 | 74.444 | 376.586 | 0 | 69.538 | 248.48 | 0 | 0 | 663.094 | 248.48 | 414.614 | 0
|  | 994.858 | 248.48 | 0 | 0 | 0 | 746.378 | 9157.158 | 91.57% | 0 | 994.858 | 192.029 | 84.885 | 491.942 | 117.259 | 108.743 | 248.48 | 0 | 0 | 994.858 | 248.48 | 746.378 | 0
|  | 1510.738 | 248.48 | 0 | 0 | 0 | 1262.258 | 8410.78 | 84.11% | 0 | 1510.738 | 363.888 | 68.462 | 464.612 | 337.968 | 275.808 | 248.48 | 0 | 0 | 1510.738 | 248.48 | 1262.258 | 0
|  | 1817.885 | 248.48 | 0 | 0 | 0 | 1569.405 | 7148.522 | 71.49% | 0 | 1817.885 | 526.51 | 56.619 | 572.931 | 239.283 | 422.542 | 248.48 | 0 | 0 | 1817.885 | 248.48 | 1569.405 | 0
|  | 1968.192 | 248.48 | 0 | 0 | 0 | 1719.712 | 5579.117 | 55.79% | 0 | 1968.192 | 435.861 | 30.41 | 602.61 | 0 | 899.311 | 248.48 | 0 | 0 | 1968.192 | 248.48 | 1719.712 | 0
|  | 1398.264 | 813.992 | 584.272 | 0 | 2500 | 0 | 3859.405 | 38.59% | 0 | 1398.264 | 430.61 | 20.152 | 517.657 | 0 | 429.846 | 248.48 | 565.512 | 7500 | 1398.264 | 813.992 | 0 | 584.272
|  | 1067.758 | 958.744 | 109.014 | 0 | 2500 | 0 | 6359.405 | 63.59% | 0 | 1067.758 | 407.429 | 16.052 | 492.76 | 0 | 151.517 | 248.48 | 710.264 | 7500 | 1067.758 | 958.744 | 0 | 109.014
|  | 873.096 | 873.096 | 0 | 4.752 | 4.752 | 0 | 8859.405 | 88.59% | 0 | 873.096 | 361.443 | 37.802 | 400.845 | 0 | 73.006 | 248.48 | 629.368 | 0 | 873.096 | 873.096 | 0 | 0
|  | 994.831 | 867.683 | 127.148 | 0 | 1135.843 | 0 | 8864.157 | 88.64% | 0 | 994.831 | 411.142 | 110.55 | 414.257 | 0 | 58.882 | 248.48 | 619.203 | 7500 | 994.831 | 867.683 | 0 | 127.148
|  | 955.979 | 846.138 | 109.841 | 0 | 0 | 0 | 10000 | 100% | 0 | 955.979 | 350.885 | 114.076 | 491.018 | 0 | 0 | 248.48 | 597.658 | 7500 | 955.979 | 846.138 | 0 | 109.841
|  | 1223.896 | 727.875 | 496.021 | 0 | 0 | 0 | 10000 | 100% | 0 | 1223.896 | 383.78 | 105.176 | 595.519 | 139.421 | 0 | 248.48 | 479.395 | 7500 | 1223.896 | 727.875 | 0 | 496.021
|  | 1382.67 | 579.089 | 0 | 0 | 0 | 803.581 | 10000 | 100% | 0 | 1382.67 | 436.593 | 78.727 | 488.338 | 379.011 | 0 | 248.48 | 330.609 | 0 | 1382.67 | 579.089 | 803.581 | 0
|  | 1493.215 | 248.48 | 0 | 0 | 0 | 1244.735 | 9196.419 | 91.96% | 0 | 1493.215 | 626.222 | 75.423 | 410.459 | 381.111 | 0 | 248.48 | 0 | 0 | 1493.215 | 248.48 | 1244.735 | 0
|  | 1294.09 | 248.48 | 0 | 0 | 0 | 1045.61 | 7951.684 | 79.52% | 0 | 1294.09 | 682.723 | 94.614 | 349.246 | 155.32 | 12.188 | 248.48 | 0 | 0 | 1294.09 | 248.48 | 1045.61 | 0
|  | 1211.013 | 248.48 | 0 | 0 | 0 | 962.533 | 6906.074 | 69.06% | 0 | 1211.013 | 693.45 | 61.521 | 378.674 | 52.992 | 24.375 | 248.48 | 0 | 0 | 1211.013 | 248.48 | 962.533 | 0
|  | 1264.776 | 248.48 | 0 | 0 | 0 | 1016.296 | 5943.541 | 59.44% | 0 | 1264.776 | 615.063 | 51.94 | 391.604 | 181.722 | 24.447 | 248.48 | 0 | 0 | 1264.776 | 248.48 | 1016.296 | 0
|  | 1277.728 | 248.48 | 1029.248 | 0 | 2500 | 0 | 4927.245 | 49.27% | 0 | 1277.728 | 686.357 | 28.925 | 328.824 | 209.128 | 24.494 | 248.48 | 0 | 7500 | 1277.728 | 248.48 | 0 | 1029.248
|  | 1011.544 | 248.48 | 0 | 0 | 0 | 763.064 | 7427.245 | 74.27% | 0 | 1011.544 | 645.703 | 18.328 | 247.315 | 75.61 | 24.589 | 248.48 | 0 | 0 | 1011.544 | 248.48 | 763.064 | 0
|  | 830.584 | 248.48 | 582.104 | 0 | 2500 | 0 | 6664.181 | 66.64% | 0 | 830.584 | 506.487 | 16.459 | 283.026 | 0 | 24.613 | 248.48 | 0 | 7500 | 830.584 | 248.48 | 0 | 582.104
|  | 964.997 | 248.48 | 716.517 | 0 | 835.819 | 0 | 9164.181 | 91.64% | 0 | 964.997 | 326.386 | 106.438 | 503.085 | 0 | 29.088 | 248.48 | 0 | 7500 | 964.997 | 248.48 | 0 | 716.517
|  | 681.498 | 248.48 | 433.018 | 0 | 0 | 0 | 10000 | 100% | 0 | 681.498 | 197.47 | 89.092 | 365.327 | 0 | 29.609 | 248.48 | 0 | 7500 | 681.498 | 248.48 | 0 | 433.018
|  | 637.195 | 248.48 | 388.715 | 0 | 0 | 0 | 10000 | 100% | 0 | 637.195 | 163.983 | 85.17 | 326.311 | 0 | 61.732 | 248.48 | 0 | 7500 | 637.195 | 248.48 | 0 | 388.715
|  | 566.627 | 248.48 | 318.147 | 0 | 0 | 0 | 10000 | 100% | 0 | 566.627 | 151.405 | 60.826 | 329.392 | 0 | 25.004 | 248.48 | 0 | 7500 | 566.627 | 248.48 | 0 | 318.147
|  | 603.053 | 248.48 | 0 | 0 | 0 | 354.573 | 10000 | 100% | 0 | 603.053 | 146.707 | 59.562 | 304.264 | 0 | 92.52 | 248.48 | 0 | 0 | 603.053 | 248.48 | 354.573 | 0
|  | 794.811 | 248.48 | 0 | 0 | 0 | 546.331 | 9645.427 | 96.45% | 0 | 794.811 | 159.55 | 89.36 | 382.526 | 0 | 163.375 | 248.48 | 0 | 0 | 794.811 | 248.48 | 546.331 | 0
|  | 1091.903 | 248.48 | 0 | 0 | 0 | 843.423 | 9099.096 | 90.99% | 0 | 1091.903 | 200.397 | 83.814 | 424.52 | 129.081 | 254.092 | 248.48 | 0 | 0 | 1091.903 | 248.48 | 843.423 | 0
|  | 1522.001 | 248.48 | 0 | 0 | 0 | 1273.521 | 8255.673 | 82.56% | 0 | 1522.001 | 352.12 | 63.497 | 482.54 | 371.76 | 252.085 | 248.48 | 0 | 0 | 1522.001 | 248.48 | 1273.521 | 0
|  | 2130.197 | 248.48 | 0 | 0 | 0 | 1881.717 | 6982.152 | 69.82% | 0 | 2130.197 | 493.22 | 36.961 | 651.253 | 263.577 | 685.186 | 248.48 | 0 | 0 | 2130.197 | 248.48 | 1881.717 | 0
|  | 1491.119 | 248.48 | 0 | 0 | 0 | 1242.639 | 5100.435 | 51% | 0 | 1491.119 | 417.005 | 20.017 | 554.742 | 0 | 499.356 | 248.48 | 0 | 0 | 1491.119 | 248.48 | 1242.639 | 0
|  | 1277.154 | 799.934 | 477.22 | 0 | 2500 | 0 | 3857.796 | 38.58% | 0 | 1277.154 | 388.296 | 16.457 | 445.034 | 0 | 427.367 | 248.48 | 551.454 | 7500 | 1277.154 | 799.934 | 0 | 477.22
|  | 1129.636 | 1086.399 | 43.237 | 0 | 2500 | 0 | 6357.796 | 63.58% | 0 | 1129.636 | 375.325 | 19.217 | 521.061 | 0 | 214.033 | 248.48 | 837.919 | 7500 | 1129.636 | 1086.399 | 0 | 43.237
|  | 915.237 | 915.237 | 0 | 285.463 | 285.463 | 0 | 8857.796 | 88.58% | 0 | 915.237 | 362.59 | 57.973 | 403.747 | 0 | 90.927 | 248.48 | 952.22 | 0 | 915.237 | 915.237 | 0 | 0
|  | 973.047 | 973.047 | 0 | 180.137 | 180.137 | 0 | 9143.259 | 91.43% | 0 | 973.047 | 398.511 | 123.584 | 383.064 | 0 | 67.888 | 248.48 | 904.704 | 0 | 973.047 | 973.047 | 0 | 0
|  | 846.552 | 846.552 | 0 | 225.432 | 225.432 | 0 | 9323.396 | 93.23% | 0 | 846.552 | 312.964 | 114.501 | 419.087 | 0 | 0 | 248.48 | 823.504 | 0 | 846.552 | 846.552 | 0 | 0
|  | 1128.413 | 894.662 | 233.751 | 0 | 451.172 | 0 | 9548.828 | 95.49% | 0 | 1128.413 | 388.975 | 85.19 | 525.195 | 129.053 | 0 | 248.48 | 646.182 | 7500 | 1128.413 | 894.662 | 0 | 233.751
|  | 1342.54 | 647.219 | 0 | 0 | 0 | 695.321 | 10000 | 100% | 0 | 1342.54 | 426.776 | 77.537 | 444.917 | 393.31 | 0 | 248.48 | 398.739 | 0 | 1342.54 | 647.219 | 695.321 | 0
|  | 1503.339 | 248.48 | 0 | 0 | 0 | 1254.859 | 9304.679 | 93.05% | 0 | 1503.339 | 568.187 | 91.478 | 412.246 | 431.428 | 0 | 248.48 | 0 | 0 | 1503.339 | 248.48 | 1254.859 | 0
|  | 1291.77 | 248.48 | 0 | 0 | 0 | 1043.29 | 8049.82 | 80.5% | 0 | 1291.77 | 692.3 | 81.645 | 336.563 | 166.801 | 14.462 | 248.48 | 0 | 0 | 1291.77 | 248.48 | 1043.29 | 0
|  | 1188.77 | 248.48 | 0 | 0 | 0 | 940.29 | 7006.53 | 70.07% | 0 | 1188.77 | 704.176 | 57.668 | 353.437 | 44.564 | 28.925 | 248.48 | 0 | 0 | 1188.77 | 248.48 | 940.29 | 0
|  | 1335.51 | 248.48 | 0 | 0 | 0 | 1087.03 | 6066.24 | 60.66% | 0 | 1335.51 | 704.063 | 33.772 | 386.11 | 182.618 | 28.948 | 248.48 | 0 | 0 | 1335.51 | 248.48 | 1087.03 | 0
|  | 1424.592 | 248.48 | 1176.112 | 0 | 2500 | 0 | 4979.21 | 49.79% | 0 | 1424.592 | 709.109 | 21.883 | 408.755 | 255.85 | 28.995 | 248.48 | 0 | 7500 | 1424.592 | 248.48 | 0 | 1176.112
|  | 996.188 | 248.48 | 0 | 0 | 0 | 747.708 | 7479.21 | 74.79% | 0 | 996.188 | 604.776 | 17.065 | 255.394 | 89.82 | 29.134 | 248.48 | 0 | 0 | 996.188 | 248.48 | 747.708 | 0
|  | 777.389 | 248.48 | 528.909 | 0 | 2500 | 0 | 6731.502 | 67.32% | 0 | 777.389 | 456.025 | 19.647 | 272.559 | 0 | 29.158 | 248.48 | 0 | 7500 | 777.389 | 248.48 | 0 | 528.909
|  | 826.368 | 248.48 | 577.888 | 0 | 768.498 | 0 | 9231.502 | 92.32% | 0 | 826.368 | 317.303 | 91.151 | 385.254 | 0 | 32.66 | 248.48 | 0 | 7500 | 826.368 | 248.48 | 0 | 577.888
|  | 603.158 | 248.48 | 354.678 | 0 | 0 | 0 | 10000 | 100% | 0 | 603.158 | 178.299 | 79.44 | 316.076 | 0 | 29.343 | 248.48 | 0 | 7500 | 603.158 | 248.48 | 0 | 354.678
|  | 606.997 | 248.48 | 358.517 | 0 | 0 | 0 | 10000 | 100% | 0 | 606.997 | 159.909 | 78.576 | 343.512 | 0 | 25 | 248.48 | 0 | 7500 | 606.997 | 248.48 | 0 | 358.517
|  | 702.941 | 248.48 | 454.461 | 0 | 0 | 0 | 10000 | 100% | 0 | 702.941 | 184.795 | 60.155 | 316.954 | 0 | 141.038 | 248.48 | 0 | 7500 | 702.941 | 248.48 | 0 | 454.461
|  | 742.869 | 248.48 | 0 | 0 | 0 | 494.389 | 10000 | 100% | 0 | 742.869 | 143.414 | 64.607 | 335.496 | 0 | 199.352 | 248.48 | 0 | 0 | 742.869 | 248.48 | 494.389 | 0
|  | 757.802 | 248.48 | 0 | 0 | 0 | 509.322 | 9505.611 | 95.06% | 0 | 757.802 | 167.261 | 91.594 | 417.466 | 0 | 81.481 | 248.48 | 0 | 0 | 757.802 | 248.48 | 509.322 | 0
|  | 990.698 | 248.48 | 0 | 0 | 0 | 742.218 | 8996.289 | 89.96% | 0 | 990.698 | 220.182 | 72.432 | 436.229 | 130.188 | 131.668 | 248.48 | 0 | 0 | 990.698 | 248.48 | 742.218 | 0
|  | 1689.094 | 248.48 | 0 | 0 | 0 | 1440.614 | 8254.071 | 82.54% | 0 | 1689.094 | 393.179 | 55.129 | 512.098 | 417.555 | 311.134 | 248.48 | 0 | 0 | 1689.094 | 248.48 | 1440.614 | 0
|  | 1782.364 | 248.48 | 0 | 0 | 0 | 1533.884 | 6813.457 | 68.13% | 0 | 1782.364 | 451.55 | 28.94 | 498.151 | 235.325 | 568.398 | 248.48 | 0 | 0 | 1782.364 | 248.48 | 1533.884 | 0
|  | 1224.286 | 248.48 | 0 | 0 | 0 | 975.806 | 5279.573 | 52.8% | 0 | 1224.286 | 443.097 | 18.938 | 482.046 | 0 | 280.205 | 248.48 | 0 | 0 | 1224.286 | 248.48 | 975.806 | 0
|  | 1171.24 | 326.202 | 845.038 | 0 | 2500 | 0 | 4303.767 | 43.04% | 0 | 1171.24 | 347.174 | 17.848 | 473.173 | 0 | 333.045 | 248.48 | 77.722 | 7500 | 1171.24 | 326.202 | 0 | 845.038
|  | 987.728 | 375.55 | 612.178 | 0 | 2500 | 0 | 6803.767 | 68.04% | 0 | 987.728 | 372.193 | 33.133 | 394.234 | 0 | 188.168 | 248.48 | 127.07 | 7500 | 987.728 | 375.55 | 0 | 612.178
|  | 902.097 | 441.915 | 460.182 | 0 | 696.233 | 0 | 9303.767 | 93.04% | 0 | 902.097 | 404.37 | 105.39 | 387.089 | 0 | 5.249 | 248.48 | 193.435 | 7500 | 902.097 | 441.915 | 0 | 460.182
|  | 1011.735 | 408.896 | 602.839 | 0 | 0 | 0 | 10000 | 100% | 0 | 1011.735 | 430.523 | 111.421 | 469.791 | 0 | 0 | 248.48 | 160.416 | 7500 | 1011.735 | 408.896 | 0 | 602.839
|  | 862.273 | 309.99 | 552.283 | 0 | 0 | 0 | 10000 | 100% | 0 | 862.273 | 354.324 | 115.921 | 392.028 | 0 | 0 | 248.48 | 61.51 | 7500 | 862.273 | 309.99 | 0 | 552.283
|  | 1167.063 | 287.459 | 879.604 | 0 | 0 | 0 | 10000 | 100% | 0 | 1167.063 | 372.603 | 73.7 | 578.894 | 141.866 | 0 | 248.48 | 38.979 | 7500 | 1167.063 | 287.459 | 0 | 879.604
|  | 1362.401 | 249.293 | 0 | 0 | 0 | 1113.108 | 10000 | 100% | 0 | 1362.401 | 430.056 | 73.914 | 460.375 | 398.056 | 0 | 248.48 | 0.813 | 0 | 1362.401 | 249.293 | 1113.108 | 0
|  | 1618.063 | 248.48 | 0 | 0 | 0 | 1369.583 | 8886.892 | 88.87% | 0 | 1618.063 | 633.955 | 93.19 | 437.315 | 453.603 | 0 | 248.48 | 0 | 0 | 1618.063 | 248.48 | 1369.583 | 0
|  | 1214.116 | 248.48 | 0 | 0 | 0 | 965.636 | 7517.309 | 75.17% | 0 | 1214.116 | 705.895 | 64.916 | 264.332 | 162.724 | 16.25 | 248.48 | 0 | 0 | 1214.116 | 248.48 | 965.636 | 0
|  | 1225.768 | 248.48 | 0 | 0 | 0 | 977.288 | 6551.673 | 65.52% | 0 | 1225.768 | 746.035 | 51.119 | 343.336 | 52.778 | 32.5 | 248.48 | 0 | 0 | 1225.768 | 248.48 | 977.288 | 0
|  | 1485.534 | 248.48 | 0 | 0 | 0 | 1237.054 | 5574.385 | 55.74% | 0 | 1485.534 | 757.951 | 28.887 | 446.778 | 219.418 | 32.5 | 248.48 | 0 | 0 | 1485.534 | 248.48 | 1237.054 | 0
|  | 1216.153 | 248.48 | 967.673 | 0 | 2500 | 0 | 4337.331 | 43.37% | 0 | 1216.153 | 610.836 | 21.551 | 315.272 | 235.97 | 32.523 | 248.48 | 0 | 7500 | 1216.153 | 248.48 | 0 | 967.673
|  | 1074.968 | 248.48 | 0 | 0 | 0 | 826.488 | 6837.331 | 68.37% | 0 | 1074.968 | 666.589 | 18.243 | 260.245 | 97.209 | 32.683 | 248.48 | 0 | 0 | 1074.968 | 248.48 | 826.488 | 0
|  | 900.281 | 248.48 | 651.801 | 0 | 2500 | 0 | 6010.843 | 60.11% | 0 | 900.281 | 470.876 | 36.012 | 360.666 | 0 | 32.728 | 248.48 | 0 | 7500 | 900.281 | 248.48 | 0 | 651.801
|  | 941.888 | 248.48 | 693.408 | 0 | 1489.157 | 0 | 8510.843 | 85.11% | 0 | 941.888 | 324.717 | 90.031 | 498.498 | 0 | 28.642 | 248.48 | 0 | 7500 | 941.888 | 248.48 | 0 | 693.408
|  | 778.961 | 248.48 | 530.481 | 0 | 0 | 0 | 10000 | 100% | 0 | 778.961 | 288.865 | 70.568 | 394.227 | 0 | 25.3 | 248.48 | 0 | 7500 | 778.961 | 248.48 | 0 | 530.481
|  | 674.104 | 248.48 | 425.624 | 0 | 0 | 0 | 10000 | 100% | 0 | 674.104 | 200.089 | 63.893 | 386.465 | 0 | 23.657 | 248.48 | 0 | 7500 | 674.104 | 248.48 | 0 | 425.624
|  | 693.156 | 248.48 | 444.676 | 0 | 0 | 0 | 10000 | 100% | 0 | 693.156 | 177.113 | 58.164 | 364.125 | 0 | 93.754 | 248.48 | 0 | 7500 | 693.156 | 248.48 | 0 | 444.676
|  | 760.29 | 248.48 | 0 | 0 | 0 | 511.81 | 10000 | 100% | 0 | 760.29 | 155.083 | 88.618 | 362.337 | 0 | 154.252 | 248.48 | 0 | 0 | 760.29 | 248.48 | 511.81 | 0
|  | 869.441 | 248.48 | 0 | 0 | 0 | 620.961 | 9488.19 | 94.88% | 0 | 869.441 | 149.164 | 84.627 | 395.828 | 0 | 239.821 | 248.48 | 0 | 0 | 869.441 | 248.48 | 620.961 | 0
|  | 1065.246 | 248.48 | 0 | 0 | 0 | 816.766 | 8867.229 | 88.67% | 0 | 1065.246 | 159.618 | 66.93 | 461.22 | 139.052 | 238.427 | 248.48 | 0 | 0 | 1065.246 | 248.48 | 816.766 | 0
|  | 1358.968 | 248.48 | 0 | 0 | 0 | 1110.488 | 8050.463 | 80.5% | 0 | 1358.968 | 214.528 | 33.172 | 449.439 | 377.973 | 283.856 | 248.48 | 0 | 0 | 1358.968 | 248.48 | 1110.488 | 0
|  | 1640.161 | 248.48 | 0 | 0 | 0 | 1391.681 | 6939.975 | 69.4% | 0 | 1640.161 | 376.527 | 20.948 | 411.723 | 275.406 | 555.557 | 248.48 | 0 | 0 | 1640.161 | 248.48 | 1391.681 | 0
|  | 1427.079 | 248.48 | 0 | 0 | 0 | 1178.599 | 5548.294 | 55.48% | 0 | 1427.079 | 451.986 | 16.932 | 409.855 | 0 | 548.306 | 248.48 | 0 | 0 | 1427.079 | 248.48 | 1178.599 | 0
|  | 1147.906 | 253.888 | 894.018 | 0 | 2500 | 0 | 4369.695 | 43.7% | 0 | 1147.906 | 607.874 | 17.702 | 329.1 | 0 | 193.23 | 248.48 | 5.408 | 7500 | 1147.906 | 253.888 | 0 | 894.018
|  | 1159.779 | 268.847 | 890.932 | 0 | 2500 | 0 | 6869.695 | 68.7% | 0 | 1159.779 | 591.985 | 68.073 | 331.993 | 0 | 167.728 | 248.48 | 20.367 | 7500 | 1159.779 | 268.847 | 0 | 890.932
|  | 1269.477 | 283.058 | 986.419 | 0 | 630.305 | 0 | 9369.695 | 93.7% | 0 | 1269.477 | 659.678 | 111.936 | 336.195 | 0 | 161.669 | 248.48 | 34.578 | 7500 | 1269.477 | 283.058 | 0 | 986.419
|  | 1033.751 | 277.083 | 756.668 | 0 | 0 | 0 | 10000 | 100% | 0 | 1033.751 | 589.979 | 107.544 | 275.817 | 0 | 60.412 | 248.48 | 28.603 | 7500 | 1033.751 | 277.083 | 0 | 756.668
|  | 1083.309 | 264.762 | 818.547 | 0 | 0 | 0 | 10000 | 100% | 0 | 1083.309 | 563.114 | 89.899 | 365.002 | 0 | 65.295 | 248.48 | 16.282 | 7500 | 1083.309 | 264.762 | 0 | 818.547
|  | 1284.185 | 259.585 | 1024.6 | 0 | 0 | 0 | 10000 | 100% | 0 | 1284.185 | 518.523 | 71.432 | 515.382 | 141.161 | 37.688 | 248.48 | 11.105 | 7500 | 1284.185 | 259.585 | 0 | 1024.6
|  | 1489.191 | 254.255 | 0 | 0 | 0 | 1234.936 | 10000 | 100% | -2.2737e-13 | 1489.191 | 519.814 | 88.701 | 487.373 | 393.303 | 0 | 248.48 | 5.775 | 0 | 1489.191 | 254.255 | 1234.936 | 0
|  | 1571.667 | 248.48 | 0 | 0 | 0 | 1323.187 | 8765.064 | 87.65% | 0 | 1571.667 | 676.949 | 80.844 | 374.887 | 438.987 | 0 | 248.48 | 0 | 0 | 1571.667 | 248.48 | 1323.187 | 0
|  | 1169.451 | 248.48 | 0 | 0 | 0 | 920.971 | 7441.877 | 74.42% | 0 | 1169.451 | 675.231 | 59.353 | 256.91 | 163.657 | 14.3 | 248.48 | 0 | 0 | 1169.451 | 248.48 | 920.971 | 0
|  | 1180.007 | 248.48 | 0 | 0 | 0 | 931.527 | 6520.906 | 65.21% | 0 | 1180.007 | 777.26 | 35.655 | 280.375 | 58.117 | 28.6 | 248.48 | 0 | 0 | 1180.007 | 248.48 | 931.527 | 0
|  | 1350.271 | 248.48 | 0 | 0 | 0 | 1101.791 | 5589.379 | 55.89% | 0 | 1350.271 | 767.134 | 18.304 | 324.534 | 211.698 | 28.6 | 248.48 | 0 | 0 | 1350.271 | 248.48 | 1101.791 | 0
|  | 1315.063 | 248.48 | 1066.583 | 0 | 2500 | 0 | 4487.588 | 44.88% | 0 | 1315.063 | 682.609 | 15.884 | 328.543 | 259.427 | 28.6 | 248.48 | 0 | 7500 | 1315.063 | 248.48 | 0 | 1066.583
|  | 947.787 | 248.48 | 0 | 0 | 0 | 699.307 | 6987.588 | 69.88% | 0 | 947.787 | 567.094 | 19.328 | 247.034 | 85.731 | 28.6 | 248.48 | 0 | 0 | 947.787 | 248.48 | 699.307 | 0
|  | 952.805 | 248.48 | 704.325 | 0 | 2500 | 0 | 6288.281 | 62.88% | 0 | 952.805 | 523.016 | 66.206 | 334.984 | 0 | 28.6 | 248.48 | 0 | 7500 | 952.805 | 248.48 | 0 | 704.325
|  | 864.602 | 248.48 | 616.122 | 0 | 1211.719 | 0 | 8788.281 | 87.88% | 0 | 864.602 | 336.846 | 79.326 | 418.378 | 0 | 30.053 | 248.48 | 0 | 7500 | 864.602 | 248.48 | 0 | 616.122
|  | 725.082 | 248.48 | 476.602 | 0 | 0 | 0 | 10000 | 100% | 0 | 725.082 | 231.446 | 65.077 | 349.02 | 0 | 79.539 | 248.48 | 0 | 7500 | 725.082 | 248.48 | 0 | 476.602
|  | 662.676 | 248.48 | 414.196 | 0 | 0 | 0 | 10000 | 100% | 0 | 662.676 | 190.919 | 52.728 | 346.542 | 0 | 72.487 | 248.48 | 0 | 7500 | 662.676 | 248.48 | 0 | 414.196
|  | 582.927 | 248.48 | 334.447 | 0 | 0 | 0 | 10000 | 100% | 0 | 582.927 | 153.638 | 71.75 | 308.388 | 0 | 49.151 | 248.48 | 0 | 7500 | 582.927 | 248.48 | 0 | 334.447
|  | 694.955 | 248.48 | 0 | 0 | 0 | 446.475 | 10000 | 100% | 0 | 694.955 | 160.103 | 84.836 | 335.249 | 0 | 114.767 | 248.48 | 0 | 0 | 694.955 | 248.48 | 446.475 | 0
|  | 769.533 | 248.48 | 0 | 0 | 0 | 521.053 | 9553.525 | 95.54% | 0 | 769.533 | 156.033 | 73.085 | 437.633 | 0 | 102.782 | 248.48 | 0 | 0 | 769.533 | 248.48 | 521.053 | 0
|  | 1070.61 | 248.48 | 0 | 0 | 0 | 822.13 | 9032.472 | 90.32% | 0 | 1070.61 | 196.26 | 57.434 | 578.662 | 152.222 | 86.033 | 248.48 | 0 | 0 | 1070.61 | 248.48 | 822.13 | 0
|  | 1226.614 | 248.48 | 0 | 0 | 0 | 978.134 | 8210.342 | 82.1% | 0 | 1226.614 | 256.089 | 26.197 | 474.224 | 388.03 | 82.075 | 248.48 | 0 | 0 | 1226.614 | 248.48 | 978.134 | 0
|  | 1237.446 | 248.48 | 0 | 0 | 0 | 988.966 | 7232.208 | 72.32% | 0 | 1237.446 | 346.456 | 20.475 | 370.941 | 240.376 | 259.197 | 248.48 | 0 | 0 | 1237.446 | 248.48 | 988.966 | 0
|  | 1214.719 | 248.48 | 0 | 0 | 0 | 966.239 | 6243.242 | 62.43% | 0 | 1214.719 | 497.31 | 16.268 | 363.784 | 0 | 337.357 | 248.48 | 0 | 0 | 1214.719 | 248.48 | 966.239 | 0
|  | 1160.238 | 464.679 | 695.559 | 0 | 2500 | 0 | 5277.003 | 52.77% | 0 | 1160.238 | 587.845 | 32.828 | 288.295 | 0 | 251.27 | 248.48 | 216.199 | 7500 | 1160.238 | 464.679 | 0 | 695.559
|  | 1338.735 | 335.104 | 1003.631 | 0 | 2222.997 | 0 | 7777.003 | 77.77% | 0 | 1338.735 | 586.194 | 102.143 | 323.439 | 0 | 326.959 | 248.48 | 86.624 | 7500 | 1338.735 | 335.104 | 0 | 1003.631
|  | 1158.997 | 302.73 | 856.267 | 0 | 0 | 0 | 10000 | 100% | 0 | 1158.997 | 713.48 | 102.58 | 262.973 | 0 | 79.964 | 248.48 | 54.25 | 7500 | 1158.997 | 302.73 | 0 | 856.267
|  | 1114.521 | 347.16 | 767.361 | 0 | 0 | 0 | 10000 | 100% | 0 | 1114.521 | 720.408 | 106.529 | 286.283 | 0 | 1.301 | 248.48 | 98.68 | 7500 | 1114.521 | 347.16 | 0 | 767.361
|  | 956.193 | 340.931 | 615.262 | 0 | 0 | 0 | 10000 | 100% | 0 | 956.193 | 545.84 | 72.018 | 338.335 | 0 | 0 | 248.48 | 92.451 | 7500 | 956.193 | 340.931 | 0 | 615.262
|  | 1131.704 | 301.433 | 830.271 | 0 | 0 | 0 | 10000 | 100% | 0 | 1131.704 | 469.079 | 74.362 | 457.385 | 130.878 | 0 | 248.48 | 52.953 | 7500 | 1131.704 | 301.433 | 0 | 830.271
|  | 1423 | 286.344 | 0 | 0 | 0 | 1136.656 | 10000 | 100% | 0 | 1423 | 519.061 | 86.082 | 431.998 | 385.859 | 0 | 248.48 | 37.864 | 0 | 1423 | 286.344 | 1136.656 | 0
|  | 1582.542 | 248.48 | 0 | 0 | 0 | 1334.062 | 8863.344 | 88.63% | 0 | 1582.542 | 689.302 | 63.609 | 364.733 | 464.899 | 0 | 248.48 | 0 | 0 | 1582.542 | 248.48 | 1334.062 | 0
|  | 1220.59 | 248.48 | 0 | 0 | 0 | 972.11 | 7529.282 | 75.29% | 0 | 1220.59 | 742.149 | 50.489 | 246.449 | 166.553 | 14.95 | 248.48 | 0 | 0 | 1220.59 | 248.48 | 972.11 | 0
|  | 1107.012 | 248.48 | 0 | 0 | 0 | 858.532 | 6557.172 | 65.57% | 0 | 1107.012 | 738.002 | 27.691 | 265.916 | 45.503 | 29.9 | 248.48 | 0 | 0 | 1107.012 | 248.48 | 858.532 | 0
|  | 1373.227 | 248.48 | 0 | 0 | 0 | 1124.747 | 5698.64 | 56.99% | 0 | 1373.227 | 744.418 | 20.16 | 376.454 | 202.23 | 29.965 | 248.48 | 0 | 0 | 1373.227 | 248.48 | 1124.747 | 0
|  | 1235.365 | 248.48 | 986.885 | 0 | 2500 | 0 | 4573.893 | 45.74% | 0 | 1235.365 | 637.719 | 17.915 | 303.675 | 246.07 | 29.987 | 248.48 | 0 | 7500 | 1235.365 | 248.48 | 0 | 986.885
|  | 1087.308 | 248.48 | 0 | 0 | 0 | 838.828 | 7073.893 | 70.74% | 0 | 1087.308 | 681.539 | 34.011 | 244.048 | 97.789 | 29.921 | 248.48 | 0 | 0 | 1087.308 | 248.48 | 838.828 | 0
|  | 841.666 | 248.48 | 593.186 | 0 | 2500 | 0 | 6235.065 | 62.35% | 0 | 841.666 | 445.41 | 105.088 | 261.268 | 0 | 29.9 | 248.48 | 0 | 7500 | 841.666 | 248.48 | 0 | 593.186
|  | 823.05 | 248.48 | 574.57 | 0 | 1264.935 | 0 | 8735.065 | 87.35% | 0 | 823.05 | 301.375 | 77.053 | 417.173 | 0 | 27.449 | 248.48 | 0 | 7500 | 823.05 | 248.48 | 0 | 574.57
|  | 690.069 | 248.48 | 441.589 | 0 | 0 | 0 | 10000 | 100% | 0 | 690.069 | 203.23 | 64.597 | 396.174 | 0 | 26.068 | 248.48 | 0 | 7500 | 690.069 | 248.48 | 0 | 441.589
|  | 570.611 | 248.48 | 322.131 | 0 | 0 | 0 | 10000 | 100% | 0 | 570.611 | 172.153 | 62.83 | 313.345 | 0 | 22.283 | 248.48 | 0 | 7500 | 570.611 | 248.48 | 0 | 322.131
|  | 695.379 | 248.48 | 446.899 | 0 | 0 | 0 | 10000 | 100% | 0 | 695.379 | 152.89 | 89.004 | 383.265 | 0 | 70.22 | 248.48 | 0 | 7500 | 695.379 | 248.48 | 0 | 446.899
|  | 672.352 | 248.48 | 0 | 0 | 0 | 423.872 | 10000 | 100% | 0 | 672.352 | 164.448 | 86.431 | 400.219 | 0 | 21.254 | 248.48 | 0 | 0 | 672.352 | 248.48 | 423.872 | 0
|  | 748.815 | 248.48 | 0 | 0 | 0 | 500.335 | 9576.128 | 95.76% | 0 | 748.815 | 166.231 | 58.799 | 449.219 | 0 | 74.566 | 248.48 | 0 | 0 | 748.815 | 248.48 | 500.335 | 0
|  | 1070.016 | 248.48 | 0 | 0 | 0 | 821.536 | 9075.793 | 90.76% | 0 | 1070.016 | 235.066 | 36.283 | 483.262 | 147.173 | 168.233 | 248.48 | 0 | 0 | 1070.016 | 248.48 | 821.536 | 0
|  | 1798.326 | 248.48 | 0 | 0 | 0 | 1549.846 | 8254.257 | 82.54% | 0 | 1798.326 | 405.045 | 20.938 | 591.878 | 427.556 | 352.909 | 248.48 | 0 | 0 | 1798.326 | 248.48 | 1549.846 | 0
|  | 2383.552 | 248.48 | 0 | 0 | 0 | 2135.072 | 6704.411 | 67.04% | 0 | 2383.552 | 476.361 | 16.858 | 374.596 | 403.449 | 1112.288 | 248.48 | 0 | 0 | 2383.552 | 248.48 | 2135.072 | 0
|  | 1704.409 | 248.48 | 0 | 0 | 0 | 1455.929 | 4569.339 | 45.69% | 0 | 1704.409 | 467.217 | 20.411 | 320.433 | 149.561 | 746.787 | 248.48 | 0 | 0 | 1704.409 | 248.48 | 1455.929 | 0
|  | 1049.316 | 249.85 | 799.466 | 0 | 2500 | 0 | 3113.41 | 31.13% | 0 | 1049.316 | 396.73 | 58.854 | 333.155 | 74.135 | 186.442 | 248.48 | 1.37 | 7500 | 1049.316 | 249.85 | 0 | 799.466
|  | 1008.308 | 265.902 | 742.406 | 0 | 2500 | 0 | 5613.41 | 56.13% | 0 | 1008.308 | 338.026 | 118.068 | 271.086 | 232.221 | 48.908 | 248.48 | 17.422 | 7500 | 1008.308 | 265.902 | 0 | 742.406
|  | 1161.948 | 306.319 | 855.629 | 0 | 1886.59 | 0 | 8113.41 | 81.13% | 0 | 1161.948 | 425.421 | 103.107 | 327.597 | 305.296 | 0.526 | 248.48 | 57.839 | 7500 | 1161.948 | 306.319 | 0 | 855.629
|  | 872.221 | 383.273 | 488.948 | 0 | 0 | 0 | 10000 | 100% | 0 | 872.221 | 381.489 | 95.87 | 309.24 | 85.622 | 0 | 248.48 | 134.793 | 7500 | 872.221 | 383.273 | 0 | 488.948
|  | 973.301 | 571.015 | 402.286 | 0 | 0 | 0 | 10000 | 100% | 0 | 973.301 | 341.502 | 77.074 | 483.585 | 71.141 | 0 | 248.48 | 322.535 | 7500 | 973.301 | 571.015 | 0 | 402.286
|  | 1187.011 | 592.882 | 594.129 | 0 | 0 | 0 | 10000 | 100% | 0 | 1187.011 | 354.145 | 85.656 | 549.642 | 197.569 | 0 | 248.48 | 344.402 | 7500 | 1187.011 | 592.882 | 0 | 594.129
|  | 1280.377 | 254.705 | 0 | 0 | 0 | 1025.672 | 10000 | 100% | 0 | 1280.377 | 454.14 | 72.065 | 546.85 | 207.323 | 0 | 248.48 | 6.225 | 0 | 1280.377 | 254.705 | 1025.672 | 0
|  | 1286.078 | 248.48 | 0 | 0 | 0 | 1037.598 | 8974.328 | 89.74% | 0 | 1286.078 | 681.438 | 57.899 | 442.284 | 104.457 | 0 | 248.48 | 0 | 0 | 1286.078 | 248.48 | 1037.598 | 0
|  | 1221.25 | 248.48 | 0 | 0 | 0 | 972.77 | 7936.73 | 79.37% | 0 | 1221.25 | 744.467 | 33.485 | 326.104 | 103.545 | 13.65 | 248.48 | 0 | 0 | 1221.25 | 248.48 | 972.77 | 0
|  | 1251.511 | 248.48 | 0 | 0 | 0 | 1003.031 | 6963.96 | 69.64% | 0 | 1251.511 | 731.329 | 20.813 | 304.022 | 168.047 | 27.3 | 248.48 | 0 | 0 | 1251.511 | 248.48 | 1003.031 | 0
|  | 1278.866 | 248.48 | 0 | 0 | 0 | 1030.386 | 5960.929 | 59.61% | 0 | 1278.866 | 669.434 | 16.171 | 432.459 | 133.48 | 27.322 | 248.48 | 0 | 0 | 1278.866 | 248.48 | 1030.386 | 0
|  | 1099.7 | 248.48 | 851.22 | 0 | 2500 | 0 | 4930.543 | 49.31% | 0 | 1099.7 | 697.437 | 18.07 | 324.249 | 32.621 | 27.322 | 248.48 | 0 | 7500 | 1099.7 | 248.48 | 0 | 851.22
|  | 981.806 | 248.48 | 0 | 0 | 0 | 733.326 | 7430.543 | 74.31% | 0 | 981.806 | 593.089 | 63.448 | 291.169 | 6.8 | 27.3 | 248.48 | 0 | 0 | 981.806 | 248.48 | 733.326 | 0
|  | 1022.423 | 248.48 | 773.943 | 0 | 2500 | 0 | 6697.217 | 66.97% | 0 | 1022.423 | 505.85 | 120.745 | 368.528 | 0 | 27.3 | 248.48 | 0 | 7500 | 1022.423 | 248.48 | 0 | 773.943
|  | 903.761 | 248.48 | 655.281 | 0 | 802.783 | 0 | 9197.217 | 91.97% | 0 | 903.761 | 320.356 | 80.59 | 480.715 | 0 | 22.1 | 248.48 | 0 | 7500 | 903.761 | 248.48 | 0 | 655.281
|  | 891.15 | 248.48 | 642.67 | 0 | 0 | 0 | 10000 | 100% | 0 | 891.15 | 204.236 | 58.335 | 527.717 | 0 | 100.862 | 248.48 | 0 | 7500 | 891.15 | 248.48 | 0 | 642.67
|  | 721.491 | 248.48 | 473.011 | 0 | 0 | 0 | 10000 | 100% | 0 | 721.491 | 176.207 | 68.235 | 423.931 | 0 | 53.118 | 248.48 | 0 | 7500 | 721.491 | 248.48 | 0 | 473.011
|  | 709.526 | 248.48 | 461.046 | 0 | 0 | 0 | 10000 | 100% | 0 | 709.526 | 161.934 | 97.238 | 419.716 | 0 | 30.638 | 248.48 | 0 | 7500 | 709.526 | 248.48 | 0 | 461.046
|  | 533.177 | 248.48 | 0 | 0 | 0 | 284.697 | 10000 | 100% | 0 | 533.177 | 132.583 | 65.26 | 305.488 | 0 | 29.847 | 248.48 | 0 | 0 | 533.177 | 248.48 | 284.697 | 0
|  | 724.023 | 248.48 | 0 | 0 | 0 | 475.543 | 9715.303 | 97.15% | 0 | 724.023 | 182.389 | 54.892 | 405.952 | 0 | 80.79 | 248.48 | 0 | 0 | 724.023 | 248.48 | 475.543 | 0
|  | 926.344 | 248.48 | 0 | 0 | 0 | 677.864 | 9239.76 | 92.4% | 0 | 926.344 | 222.069 | 25.967 | 498.508 | 126.402 | 53.397 | 248.48 | 0 | 0 | 926.344 | 248.48 | 677.864 | 0
|  | 1545.625 | 248.48 | 0 | 0 | 0 | 1297.145 | 8561.896 | 85.62% | 0 | 1545.625 | 390.673 | 20.641 | 542.239 | 381.094 | 210.979 | 248.48 | 0 | 0 | 1545.625 | 248.48 | 1297.145 | 0
|  | 2112.743 | 248.48 | 0 | 0 | 0 | 1864.263 | 7264.751 | 72.65% | 0 | 2112.743 | 503.406 | 18.752 | 608.568 | 373.373 | 608.645 | 248.48 | 0 | 0 | 2112.743 | 248.48 | 1864.263 | 0
|  | 1417.117 | 248.48 | 0 | 0 | 0 | 1168.637 | 5400.488 | 54% | 0 | 1417.117 | 408.045 | 36.221 | 473.239 | 138.355 | 361.258 | 248.48 | 0 | 0 | 1417.117 | 248.48 | 1168.637 | 0
|  | 1325.396 | 250.498 | 1074.898 | 0 | 2500 | 0 | 4231.851 | 42.32% | 0 | 1325.396 | 365.028 | 101.631 | 461.624 | 67.717 | 329.397 | 248.48 | 2.018 | 7500 | 1325.396 | 250.498 | 0 | 1074.898
|  | 1438.616 | 297.055 | 1141.561 | 0 | 2500 | 0 | 6731.851 | 67.32% | 0 | 1438.616 | 357.086 | 119.341 | 480.191 | 254.258 | 227.741 | 248.48 | 48.575 | 7500 | 1438.616 | 297.055 | 0 | 1141.561
|  | 1432.475 | 455.123 | 977.352 | 0 | 768.149 | 0 | 9231.851 | 92.32% | 0 | 1432.475 | 391.357 | 108.817 | 406.691 | 308.69 | 216.921 | 248.48 | 206.643 | 7500 | 1432.475 | 455.123 | 0 | 977.352
|  | 1080.779 | 434.66 | 646.119 | 0 | 0 | 0 | 10000 | 100% | 0 | 1080.779 | 365.152 | 80.001 | 416.27 | 113.173 | 106.184 | 248.48 | 186.18 | 7500 | 1080.779 | 434.66 | 0 | 646.119
|  | 1071.973 | 373.011 | 698.962 | 0 | 0 | 0 | 10000 | 100% | 0 | 1071.973 | 368.968 | 80.355 | 516.919 | 66.439 | 39.293 | 248.48 | 124.531 | 7500 | 1071.973 | 373.011 | 0 | 698.962
|  | 1292.567 | 455.446 | 837.121 | 0 | 0 | 0 | 10000 | 100% | 0 | 1292.567 | 366.845 | 87.652 | 599.249 | 237.199 | 1.623 | 248.48 | 206.966 | 7500 | 1292.567 | 455.446 | 0 | 837.121
|  | 1441.843 | 279.474 | 0 | 0 | 0 | 1162.369 | 10000 | 100% | 0 | 1441.843 | 497.102 | 64.206 | 581.036 | 298.687 | 0.812 | 248.48 | 30.994 | 0 | 1441.843 | 279.474 | 1162.369 | 0
|  | 1185.493 | 248.48 | 0 | 0 | 0 | 937.013 | 8837.631 | 88.38% | 0 | 1185.493 | 603.994 | 57.686 | 415.416 | 108.397 | 0 | 248.48 | 0 | 0 | 1185.493 | 248.48 | 937.013 | 0
|  | 1141.387 | 248.48 | 0 | 0 | 0 | 892.907 | 7900.618 | 79.01% | 0 | 1141.387 | 722.41 | 29.668 | 307.709 | 70.55 | 11.05 | 248.48 | 0 | 0 | 1141.387 | 248.48 | 892.907 | 0
|  | 1412.894 | 248.48 | 0 | 0 | 0 | 1164.414 | 7007.711 | 70.08% | 0 | 1412.894 | 746.257 | 19.157 | 414.699 | 210.681 | 22.1 | 248.48 | 0 | 0 | 1412.894 | 248.48 | 1164.414 | 0
|  | 1416.44 | 248.48 | 0 | 0 | 0 | 1167.96 | 5843.297 | 58.43% | 0 | 1416.44 | 738.936 | 17.481 | 437.39 | 200.533 | 22.1 | 248.48 | 0 | 0 | 1416.44 | 248.48 | 1167.96 | 0
|  | 1204.136 | 248.48 | 955.656 | 0 | 2500 | 0 | 4675.337 | 46.75% | 0 | 1204.136 | 687.514 | 35.74 | 390.092 | 68.69 | 22.1 | 248.48 | 0 | 7500 | 1204.136 | 248.48 | 0 | 955.656
|  | 1088.34 | 248.48 | 0 | 0 | 0 | 839.86 | 7175.337 | 71.75% | 0 | 1088.34 | 670.295 | 99.278 | 287.498 | 9.17 | 22.1 | 248.48 | 0 | 0 | 1088.34 | 248.48 | 839.86 | 0
|  | 1003.935 | 248.48 | 755.455 | 0 | 2500 | 0 | 6335.477 | 63.35% | 0 | 1003.935 | 525.388 | 115.399 | 341.048 | 0 | 22.1 | 248.48 | 0 | 7500 | 1003.935 | 248.48 | 0 | 755.455
|  | 996.935 | 248.48 | 748.455 | 0 | 1164.523 | 0 | 8835.477 | 88.35% | 0 | 996.935 | 356.714 | 69.768 | 540.737 | 0 | 29.716 | 248.48 | 0 | 7500 | 996.935 | 248.48 | 0 | 748.455
|  | 787.932 | 248.48 | 539.452 | 0 | 0 | 0 | 10000 | 100% | 0 | 787.932 | 210.847 | 62.257 | 427.034 | 0 | 87.794 | 248.48 | 0 | 7500 | 787.932 | 248.48 | 0 | 539.452
|  | 718.314 | 248.48 | 469.834 | 0 | 0 | 0 | 10000 | 100% | 0 | 718.314 | 160.032 | 84.814 | 354.599 | 0 | 118.87 | 248.48 | 0 | 7500 | 718.314 | 248.48 | 0 | 469.834
|  | 706.392 | 248.48 | 457.912 | 0 | 0 | 0 | 10000 | 100% | 0 | 706.392 | 149.21 | 78.86 | 375.971 | 0 | 102.351 | 248.48 | 0 | 7500 | 706.392 | 248.48 | 0 | 457.912
|  | 634.834 | 248.48 | 0 | 0 | 0 | 386.354 | 10000 | 100% | 0 | 634.834 | 164.066 | 68.263 | 391.07 | 0 | 11.435 | 248.48 | 0 | 0 | 634.834 | 248.48 | 386.354 | 0
|  | 683.376 | 248.48 | 0 | 0 | 0 | 434.896 | 9613.646 | 96.14% | 0 | 683.376 | 176.835 | 36.516 | 434.156 | 0 | 35.869 | 248.48 | 0 | 0 | 683.376 | 248.48 | 434.896 | 0
|  | 987.532 | 248.48 | 0 | 0 | 0 | 739.052 | 9178.75 | 91.79% | 0 | 987.532 | 212.347 | 18.083 | 429.482 | 128.552 | 199.067 | 248.48 | 0 | 0 | 987.532 | 248.48 | 739.052 | 0
|  | 1758.39 | 248.48 | 0 | 0 | 0 | 1509.91 | 8439.698 | 84.4% | 0 | 1758.39 | 356.121 | 15.523 | 499.514 | 370.287 | 516.946 | 248.48 | 0 | 0 | 1758.39 | 248.48 | 1509.91 | 0
|  | 1810.965 | 248.48 | 0 | 0 | 0 | 1562.485 | 6929.788 | 69.3% | 0 | 1810.965 | 540.267 | 18.236 | 660.714 | 237.541 | 354.208 | 248.48 | 0 | 0 | 1810.965 | 248.48 | 1562.485 | 0
|  | 1607.114 | 248.48 | 0 | 0 | 0 | 1358.634 | 5367.303 | 53.67% | 0 | 1607.114 | 461.094 | 66.039 | 641.399 | 0 | 438.582 | 248.48 | 0 | 0 | 1607.114 | 248.48 | 1358.634 | 0
|  | 1269.407 | 280.637 | 988.77 | 0 | 2500 | 0 | 4008.669 | 40.09% | 0 | 1269.407 | 418.498 | 118.165 | 466.386 | 0 | 266.358 | 248.48 | 32.157 | 7500 | 1269.407 | 280.637 | 0 | 988.77
|  | 1155.826 | 277.88 | 877.946 | 0 | 2500 | 0 | 6508.669 | 65.09% | 0 | 1155.826 | 363.932 | 110.764 | 448.611 | 0 | 232.519 | 248.48 | 29.4 | 7500 | 1155.826 | 277.88 | 0 | 877.946
|  | 1051.455 | 331.968 | 719.487 | 0 | 991.331 | 0 | 9008.669 | 90.09% | 0 | 1051.455 | 388.146 | 98.087 | 425.452 | 0 | 139.77 | 248.48 | 83.488 | 7500 | 1051.455 | 331.968 | 0 | 719.487
|  | 990.128 | 621.545 | 368.583 | 0 | 0 | 0 | 10000 | 100% | 0 | 990.128 | 408.408 | 81.275 | 467.885 | 0 | 32.56 | 248.48 | 373.065 | 7500 | 990.128 | 621.545 | 0 | 368.583
|  | 1013.31 | 1013.31 | 0 | 1.954 | 0 | 0 | 10000 | 100% | 0 | 1013.31 | 388.775 | 90.226 | 534.31 | 0 | 0 | 248.48 | 766.784 | 0 | 1013.31 | 1013.31 | 0 | 0
|  | 1113.452 | 914.889 | 198.563 | 0 | 0 | 0 | 10000 | 100% | 0 | 1113.452 | 339.562 | 74.635 | 589.718 | 109.537 | 0 | 248.48 | 666.409 | 7500 | 1113.452 | 914.889 | 0 | 198.563
|  | 1267.004 | 430.276 | 0 | 0 | 0 | 836.728 | 10000 | 100% | 0 | 1267.004 | 478.844 | 55.85 | 415.337 | 316.973 | 0 | 248.48 | 181.796 | 0 | 1267.004 | 430.276 | 836.728 | 0
|  | 1604.166 | 248.48 | 0 | 0 | 0 | 1355.686 | 9163.272 | 91.63% | 0 | 1604.166 | 666.856 | 38.979 | 497.828 | 400.503 | 0 | 248.48 | 0 | 0 | 1604.166 | 248.48 | 1355.686 | 0
|  | 1261.252 | 248.48 | 0 | 0 | 0 | 1012.772 | 7807.586 | 78.08% | 0 | 1261.252 | 731.592 | 22.425 | 344.68 | 147.768 | 14.788 | 248.48 | 0 | 0 | 1261.252 | 248.48 | 1012.772 | 0
|  | 1122.401 | 248.48 | 0 | 0 | 0 | 873.921 | 6794.814 | 67.95% | 0 | 1122.401 | 718.835 | 16.725 | 324.996 | 32.271 | 29.575 | 248.48 | 0 | 0 | 1122.401 | 248.48 | 873.921 | 0
|  | 1257.276 | 248.48 | 0 | 0 | 0 | 1008.796 | 5920.893 | 59.21% | 0 | 1257.276 | 688.177 | 17.076 | 369.196 | 153.193 | 29.635 | 248.48 | 0 | 0 | 1257.276 | 248.48 | 1008.796 | 0
|  | 1300.933 | 248.48 | 1052.453 | 0 | 2500 | 0 | 4912.097 | 49.12% | 0 | 1300.933 | 677.549 | 61.538 | 324.202 | 207.969 | 29.676 | 248.48 | 0 | 7500 | 1300.933 | 248.48 | 0 | 1052.453
|  | 1151.078 | 248.48 | 0 | 0 | 0 | 902.598 | 7412.097 | 74.12% | 0 | 1151.078 | 619.543 | 113.852 | 297.61 | 90.316 | 29.757 | 248.48 | 0 | 0 | 1151.078 | 248.48 | 902.598 | 0
|  | 1030.086 | 248.48 | 781.606 | 0 | 2500 | 0 | 6509.499 | 65.09% | 0 | 1030.086 | 521.006 | 108.08 | 371.223 | 0 | 29.777 | 248.48 | 0 | 7500 | 1030.086 | 248.48 | 0 | 781.606
|  | 958.431 | 248.48 | 709.951 | 0 | 990.501 | 0 | 9009.499 | 90.09% | 0 | 958.431 | 322.932 | 57.115 | 516.689 | 0 | 61.696 | 248.48 | 0 | 7500 | 958.431 | 248.48 | 0 | 709.951
|  | 763.455 | 248.48 | 514.975 | 0 | 0 | 0 | 10000 | 100% | 0 | 763.455 | 218.232 | 70.128 | 416.892 | 0 | 58.203 | 248.48 | 0 | 7500 | 763.455 | 248.48 | 0 | 514.975
|  | 616.341 | 248.48 | 367.861 | 0 | 0 | 0 | 10000 | 100% | 0 | 616.341 | 179.822 | 89.759 | 323.934 | 0 | 22.827 | 248.48 | 0 | 7500 | 616.341 | 248.48 | 0 | 367.861
|  | 596.143 | 248.48 | 347.663 | 0 | 0 | 0 | 10000 | 100% | 0 | 596.143 | 156.615 | 76.299 | 340.363 | 0 | 22.866 | 248.48 | 0 | 7500 | 596.143 | 248.48 | 0 | 347.663
|  | 619.376 | 248.48 | 0 | 0 | 0 | 370.896 | 10000 | 100% | 0 | 619.376 | 164.59 | 58.167 | 289.904 | 0 | 106.715 | 248.48 | 0 | 0 | 619.376 | 248.48 | 370.896 | 0
|  | 635.887 | 248.48 | 0 | 0 | 0 | 387.407 | 9629.104 | 96.29% | 0 | 635.887 | 160.1 | 29.243 | 407.222 | 0 | 39.323 | 248.48 | 0 | 0 | 635.887 | 248.48 | 387.407 | 0
|  | 897.522 | 248.48 | 0 | 0 | 0 | 649.042 | 9241.697 | 92.42% | 0 | 897.522 | 208.67 | 20.415 | 507.479 | 122.21 | 38.748 | 248.48 | 0 | 0 | 897.522 | 248.48 | 649.042 | 0
|  | 1476.143 | 248.48 | 0 | 0 | 0 | 1227.663 | 8592.655 | 85.93% | 0 | 1476.143 | 342.905 | 18.749 | 530.968 | 352.784 | 230.737 | 248.48 | 0 | 0 | 1476.143 | 248.48 | 1227.663 | 0
|  | 2012.223 | 248.48 | 0 | 0 | 0 | 1763.743 | 7364.992 | 73.65% | 0 | 2012.223 | 492.04 | 36.742 | 699.262 | 244.253 | 539.926 | 248.48 | 0 | 0 | 2012.223 | 248.48 | 1763.743 | 0
|  | 1580.007 | 248.48 | 0 | 0 | 0 | 1331.527 | 5601.249 | 56.01% | 0 | 1580.007 | 425.037 | 109.623 | 566.844 | 0 | 478.503 | 248.48 | 0 | 0 | 1580.007 | 248.48 | 1331.527 | 0
|  | 1334.344 | 350.936 | 983.408 | 0 | 2500 | 0 | 4269.722 | 42.7% | 0 | 1334.344 | 399.486 | 117.327 | 492.782 | 0 | 324.749 | 248.48 | 102.456 | 7500 | 1334.344 | 350.936 | 0 | 983.408
|  | 1295.312 | 308.379 | 986.933 | 0 | 2500 | 0 | 6769.722 | 67.7% | 0 | 1295.312 | 360.554 | 110.714 | 508.806 | 0 | 315.237 | 248.48 | 59.899 | 7500 | 1295.312 | 308.379 | 0 | 986.933
|  | 1155.284 | 459.165 | 696.119 | 0 | 730.278 | 0 | 9269.722 | 92.7% | 0 | 1155.284 | 420.281 | 71.031 | 476.917 | 0 | 187.056 | 248.48 | 210.685 | 7500 | 1155.284 | 459.165 | 0 | 696.119
|  | 1039.815 | 935.178 | 104.637 | 0 | 0 | 0 | 10000 | 100% | 0 | 1039.815 | 409.376 | 85.026 | 507.088 | 0 | 38.326 | 248.48 | 686.698 | 7500 | 1039.815 | 935.178 | 0 | 104.637
|  | 893.683 | 772.266 | 121.417 | 0 | 0 | 0 | 10000 | 100% | 0 | 893.683 | 348.394 | 99.488 | 445.801 | 0 | 0 | 248.48 | 523.786 | 7500 | 893.683 | 772.266 | 0 | 121.417
|  | 1161.747 | 505.577 | 656.17 | 0 | 0 | 0 | 10000 | 100% | 0 | 1161.747 | 341.559 | 62.904 | 636.557 | 120.728 | 0 | 248.48 | 257.097 | 7500 | 1161.747 | 505.577 | 0 | 656.17
|  | 1444.598 | 316.223 | 0 | 0 | 0 | 1128.375 | 10000 | 100% | 0 | 1444.598 | 472.02 | 52.637 | 543.516 | 376.425 | 0 | 248.48 | 67.743 | 0 | 1444.598 | 316.223 | 1128.375 | 0
|  | 1640.891 | 248.48 | 0 | 0 | 0 | 1392.411 | 8871.625 | 88.72% | 0 | 1640.891 | 706.767 | 25.732 | 483.536 | 424.856 | 0 | 248.48 | 0 | 0 | 1640.891 | 248.48 | 1392.411 | 0
|  | 1247.923 | 248.48 | 0 | 0 | 0 | 999.443 | 7479.214 | 74.79% | 0 | 1247.923 | 736.664 | 19.455 | 334.252 | 143.739 | 13.813 | 248.48 | 0 | 0 | 1247.923 | 248.48 | 999.443 | 0
|  | 1228.452 | 248.48 | 0 | 0 | 0 | 979.972 | 6479.771 | 64.8% | 0 | 1228.452 | 748.846 | 17.67 | 383.164 | 51.146 | 27.625 | 248.48 | 0 | 0 | 1228.452 | 248.48 | 979.972 | 0
|  | 1420.425 | 248.48 | 0 | 0 | 0 | 1171.945 | 5499.799 | 55% | 0 | 1420.425 | 736.159 | 36.89 | 430.804 | 188.927 | 27.645 | 248.48 | 0 | 0 | 1420.425 | 248.48 | 1171.945 | 0
|  | 1337.901 | 248.48 | 1089.421 | 0 | 2500 | 0 | 4327.854 | 43.28% | 0 | 1337.901 | 654.643 | 104.03 | 338.566 | 212.978 | 27.684 | 248.48 | 0 | 7500 | 1337.901 | 248.48 | 0 | 1089.421
|  | 1122.911 | 248.48 | 0 | 0 | 0 | 874.431 | 6827.854 | 68.28% | 0 | 1122.911 | 628.21 | 111.789 | 273.315 | 81.794 | 27.803 | 248.48 | 0 | 0 | 1122.911 | 248.48 | 874.431 | 0
|  | 911.925 | 248.48 | 663.445 | 0 | 2500 | 0 | 5953.423 | 59.53% | 0 | 911.925 | 494.993 | 114.058 | 275.052 | 0 | 27.822 | 248.48 | 0 | 7500 | 911.925 | 248.48 | 0 | 663.445
|  | 919.129 | 248.48 | 670.649 | 0 | 1546.577 | 0 | 8453.423 | 84.53% | 0 | 919.129 | 332.461 | 58.677 | 497.633 | 0 | 30.359 | 248.48 | 0 | 7500 | 919.129 | 248.48 | 0 | 670.649
|  | 846.793 | 248.48 | 598.313 | 0 | 0 | 0 | 10000 | 100% | 0 | 846.793 | 185.35 | 82.791 | 432.365 | 0 | 146.287 | 248.48 | 0 | 7500 | 846.793 | 248.48 | 0 | 598.313
|  | 757.014 | 248.48 | 508.534 | 0 | 0 | 0 | 10000 | 100% | 0 | 757.014 | 168.382 | 80.594 | 411.999 | 0 | 96.04 | 248.48 | 0 | 7500 | 757.014 | 248.48 | 0 | 508.534
|  | 719.495 | 248.48 | 471.015 | 0 | 0 | 0 | 10000 | 100% | 0 | 719.495 | 145.805 | 68.547 | 345.206 | 0 | 159.937 | 248.48 | 0 | 7500 | 719.495 | 248.48 | 0 | 471.015
|  | 816.917 | 248.48 | 0 | 0 | 0 | 568.437 | 10000 | 100% | 0 | 816.917 | 149.965 | 36.055 | 374.164 | 0 | 256.733 | 248.48 | 0 | 0 | 816.917 | 248.48 | 568.437 | 0
|  | 868.891 | 248.48 | 0 | 0 | 0 | 620.411 | 9431.563 | 94.32% | 0 | 868.891 | 178.724 | 21.979 | 445.453 | 0 | 222.735 | 248.48 | 0 | 0 | 868.891 | 248.48 | 620.411 | 0
|  | 982.957 | 248.48 | 0 | 0 | 0 | 734.477 | 8811.152 | 88.11% | 0 | 982.957 | 208.014 | 14.909 | 434.61 | 122.454 | 202.971 | 248.48 | 0 | 0 | 982.957 | 248.48 | 734.477 | 0
|  | 1695.411 | 248.48 | 0 | 0 | 0 | 1446.931 | 8076.675 | 80.77% | 0 | 1695.411 | 424.509 | 18.631 | 564.483 | 391.896 | 295.893 | 248.48 | 0 | 0 | 1695.411 | 248.48 | 1446.931 | 0
|  | 1509.795 | 248.48 | 0 | 0 | 0 | 1261.315 | 6629.744 | 66.3% | 0 | 1509.795 | 477.431 | 61.677 | 553.266 | 228.612 | 188.81 | 248.48 | 0 | 0 | 1509.795 | 248.48 | 1261.315 | 0
|  | 1495.188 | 248.48 | 0 | 0 | 0 | 1246.708 | 5368.429 | 53.68% | 0 | 1495.188 | 480.095 | 114.491 | 627.276 | 0 | 273.327 | 248.48 | 0 | 0 | 1495.188 | 248.48 | 1246.708 | 0
|  | 1434.046 | 248.485 | 1185.561 | 0 | 2500 | 0 | 4121.721 | 41.22% | 0 | 1434.046 | 389.848 | 113.305 | 551.318 | 0 | 379.576 | 248.48 | 0.005 | 7500 | 1434.046 | 248.485 | 0 | 1185.561
|  | 1172.004 | 250.227 | 921.777 | 0 | 2500 | 0 | 6621.721 | 66.22% | 0 | 1172.004 | 395.594 | 80.932 | 548.668 | 0 | 146.81 | 248.48 | 1.747 | 7500 | 1172.004 | 250.227 | 0 | 921.777
|  | 956.734 | 255.559 | 701.175 | 0 | 878.279 | 0 | 9121.721 | 91.22% | 0 | 956.734 | 388.901 | 66.358 | 459.085 | 0 | 42.391 | 248.48 | 7.079 | 7500 | 956.734 | 255.559 | 0 | 701.175
|  | 985.045 | 283.755 | 701.29 | 0 | 0 | 0 | 10000 | 100% | 0 | 985.045 | 407.644 | 96.852 | 447.113 | 0 | 33.436 | 248.48 | 35.275 | 7500 | 985.045 | 283.755 | 0 | 701.29
|  | 1017.942 | 328.112 | 689.83 | 0 | 0 | 0 | 10000 | 100% | 0 | 1017.942 | 404.023 | 78.42 | 535.5 | 0 | 0 | 248.48 | 79.632 | 7500 | 1017.942 | 328.112 | 0 | 689.83
|  | 1225.325 | 342.004 | 883.321 | 0 | 0 | 0 | 10000 | 100% | 0 | 1225.325 | 376.878 | 60.808 | 652.792 | 134.848 | 0 | 248.48 | 93.524 | 7500 | 1225.325 | 342.004 | 0 | 883.321
|  | 1368.786 | 740.002 | 0 | 0 | 0 | 628.784 | 10000 | 100% | 0 | 1368.786 | 486.418 | 38.905 | 487.141 | 356.322 | 0 | 248.48 | 491.522 | 0 | 1368.786 | 740.002 | 628.784 | 0
|  | 1544.779 | 248.48 | 0 | 0 | 0 | 1296.299 | 9371.216 | 93.71% | 0 | 1544.779 | 686.641 | 19.833 | 408.313 | 429.993 | 0 | 248.48 | 0 | 0 | 1544.779 | 248.48 | 1296.299 | 0
|  | 1213.845 | 248.48 | 0 | 0 | 0 | 965.365 | 8074.917 | 80.75% | 0 | 1213.845 | 711.156 | 14.628 | 311.528 | 161.421 | 15.113 | 248.48 | 0 | 0 | 1213.845 | 248.48 | 965.365 | 0
|  | 1201.697 | 248.48 | 0 | 0 | 0 | 953.217 | 7109.552 | 71.1% | 0 | 1201.697 | 758.275 | 18.826 | 346.809 | 47.562 | 30.225 | 248.48 | 0 | 0 | 1201.697 | 248.48 | 953.217 | 0
|  | 1422.196 | 248.48 | 0 | 0 | 0 | 1173.716 | 6156.335 | 61.56% | 0 | 1422.196 | 784.658 | 61.608 | 365.734 | 179.971 | 30.225 | 248.48 | 0 | 0 | 1422.196 | 248.48 | 1173.716 | 0
|  | 1329.247 | 248.48 | 1080.767 | 0 | 2500 | 0 | 4982.619 | 49.83% | 0 | 1329.247 | 672.095 | 122.386 | 298.606 | 205.916 | 30.244 | 248.48 | 0 | 7500 | 1329.247 | 248.48 | 0 | 1080.767
|  | 1163.647 | 248.48 | 0 | 0 | 0 | 915.167 | 7482.619 | 74.83% | 0 | 1163.647 | 657.252 | 104.153 | 286.66 | 85.202 | 30.379 | 248.48 | 0 | 0 | 1163.647 | 248.48 | 915.167 | 0
|  | 928.561 | 248.48 | 680.081 | 0 | 2500 | 0 | 6567.452 | 65.67% | 0 | 928.561 | 506.681 | 92.555 | 298.909 | 0 | 30.417 | 248.48 | 0 | 7500 | 928.561 | 248.48 | 0 | 680.081
|  | 959.523 | 248.48 | 711.043 | 0 | 932.548 | 0 | 9067.452 | 90.67% | 0 | 959.523 | 339.216 | 72.403 | 450.322 | 0 | 97.582 | 248.48 | 0 | 7500 | 959.523 | 248.48 | 0 | 711.043
|  | 845.445 | 248.48 | 596.965 | 0 | 0 | 0 | 10000 | 100% | 0 | 845.445 | 254.431 | 94.872 | 389.697 | 0 | 106.445 | 248.48 | 0 | 7500 | 845.445 | 248.48 | 0 | 596.965
|  | 648.34 | 248.48 | 399.86 | 0 | 0 | 0 | 10000 | 100% | 0 | 648.34 | 206.53 | 73.758 | 320.796 | 0 | 47.256 | 248.48 | 0 | 7500 | 648.34 | 248.48 | 0 | 399.86
|  | 642.351 | 248.48 | 393.871 | 0 | 0 | 0 | 10000 | 100% | 0 | 642.351 | 178.701 | 60.55 | 378.278 | 0 | 24.822 | 248.48 | 0 | 7500 | 642.351 | 248.48 | 0 | 393.871
|  | 591.061 | 248.48 | 0 | 0 | 0 | 342.581 | 10000 | 100% | 0 | 591.061 | 175.788 | 28.538 | 347.649 | 0 | 39.087 | 248.48 | 0 | 0 | 591.061 | 248.48 | 342.581 | 0
|  | 638.651 | 248.48 | 0 | 0 | 0 | 390.171 | 9657.419 | 96.57% | 0 | 638.651 | 170.264 | 18.047 | 449.605 | 0 | 0.735 | 248.48 | 0 | 0 | 638.651 | 248.48 | 390.171 | 0
|  | 898.965 | 248.48 | 0 | 0 | 0 | 650.485 | 9267.248 | 92.67% | 0 | 898.965 | 170.472 | 16.985 | 468.794 | 128.622 | 114.093 | 248.48 | 0 | 0 | 898.965 | 248.48 | 650.485 | 0
|  | 1425.734 | 248.48 | 0 | 0 | 0 | 1177.254 | 8616.763 | 86.17% | 0 | 1425.734 | 280.771 | 36.943 | 487.183 | 390.739 | 230.097 | 248.48 | 0 | 0 | 1425.734 | 248.48 | 1177.254 | 0
|  | 1881.334 | 248.48 | 0 | 0 | 0 | 1632.854 | 7439.509 | 74.4% | 0 | 1881.334 | 336.763 | 101.832 | 424.788 | 230.345 | 787.607 | 248.48 | 0 | 0 | 1881.334 | 248.48 | 1632.854 | 0
|  | 1274.385 | 248.48 | 0 | 0 | 0 | 1025.905 | 5806.655 | 58.07% | 0 | 1274.385 | 446.58 | 113.857 | 407.592 | 0 | 306.356 | 248.48 | 0 | 0 | 1274.385 | 248.48 | 1025.905 | 0
|  | 1530.417 | 249.326 | 1281.091 | 0 | 2500 | 0 | 4780.75 | 47.81% | 0 | 1530.417 | 589.813 | 102.926 | 376.504 | 0 | 461.174 | 248.48 | 0.846 | 7500 | 1530.417 | 249.326 | 0 | 1281.091
|  | 1324.563 | 257.995 | 1066.568 | 0 | 2500 | 0 | 7280.75 | 72.81% | 0 | 1324.563 | 600.477 | 76.534 | 355.252 | 0 | 292.3 | 248.48 | 9.515 | 7500 | 1324.563 | 257.995 | 0 | 1066.568
|  | 1260.93 | 264.145 | 996.785 | 0 | 219.25 | 0 | 9780.75 | 97.81% | 0 | 1260.93 | 731.003 | 79.201 | 345.478 | 0 | 105.247 | 248.48 | 15.665 | 7500 | 1260.93 | 264.145 | 0 | 996.785
|  | 1064.519 | 260.175 | 804.344 | 0 | 0 | 0 | 10000 | 100% | 0 | 1064.519 | 635.968 | 88.255 | 340.296 | 0 | 0 | 248.48 | 11.695 | 7500 | 1064.519 | 260.175 | 0 | 804.344
|  | 1037.064 | 252.991 | 784.073 | 0 | 0 | 0 | 10000 | 100% | 0 | 1037.064 | 585.57 | 57.154 | 394.34 | 0 | 0 | 248.48 | 4.511 | 7500 | 1037.064 | 252.991 | 0 | 784.073
|  | 1107.623 | 251.603 | 856.02 | 0 | 0 | 0 | 10000 | 100% | 0 | 1107.623 | 487.948 | 51.519 | 448.115 | 120.041 | 0 | 248.48 | 3.123 | 7500 | 1107.623 | 251.603 | 0 | 856.02
|  | 1569.048 | 248.483 | 0 | 0 | 0 | 1320.565 | 10000 | 100% | 0 | 1569.048 | 600.27 | 28.538 | 506.127 | 434.114 | 0 | 248.48 | 0.003 | 0 | 1569.048 | 248.483 | 1320.565 | 0
|  | 1529.329 | 248.48 | 0 | 0 | 0 | 1280.849 | 8679.435 | 86.79% | 0 | 1529.329 | 692.625 | 18.419 | 371.495 | 446.79 | 0 | 248.48 | 0 | 0 | 1529.329 | 248.48 | 1280.849 | 0
|  | 1153.015 | 248.48 | 0 | 0 | 0 | 904.535 | 7398.586 | 73.99% | 0 | 1153.015 | 725.75 | 16.112 | 244.268 | 151.446 | 15.438 | 248.48 | 0 | 0 | 1153.015 | 248.48 | 904.535 | 0
|  | 1144.221 | 248.48 | 0 | 0 | 0 | 895.741 | 6494.051 | 64.94% | 0 | 1144.221 | 766.824 | 35.124 | 263.629 | 47.769 | 30.875 | 248.48 | 0 | 0 | 1144.221 | 248.48 | 895.741 | 0
|  | 1315.521 | 248.48 | 0 | 0 | 0 | 1067.041 | 5598.31 | 55.98% | 0 | 1315.521 | 694.495 | 101.878 | 307.002 | 181.272 | 30.875 | 248.48 | 0 | 0 | 1315.521 | 248.48 | 1067.041 | 0
|  | 1367.957 | 248.48 | 1119.477 | 0 | 2500 | 0 | 4531.269 | 45.31% | 0 | 1367.957 | 724.912 | 103.55 | 293.156 | 215.464 | 30.875 | 248.48 | 0 | 7500 | 1367.957 | 248.48 | 0 | 1119.477
|  | 1145.48 | 248.48 | 0 | 0 | 0 | 897 | 7031.269 | 70.31% | 0 | 1145.48 | 663.001 | 117.054 | 250.572 | 83.978 | 30.875 | 248.48 | 0 | 0 | 1145.48 | 248.48 | 897 | 0
|  | 900.37 | 248.48 | 651.89 | 0 | 2500 | 0 | 6134.269 | 61.34% | 0 | 900.37 | 461.03 | 71.162 | 337.304 | 0 | 30.875 | 248.48 | 0 | 7500 | 900.37 | 248.48 | 0 | 651.89
|  | 867.478 | 248.48 | 618.998 | 0 | 1365.731 | 0 | 8634.269 | 86.34% | 0 | 867.478 | 358.325 | 85.763 | 399.538 | 0 | 23.852 | 248.48 | 0 | 7500 | 867.478 | 248.48 | 0 | 618.998
|  | 743.646 | 248.48 | 495.166 | 0 | 0 | 0 | 10000 | 100% | 0 | 743.646 | 241.085 | 78.295 | 382.752 | 0 | 41.515 | 248.48 | 0 | 7500 | 743.646 | 248.48 | 0 | 495.166
|  | 626.867 | 248.48 | 378.387 | 0 | 0 | 0 | 10000 | 100% | 0 | 626.867 | 196.241 | 71.145 | 337.422 | 0 | 22.06 | 248.48 | 0 | 7500 | 626.867 | 248.48 | 0 | 378.387
|  | 671.419 | 248.48 | 422.939 | 0 | 0 | 0 | 10000 | 100% | 0 | 671.419 | 185.208 | 35.05 | 364.011 | 0 | 87.15 | 248.48 | 0 | 7500 | 671.419 | 248.48 | 0 | 422.939
|  | 522.386 | 248.48 | 0 | 0 | 0 | 273.906 | 10000 | 100% | 0 | 522.386 | 151.674 | 18.773 | 304.801 | 0 | 47.138 | 248.48 | 0 | 0 | 522.386 | 248.48 | 273.906 | 0
|  | 615.485 | 248.48 | 0 | 0 | 0 | 367.005 | 9726.094 | 97.26% | 0 | 615.485 | 165.674 | 14.573 | 377.633 | 0 | 57.605 | 248.48 | 0 | 0 | 615.485 | 248.48 | 367.005 | 0
|  | 949.719 | 248.48 | 0 | 0 | 0 | 701.239 | 9359.089 | 93.59% | 0 | 949.719 | 185.539 | 20.367 | 490.451 | 135.588 | 117.774 | 248.48 | 0 | 0 | 949.719 | 248.48 | 701.239 | 0
|  | 1215.439 | 248.48 | 0 | 0 | 0 | 966.959 | 8657.85 | 86.58% | 0 | 1215.439 | 242.439 | 59.89 | 403.547 | 340.029 | 169.534 | 248.48 | 0 | 0 | 1215.439 | 248.48 | 966.959 | 0
|  | 1578.577 | 248.48 | 0 | 0 | 0 | 1330.097 | 7690.891 | 76.91% | 0 | 1578.577 | 383.93 | 110.036 | 420.961 | 244.543 | 419.107 | 248.48 | 0 | 0 | 1578.577 | 248.48 | 1330.097 | 0
|  | 1390.965 | 248.48 | 0 | 0 | 0 | 1142.485 | 6360.794 | 63.61% | 0 | 1390.965 | 487.588 | 103.723 | 385.218 | 0 | 414.436 | 248.48 | 0 | 0 | 1390.965 | 248.48 | 1142.485 | 0
|  | 1173.627 | 248.656 | 924.971 | 0 | 2500 | 0 | 5218.309 | 52.18% | 0 | 1173.627 | 550.88 | 92.852 | 280.147 | 0 | 249.748 | 248.48 | 0.176 | 7500 | 1173.627 | 248.656 | 0 | 924.971
|  | 1111.524 | 248.492 | 863.032 | 0 | 2281.691 | 0 | 7718.309 | 77.18% | 0 | 1111.524 | 579.973 | 67.935 | 294.291 | 0 | 169.325 | 248.48 | 0.012 | 7500 | 1111.524 | 248.492 | 0 | 863.032
|  | 1058.032 | 248.498 | 809.534 | 0 | 0 | 0 | 10000 | 100% | 0 | 1058.032 | 635.185 | 93.736 | 283.353 | 0 | 45.759 | 248.48 | 0.018 | 7500 | 1058.032 | 248.498 | 0 | 809.534
|  | 1028.738 | 248.501 | 780.237 | 0 | 0 | 0 | 10000 | 100% | 0 | 1028.738 | 648.881 | 77.342 | 270.909 | 0 | 31.606 | 248.48 | 0.021 | 7500 | 1028.738 | 248.501 | 0 | 780.237
|  | 914.241 | 248.5 | 665.741 | 0 | 0 | 0 | 10000 | 100% | 0 | 914.241 | 529.187 | 53.148 | 331.906 | 0 | 0 | 248.48 | 0.02 | 7500 | 914.241 | 248.5 | 0 | 665.741
|  | 1138.148 | 248.565 | 889.583 | 0 | 0 | 0 | 10000 | 100% | 0 | 1138.148 | 494.375 | 35.584 | 480.587 | 127.602 | 0 | 248.48 | 0.085 | 7500 | 1138.148 | 248.565 | 0 | 889.583
|  | 1607.819 | 248.483 | 0 | 0 | 0 | 1359.336 | 10000 | 100% | 0 | 1607.819 | 599.515 | 20.379 | 566.193 | 421.733 | 0 | 248.48 | 0.003 | 0 | 1607.819 | 248.483 | 1359.336 | 0
|  | 1420.021 | 248.48 | 0 | 0 | 0 | 1171.541 | 8640.664 | 86.41% | 0 | 1420.021 | 613.049 | 16.721 | 394.53 | 395.721 | 0 | 248.48 | 0 | 0 | 1420.021 | 248.48 | 1171.541 | 0
|  | 1120.51 | 248.48 | 0 | 0 | 0 | 872.03 | 7469.123 | 74.69% | 0 | 1120.51 | 660.995 | 19.048 | 279.301 | 149.303 | 11.863 | 248.48 | 0 | 0 | 1120.51 | 248.48 | 872.03 | 0
|  | 1236.741 | 248.48 | 0 | 0 | 0 | 988.261 | 6597.093 | 65.97% | 0 | 1236.741 | 767.776 | 64.611 | 330.301 | 50.329 | 23.725 | 248.48 | 0 | 0 | 1236.741 | 248.48 | 988.261 | 0
|  | 1544.485 | 248.48 | 0 | 0 | 0 | 1296.005 | 5608.832 | 56.09% | 0 | 1544.485 | 789.467 | 113.78 | 419.975 | 197.484 | 23.779 | 248.48 | 0 | 0 | 1544.485 | 248.48 | 1296.005 | 0
|  | 1369.861 | 248.48 | 1121.381 | 0 | 2500 | 0 | 4312.827 | 43.13% | 0 | 1369.861 | 710.622 | 105.048 | 320.594 | 209.8 | 23.798 | 248.48 | 0 | 7500 | 1369.861 | 248.48 | 0 | 1121.381
|  | 1139.914 | 248.48 | 0 | 0 | 0 | 891.434 | 6812.827 | 68.13% | 0 | 1139.914 | 658.599 | 91.526 | 277.601 | 88.446 | 23.742 | 248.48 | 0 | 0 | 1139.914 | 248.48 | 891.434 | 0
|  | 908.721 | 248.48 | 660.241 | 0 | 2500 | 0 | 5921.393 | 59.21% | 0 | 908.721 | 463.129 | 74.48 | 347.387 | 0 | 23.725 | 248.48 | 0 | 7500 | 908.721 | 248.48 | 0 | 660.241
|  | 1007.668 | 248.48 | 759.188 | 0 | 1578.607 | 0 | 8421.393 | 84.21% | 0 | 1007.668 | 301.936 | 92.326 | 589.814 | 0 | 23.592 | 248.48 | 0 | 7500 | 1007.668 | 248.48 | 0 | 759.188
|  | 679.897 | 248.48 | 431.417 | 0 | 0 | 0 | 10000 | 100% | 0 | 679.897 | 193.41 | 74.838 | 390.865 | 0 | 20.784 | 248.48 | 0 | 7500 | 679.897 | 248.48 | 0 | 431.417
|  | 642.513 | 248.48 | 394.033 | 0 | 0 | 0 | 10000 | 100% | 0 | 642.513 | 176.111 | 60.646 | 353.603 | 0 | 52.153 | 248.48 | 0 | 7500 | 642.513 | 248.48 | 0 | 394.033
|  | 676.809 | 248.48 | 428.329 | 0 | 0 | 0 | 10000 | 100% | 0 | 676.809 | 148.927 | 29.423 | 389.241 | 0 | 109.219 | 248.48 | 0 | 7500 | 676.809 | 248.48 | 0 | 428.329
|  | 622.815 | 248.48 | 0 | 0 | 0 | 374.335 | 10000 | 100% | 0 | 622.815 | 140.293 | 19.307 | 381.816 | 0 | 81.4 | 248.48 | 0 | 0 | 622.815 | 248.48 | 374.335 | 0
|  | 658.868 | 248.48 | 0 | 0 | 0 | 410.388 | 9625.665 | 96.26% | 0 | 658.868 | 168.269 | 17.683 | 422.607 | 0 | 50.31 | 248.48 | 0 | 0 | 658.868 | 248.48 | 410.388 | 0
|  | 912.519 | 248.48 | 0 | 0 | 0 | 664.039 | 9215.277 | 92.15% | 0 | 912.519 | 186.079 | 36.571 | 417.948 | 125.574 | 146.348 | 248.48 | 0 | 0 | 912.519 | 248.48 | 664.039 | 0
|  | 1631.896 | 248.48 | 0 | 0 | 0 | 1383.416 | 8551.238 | 85.51% | 0 | 1631.896 | 381.275 | 105.927 | 465.439 | 384.718 | 294.537 | 248.48 | 0 | 0 | 1631.896 | 248.48 | 1383.416 | 0
|  | 1787.995 | 248.48 | 0 | 0 | 0 | 1539.515 | 7167.822 | 71.68% | 0 | 1787.995 | 438.126 | 112.041 | 513.026 | 361.716 | 363.087 | 248.48 | 0 | 0 | 1787.995 | 248.48 | 1539.515 | 0
|  | 1470.527 | 248.48 | 0 | 0 | 0 | 1222.047 | 5628.307 | 56.28% | 0 | 1470.527 | 436.751 | 102.714 | 516.2 | 149.873 | 264.99 | 248.48 | 0 | 0 | 1470.527 | 248.48 | 1222.047 | 0
|  | 1082.003 | 250.243 | 831.76 | 0 | 2500 | 0 | 4406.26 | 44.06% | 0 | 1082.003 | 361.195 | 73.705 | 405.499 | 70.66 | 170.943 | 248.48 | 1.763 | 7500 | 1082.003 | 250.243 | 0 | 831.76
|  | 1348.305 | 277.467 | 1070.838 | 0 | 2500 | 0 | 6906.26 | 69.06% | 0 | 1348.305 | 400.754 | 77.644 | 478.06 | 290.38 | 101.467 | 248.48 | 28.987 | 7500 | 1348.305 | 277.467 | 0 | 1070.838
|  | 1210.224 | 347.581 | 862.643 | 0 | 593.74 | 0 | 9406.26 | 94.06% | 0 | 1210.224 | 413.035 | 89.025 | 371.826 | 299.813 | 36.526 | 248.48 | 99.101 | 7500 | 1210.224 | 347.581 | 0 | 862.643
|  | 967.336 | 298.227 | 669.109 | 0 | 0 | 0 | 10000 | 100% | 0 | 967.336 | 370.307 | 65.603 | 384.745 | 113.318 | 33.364 | 248.48 | 49.747 | 7500 | 967.336 | 298.227 | 0 | 669.109
|  | 1050.73 | 255.488 | 795.242 | 0 | 0 | 0 | 10000 | 100% | 0 | 1050.73 | 356.291 | 53.282 | 502.586 | 72.118 | 66.452 | 248.48 | 7.008 | 7500 | 1050.73 | 255.488 | 0 | 795.242
|  | 1364.31 | 248.892 | 1115.418 | 0 | 0 | 0 | 10000 | 100% | 0 | 1364.31 | 378.689 | 26.855 | 644.703 | 258.042 | 56.021 | 248.48 | 0.412 | 7500 | 1364.31 | 248.892 | 0 | 1115.418
|  | 1260.61 | 248.632 | 0 | 0 | 0 | 1011.978 | 10000 | 100% | 0 | 1260.61 | 493.204 | 18.437 | 485.014 | 263.955 | 0 | 248.48 | 0.152 | 0 | 1260.61 | 248.632 | 1011.978 | 0
|  | 1121.971 | 248.48 | 0 | 0 | 0 | 873.491 | 8988.022 | 89.88% | 0 | 1121.971 | 652.964 | 16.592 | 358.643 | 93.773 | 0 | 248.48 | 0 | 0 | 1121.971 | 248.48 | 873.491 | 0
|  | 1214.439 | 248.48 | 0 | 0 | 0 | 965.959 | 8114.531 | 81.15% | 0 | 1214.439 | 797.881 | 33.617 | 302.043 | 70.011 | 10.887 | 248.48 | 0 | 0 | 1214.439 | 248.48 | 965.959 | 0
|  | 1445.774 | 248.48 | 0 | 0 | 0 | 1197.294 | 7148.572 | 71.49% | 0 | 1445.774 | 779.59 | 113.104 | 325.064 | 206.241 | 21.775 | 248.48 | 0 | 0 | 1445.774 | 248.48 | 1197.294 | 0
|  | 1386.532 | 248.48 | 0 | 0 | 0 | 1138.052 | 5951.278 | 59.51% | 0 | 1386.532 | 723.53 | 117.316 | 349.896 | 173.997 | 21.793 | 248.48 | 0 | 0 | 1386.532 | 248.48 | 1138.052 | 0
|  | 1070.773 | 0 | 1070.773 | 0 | 2500 | 0 | 4813.226 | 48.13% | 0 | 1070.773 | 611.493 | 102.906 | 288.486 | 46.095 | 21.793 | 0 | 0 | 7500 | 1070.773 | 0 | 0 | 1070.773
|  | 960.045 | 0 | 0 | 0 | 0 | 960.045 | 7313.226 | 73.13% | 0 | 960.045 | 610.767 | 78.742 | 243.705 | 5.056 | 21.775 | 0 | 0 | 0 | 960.045 | 0 | 960.045 | 0
|  | 901.718 | 0 | 901.718 | 0 | 2500 | 0 | 6353.181 | 63.53% | 0 | 901.718 | 451.937 | 73.898 | 354.109 | 0 | 21.775 | 0 | 0 | 7500 | 901.718 | 0 | 0 | 901.718
|  | 1007.277 | 0 | 1007.277 | 0 | 1146.819 | 0 | 8853.181 | 88.53% | 0 | 1007.277 | 354.057 | 77.321 | 551.2 | 0 | 24.7 | 0 | 0 | 7500 | 1007.277 | 0 | 0 | 1007.277
|  | 662.28 | 0 | 662.28 | 0 | 0 | 0 | 10000 | 100% | 0 | 662.28 | 196.86 | 63.132 | 326.094 | 0 | 76.194 | 0 | 0 | 7500 | 662.28 | 0 | 0 | 662.28
|  | 602.733 | 0 | 602.733 | 0 | 0 | 0 | 10000 | 100% | 0 | 602.733 | 174.468 | 36.535 | 369.163 | 0 | 22.567 | 0 | 0 | 7500 | 602.733 | 0 | 0 | 602.733
|  | 624.69 | 0 | 624.69 | 0 | 0 | 0 | 10000 | 100% | 0 | 624.69 | 186.477 | 22.244 | 394.63 | 0 | 21.339 | 0 | 0 | 7500 | 624.69 | 0 | 0 | 624.69
|  | 642.774 | 0 | 0 | 0 | 0 | 642.774 | 10000 | 100% | 0 | 642.774 | 153.451 | 16.189 | 427.154 | 0 | 45.98 | 0 | 0 | 0 | 642.774 | 0 | 642.774 | 0
|  | 911.367 | 0 | 0 | 0 | 0 | 911.367 | 9357.226 | 93.57% | 0 | 911.367 | 164.234 | 19.65 | 492.655 | 0 | 234.828 | 0 | 0 | 0 | 911.367 | 0 | 911.367 | 0
|  | 1240.94 | 0 | 0 | 0 | 0 | 1240.94 | 8445.859 | 84.46% | 0 | 1240.94 | 227.534 | 62.725 | 484.484 | 130.23 | 335.968 | 0 | 0 | 0 | 1240.94 | 0 | 1240.94 | 0
|  | 1499.775 | 0 | 0 | 0 | 0 | 1499.775 | 7204.919 | 72.05% | 0 | 1499.775 | 344.788 | 115.647 | 442.61 | 352.717 | 244.013 | 0 | 0 | 0 | 1499.775 | 0 | 1499.775 | 0
|  | 2078.15 | 0 | 0 | 0 | 0 | 2078.15 | 5705.144 | 57.05% | 0 | 2078.15 | 536.071 | 103.139 | 713.063 | 405.651 | 320.226 | 0 | 0 | 0 | 2078.15 | 0 | 2078.15 | 0
|  | 1819.333 | 0 | 0 | 0 | 0 | 626.994 | 3626.994 | 36.27% | 1192.339 | 626.994 | 427.461 | 82.62 | 543.924 | 153.436 | 611.892 | 0 | 0 | 0 | 1819.333 | 0 | 626.994 | 0
|  | 1713.462 | 0.176 | 1713.286 | 0 | 2500 | 0 | 3000 | 30% | 0 | 1713.462 | 441.675 | 70.738 | 570.28 | 81.659 | 549.111 | 0 | 0.176 | 7500 | 1713.462 | 0.176 | 0 | 1713.286
|  | 1624.909 | 0.012 | 1624.897 | 0 | 2500 | 0 | 5500 | 55% | 0 | 1624.909 | 371.054 | 93.263 | 566.333 | 289.625 | 304.634 | 0 | 0.012 | 7500 | 1624.909 | 0.012 | 0 | 1624.897
|  | 1337.506 | 249.801 | 1087.705 | 0 | 2000 | 0 | 8000 | 80% | 0 | 1337.506 | 403.751 | 75.187 | 432.803 | 322.435 | 103.33 | 248.48 | 1.321 | 7500 | 1337.506 | 249.801 | 0 | 1087.705
|  | 953.687 | 250.776 | 702.911 | 0 | 0 | 0 | 10000 | 100% | 0 | 953.687 | 392.385 | 53.367 | 377.258 | 129.098 | 1.579 | 248.48 | 2.296 | 7500 | 953.687 | 250.776 | 0 | 702.911
|  | 991.07 | 249.301 | 741.769 | 0 | 0 | 0 | 10000 | 100% | 0 | 991.07 | 371.91 | 35.043 | 506.394 | 76.642 | 1.082 | 248.48 | 0.821 | 7500 | 991.07 | 249.301 | 0 | 741.769
|  | 1190.179 | 249.458 | 940.721 | 0 | 0 | 0 | 10000 | 100% | 0 | 1190.179 | 371.184 | 19.61 | 561.779 | 237.607 | 0 | 248.48 | 0.978 | 7500 | 1190.179 | 249.458 | 0 | 940.721
|  | 1232.721 | 249.967 | 0 | 0 | 0 | 982.754 | 10000 | 100% | 0 | 1232.721 | 444.5 | 16.062 | 484.719 | 287.441 | 0 | 248.48 | 1.487 | 0 | 1232.721 | 249.967 | 982.754 | 0
|  | 1225.65 | 248.48 | 0 | 0 | 0 | 977.17 | 9017.246 | 90.17% | 0 | 1225.65 | 674.466 | 19.48 | 418.276 | 113.428 | 0 | 248.48 | 0 | 0 | 1225.65 | 248.48 | 977.17 | 0
|  | 1177.232 | 248.48 | 0 | 0 | 0 | 928.752 | 8040.076 | 80.4% | 0 | 1177.232 | 739.647 | 67.891 | 295.549 | 61.795 | 12.35 | 248.48 | 0 | 0 | 1177.232 | 248.48 | 928.752 | 0
|  | 1425.145 | 248.48 | 0 | 0 | 0 | 1176.665 | 7111.324 | 71.11% | 0 | 1425.145 | 731.27 | 118.269 | 350.515 | 200.39 | 24.7 | 248.48 | 0 | 0 | 1425.145 | 248.48 | 1176.665 | 0
|  | 1347.526 | 248.48 | 0 | 0 | 0 | 1099.046 | 5934.659 | 59.35% | 0 | 1347.526 | 668.398 | 114.75 | 354.335 | 185.344 | 24.7 | 248.48 | 0 | 0 | 1347.526 | 248.48 | 1099.046 | 0
|  | 1226.448 | 248.48 | 977.968 | 0 | 2500 | 0 | 4835.613 | 48.36% | 0 | 1226.448 | 730.505 | 96.049 | 312.857 | 62.337 | 24.7 | 248.48 | 0 | 7500 | 1226.448 | 248.48 | 0 | 977.968
|  | 879.331 | 248.48 | 0 | 0 | 0 | 630.851 | 7335.613 | 73.36% | 0 | 879.331 | 546.076 | 73.584 | 228.666 | 6.304 | 24.7 | 248.48 | 0 | 0 | 879.331 | 248.48 | 630.851 | 0
|  | 807.775 | 248.48 | 559.295 | 0 | 2500 | 0 | 6704.762 | 67.05% | 0 | 807.775 | 425.77 | 88.459 | 268.847 | 0 | 24.7 | 248.48 | 0 | 7500 | 807.775 | 248.48 | 0 | 559.295
|  | 836.04 | 248.48 | 587.56 | 0 | 795.238 | 0 | 9204.762 | 92.05% | 0 | 836.04 | 302.149 | 69.933 | 439.142 | 0 | 24.817 | 248.48 | 0 | 7500 | 836.04 | 248.48 | 0 | 587.56
|  | 679.865 | 248.48 | 431.385 | 0 | 0 | 0 | 10000 | 100% | 0 | 679.865 | 206.078 | 51.351 | 341.196 | 0 | 81.241 | 248.48 | 0 | 7500 | 679.865 | 248.48 | 0 | 431.385
|  | 656.529 | 248.48 | 408.049 | 0 | 0 | 0 | 10000 | 100% | 0 | 656.529 | 174.404 | 26.17 | 356.58 | 0 | 99.375 | 248.48 | 0 | 7500 | 656.529 | 248.48 | 0 | 408.049
|  | 570.234 | 248.48 | 321.754 | 0 | 0 | 0 | 10000 | 100% | 0 | 570.234 | 157.548 | 19.232 | 283.532 | 0 | 109.922 | 248.48 | 0 | 7500 | 570.234 | 248.48 | 0 | 321.754
|  | 622.322 | 248.48 | 0 | 0 | 0 | 373.842 | 10000 | 100% | 0 | 622.322 | 146.289 | 18.855 | 406.179 | 0 | 51 | 248.48 | 0 | 0 | 622.322 | 248.48 | 373.842 | 0
|  | 844.422 | 248.48 | 0 | 0 | 0 | 595.942 | 9626.158 | 96.26% | 0 | 844.422 | 173.176 | 31.905 | 454.089 | 0 | 185.252 | 248.48 | 0 | 0 | 844.422 | 248.48 | 595.942 | 0
|  | 983.525 | 248.48 | 0 | 0 | 0 | 735.045 | 9030.216 | 90.3% | 0 | 983.525 | 186.134 | 92.387 | 424.787 | 134.883 | 145.334 | 248.48 | 0 | 0 | 983.525 | 248.48 | 735.045 | 0
|  | 1730.169 | 248.48 | 0 | 0 | 0 | 1481.689 | 8295.171 | 82.95% | 0 | 1730.169 | 407.872 | 115.75 | 478.353 | 441.96 | 286.235 | 248.48 | 0 | 0 | 1730.169 | 248.48 | 1481.689 | 0
|  | 1785.91 | 248.48 | 0 | 0 | 0 | 1537.43 | 6813.482 | 68.13% | 0 | 1785.91 | 546.905 | 104.933 | 559.798 | 263.961 | 310.313 | 248.48 | 0 | 0 | 1785.91 | 248.48 | 1537.43 | 0
|  | 1414.795 | 248.48 | 0 | 0 | 0 | 1166.315 | 5276.052 | 52.76% | 0 | 1414.795 | 411.876 | 80.038 | 529.285 | 0 | 393.596 | 248.48 | 0 | 0 | 1414.795 | 248.48 | 1166.315 | 0
|  | 1153.209 | 249.906 | 903.303 | 0 | 2500 | 0 | 4109.737 | 41.1% | 0 | 1153.209 | 392.173 | 81.36 | 433.415 | 0 | 246.261 | 248.48 | 1.426 | 7500 | 1153.209 | 249.906 | 0 | 903.303
|  | 1003.749 | 260.333 | 743.416 | 0 | 2500 | 0 | 6609.737 | 66.1% | 0 | 1003.749 | 387.921 | 91.347 | 462.919 | 0 | 61.563 | 248.48 | 11.853 | 7500 | 1003.749 | 260.333 | 0 | 743.416
|  | 1130.215 | 299.53 | 830.685 | 0 | 890.263 | 0 | 9109.737 | 91.1% | 0 | 1130.215 | 428.322 | 66.241 | 449.054 | 0 | 186.598 | 248.48 | 51.05 | 7500 | 1130.215 | 299.53 | 0 | 830.685
|  | 864.864 | 340.107 | 524.757 | 0 | 0 | 0 | 10000 | 100% | 0 | 864.864 | 366.203 | 53.345 | 372.838 | 0 | 72.478 | 248.48 | 91.627 | 7500 | 864.864 | 340.107 | 0 | 524.757
|  | 949.08 | 390.912 | 558.168 | 0 | 0 | 0 | 10000 | 100% | 0 | 949.08 | 364.14 | 28.819 | 519.633 | 0 | 36.488 | 248.48 | 142.432 | 7500 | 949.08 | 390.912 | 0 | 558.168
|  | 1018.345 | 298.619 | 719.726 | 0 | 0 | 0 | 10000 | 100% | 0 | 1018.345 | 353.628 | 20.641 | 520.142 | 123.934 | 0 | 248.48 | 50.139 | 7500 | 1018.345 | 298.619 | 0 | 719.726
|  | 1289.261 | 252.873 | 0 | 0 | 0 | 1036.388 | 10000 | 100% | 0 | 1289.261 | 445.339 | 18.43 | 440.458 | 385.035 | 0 | 248.48 | 4.393 | 0 | 1289.261 | 252.873 | 1036.388 | 0
|  | 1571.111 | 248.48 | 0 | 0 | 0 | 1322.631 | 8963.612 | 89.64% | 0 | 1571.111 | 701.543 | 33.509 | 375.509 | 460.55 | 0 | 248.48 | 0 | 0 | 1571.111 | 248.48 | 1322.631 | 0
|  | 1198.903 | 248.48 | 0 | 0 | 0 | 950.423 | 7640.981 | 76.41% | 0 | 1198.903 | 666.947 | 101.172 | 259.437 | 158.998 | 12.35 | 248.48 | 0 | 0 | 1198.903 | 248.48 | 950.423 | 0
|  | 1173.016 | 248.48 | 0 | 0 | 0 | 924.536 | 6690.558 | 66.91% | 0 | 1173.016 | 691.166 | 124.41 | 283.252 | 49.488 | 24.7 | 248.48 | 0 | 0 | 1173.016 | 248.48 | 924.536 | 0
|  | 1447.761 | 248.48 | 0 | 0 | 0 | 1199.281 | 5766.022 | 57.66% | 0 | 1447.761 | 750.467 | 111.581 | 346.505 | 214.459 | 24.749 | 248.48 | 0 | 0 | 1447.761 | 248.48 | 1199.281 | 0
|  | 1310.602 | 248.48 | 1062.122 | 0 | 2500 | 0 | 4566.741 | 45.67% | 0 | 1310.602 | 653.05 | 74.761 | 298.958 | 259.05 | 24.783 | 248.48 | 0 | 7500 | 1310.602 | 248.48 | 0 | 1062.122
|  | 1067.743 | 248.48 | 0 | 0 | 0 | 819.263 | 7066.741 | 70.67% | 0 | 1067.743 | 589.253 | 73.15 | 270.282 | 110.209 | 24.849 | 248.48 | 0 | 0 | 1067.743 | 248.48 | 819.263 | 0
|  | 873.714 | 248.48 | 625.234 | 0 | 2500 | 0 | 6247.478 | 62.47% | 0 | 873.714 | 460.192 | 86.896 | 301.761 | 0 | 24.866 | 248.48 | 0 | 7500 | 873.714 | 248.48 | 0 | 625.234
|  | 894.327 | 248.48 | 645.847 | 0 | 1252.522 | 0 | 8747.478 | 87.47% | 0 | 894.327 | 316.437 | 60.466 | 423.427 | 0 | 93.997 | 248.48 | 0 | 7500 | 894.327 | 248.48 | 0 | 645.847
|  | 761.276 | 248.48 | 512.796 | 0 | 0 | 0 | 10000 | 100% | 0 | 761.276 | 246.314 | 36.634 | 400.51 | 0 | 77.818 | 248.48 | 0 | 7500 | 761.276 | 248.48 | 0 | 512.796
|  | 547.006 | 248.48 | 298.526 | 0 | 0 | 0 | 10000 | 100% | 0 | 547.006 | 169.405 | 19.66 | 333.026 | 0 | 24.915 | 248.48 | 0 | 7500 | 547.006 | 248.48 | 0 | 298.526
|  | 560.529 | 248.48 | 312.049 | 0 | 0 | 0 | 10000 | 100% | 0 | 560.529 | 143.241 | 15.008 | 323.783 | 0 | 78.497 | 248.48 | 0 | 7500 | 560.529 | 248.48 | 0 | 312.049
|  | 490.336 | 248.48 | 0 | 0 | 0 | 241.856 | 10000 | 100% | 0 | 490.336 | 141.543 | 19.604 | 310.39 | 0 | 18.798 | 248.48 | 0 | 0 | 490.336 | 248.48 | 241.856 | 0
|  | 627.23 | 248.48 | 0 | 0 | 0 | 378.75 | 9758.144 | 97.58% | 0 | 627.23 | 171.397 | 59.384 | 395.797 | 0 | 0.652 | 248.48 | 0 | 0 | 627.23 | 248.48 | 378.75 | 0
|  | 1140.206 | 248.48 | 0 | 0 | 0 | 891.726 | 9379.394 | 93.79% | 0 | 1140.206 | 233.255 | 103.415 | 478.384 | 177.492 | 147.66 | 248.48 | 0 | 0 | 1140.206 | 248.48 | 891.726 | 0
|  | 1533.962 | 248.48 | 0 | 0 | 0 | 1285.482 | 8487.668 | 84.88% | 0 | 1533.962 | 362.603 | 113.445 | 465.468 | 455.676 | 136.77 | 248.48 | 0 | 0 | 1533.962 | 248.48 | 1285.482 | 0
|  | 2006.19 | 248.48 | 0 | 0 | 0 | 1757.71 | 7202.186 | 72.02% | 0 | 2006.19 | 513.311 | 86.648 | 540.21 | 319.485 | 546.535 | 248.48 | 0 | 0 | 2006.19 | 248.48 | 1757.71 | 0
|  | 1631.057 | 248.48 | 0 | 0 | 0 | 1382.577 | 5444.476 | 54.44% | 0 | 1631.057 | 399.482 | 79.581 | 535.797 | 0 | 616.198 | 248.48 | 0 | 0 | 1631.057 | 248.48 | 1382.577 | 0
|  | 1217.578 | 251.079 | 966.499 | 0 | 2500 | 0 | 4061.899 | 40.62% | 0 | 1217.578 | 412.06 | 86.379 | 451.178 | 0 | 267.962 | 248.48 | 2.599 | 7500 | 1217.578 | 251.079 | 0 | 966.499
|  | 1205.163 | 261.705 | 943.458 | 0 | 2500 | 0 | 6561.899 | 65.62% | 0 | 1205.163 | 378.332 | 70.995 | 555.481 | 0 | 200.355 | 248.48 | 13.225 | 7500 | 1205.163 | 261.705 | 0 | 943.458
|  | 943.059 | 276.284 | 666.775 | 0 | 938.101 | 0 | 9061.899 | 90.62% | 0 | 943.059 | 412.899 | 56.807 | 413.692 | 0 | 59.661 | 248.48 | 27.804 | 7500 | 943.059 | 276.284 | 0 | 666.775
|  | 853.43 | 318.923 | 534.507 | 0 | 0 | 0 | 10000 | 100% | 0 | 853.43 | 390.949 | 36.498 | 377.096 | 0 | 48.887 | 248.48 | 70.443 | 7500 | 853.43 | 318.923 | 0 | 534.507
|  | 813.242 | 299.191 | 514.051 | 0 | 0 | 0 | 10000 | 100% | 0 | 813.242 | 369.066 | 21.417 | 421.344 | 0 | 1.415 | 248.48 | 50.711 | 7500 | 813.242 | 299.191 | 0 | 514.051
|  | 1042.199 | 271.862 | 770.337 | 0 | 0 | 0 | 10000 | 100% | 0 | 1042.199 | 337.657 | 15.968 | 539.966 | 147.269 | 1.34 | 248.48 | 23.382 | 7500 | 1042.199 | 271.862 | 0 | 770.337
|  | 1446.54 | 252.602 | 0 | 0 | 0 | 1193.938 | 10000 | 100% | 0 | 1446.54 | 490.692 | 17.56 | 482.669 | 455.619 | 0 | 248.48 | 4.122 | 0 | 1446.54 | 252.602 | 1193.938 | 0
|  | 1631.342 | 248.48 | 0 | 0 | 0 | 1382.862 | 8806.062 | 88.06% | 0 | 1631.342 | 686.926 | 62.985 | 385.645 | 495.786 | 0 | 248.48 | 0 | 0 | 1631.342 | 248.48 | 1382.862 | 0
|  | 1494.567 | 248.48 | 0 | 0 | 0 | 1246.087 | 7423.2 | 74.23% | 0 | 1494.567 | 848.981 | 109.382 | 322.968 | 197.961 | 15.275 | 248.48 | 0 | 0 | 1494.567 | 248.48 | 1246.087 | 0
|  | 1284.479 | 248.48 | 0 | 0 | 0 | 1035.999 | 6177.113 | 61.77% | 0 | 1284.479 | 779.98 | 103.499 | 300.315 | 70.136 | 30.55 | 248.48 | 0 | 0 | 1284.479 | 248.48 | 1035.999 | 0
|  | 1397.363 | 248.48 | 0 | 0 | 0 | 1148.883 | 5141.114 | 51.41% | 0 | 1397.363 | 728.062 | 85.902 | 316.616 | 236.217 | 30.566 | 248.48 | 0 | 0 | 1397.363 | 248.48 | 1148.883 | 0
|  | 1329.883 | 248.48 | 1081.403 | 0 | 2500 | 0 | 3992.231 | 39.92% | 0 | 1329.883 | 627.795 | 72.368 | 325.031 | 274.09 | 30.598 | 248.48 | 0 | 7500 | 1329.883 | 248.48 | 0 | 1081.403
|  | 1071.235 | 248.48 | 0 | 0 | 0 | 822.755 | 6492.231 | 64.92% | 0 | 1071.235 | 639.658 | 88.778 | 216.26 | 95.844 | 30.695 | 248.48 | 0 | 0 | 1071.235 | 248.48 | 822.755 | 0
|  | 906.46 | 248.48 | 657.98 | 0 | 2500 | 0 | 5669.476 | 56.69% | 0 | 906.46 | 475.881 | 70.966 | 328.902 | 0 | 30.711 | 248.48 | 0 | 7500 | 906.46 | 248.48 | 0 | 657.98
|  | 896.556 | 248.48 | 648.076 | 0 | 1830.524 | 0 | 8169.476 | 81.69% | 0 | 896.556 | 321.054 | 52.228 | 491.919 | 0 | 31.355 | 248.48 | 0 | 7500 | 896.556 | 248.48 | 0 | 648.076
|  | 769.744 | 248.48 | 521.264 | 0 | 0 | 0 | 10000 | 100% | 0 | 769.744 | 234.595 | 27.495 | 440.161 | 0 | 67.494 | 248.48 | 0 | 7500 | 769.744 | 248.48 | 0 | 521.264
|  | 600.251 | 248.48 | 351.771 | 0 | 0 | 0 | 10000 | 100% | 0 | 600.251 | 169.932 | 20.287 | 325.327 | 0 | 84.705 | 248.48 | 0 | 7500 | 600.251 | 248.48 | 0 | 351.771
|  | 702.803 | 248.48 | 454.323 | 0 | 0 | 0 | 10000 | 100% | 0 | 702.803 | 155.006 | 15.861 | 338.846 | 0 | 193.091 | 248.48 | 0 | 7500 | 702.803 | 248.48 | 0 | 454.323
|  | 695.574 | 248.48 | 0 | 0 | 0 | 447.094 | 10000 | 100% | 0 | 695.574 | 142.055 | 36.358 | 297.421 | 0 | 219.74 | 248.48 | 0 | 0 | 695.574 | 248.48 | 447.094 | 0
|  | 827.991 | 248.48 | 0 | 0 | 0 | 579.511 | 9552.906 | 95.53% | 0 | 827.991 | 175.596 | 94.284 | 385.544 | 0 | 172.568 | 248.48 | 0 | 0 | 827.991 | 248.48 | 579.511 | 0
|  | 998.322 | 248.48 | 0 | 0 | 0 | 749.842 | 8973.395 | 89.73% | 0 | 998.322 | 198.258 | 101.931 | 423.286 | 165.827 | 109.02 | 248.48 | 0 | 0 | 998.322 | 248.48 | 749.842 | 0
|  | 1476.411 | 248.48 | 0 | 0 | 0 | 1227.931 | 8223.553 | 82.24% | 0 | 1476.411 | 334.835 | 116.889 | 466.337 | 470.688 | 87.662 | 248.48 | 0 | 0 | 1476.411 | 248.48 | 1227.931 | 0
|  | 2260.398 | 248.48 | 0 | 0 | 0 | 2011.918 | 6995.622 | 69.96% | 0 | 2260.398 | 554.683 | 73.236 | 576.638 | 328.463 | 727.379 | 248.48 | 0 | 0 | 2260.398 | 248.48 | 2011.918 | 0
|  | 1686.581 | 248.48 | 0 | 0 | 0 | 1438.101 | 4983.704 | 49.84% | 0 | 1686.581 | 438.9 | 78.322 | 568.971 | 0 | 600.388 | 248.48 | 0 | 0 | 1686.581 | 248.48 | 1438.101 | 0
|  | 1595.131 | 302.309 | 1292.822 | 0 | 2500 | 0 | 3545.603 | 35.46% | 0 | 1595.131 | 416.661 | 86.656 | 556.957 | 0 | 534.857 | 248.48 | 53.829 | 7500 | 1595.131 | 302.309 | 0 | 1292.822
|  | 1060.44 | 332.212 | 728.228 | 0 | 2500 | 0 | 6045.603 | 60.46% | 0 | 1060.44 | 335.199 | 66.499 | 403.884 | 0 | 254.859 | 248.48 | 83.732 | 7500 | 1060.44 | 332.212 | 0 | 728.228
|  | 1088.324 | 440.845 | 647.479 | 0 | 1454.397 | 0 | 8545.603 | 85.46% | 0 | 1088.324 | 431.791 | 51.816 | 417.886 | 0 | 186.832 | 248.48 | 192.365 | 7500 | 1088.324 | 440.845 | 0 | 647.479
|  | 985.143 | 611.036 | 374.107 | 0 | 0 | 0 | 10000 | 100% | 0 | 985.143 | 411.576 | 28.82 | 459.387 | 0 | 85.36 | 248.48 | 362.556 | 7500 | 985.143 | 611.036 | 0 | 374.107
|  | 918.467 | 918.467 | 0 | 257.537 | 0 | 0 | 10000 | 100% | 0 | 918.467 | 395.311 | 18.845 | 504.311 | 0 | 0 | 248.48 | 927.524 | 0 | 918.467 | 918.467 | 0 | 0
|  | 1096.997 | 886.091 | 210.906 | 0 | 0 | 0 | 10000 | 100% | 0 | 1096.997 | 370.21 | 17.669 | 571.882 | 137.236 | 0 | 248.48 | 637.611 | 7500 | 1096.997 | 886.091 | 0 | 210.906
|  | 1327.338 | 855.161 | 0 | 0 | 0 | 472.177 | 10000 | 100% | 0 | 1327.338 | 425.311 | 36.41 | 475.144 | 390.473 | 0 | 248.48 | 606.681 | 0 | 1327.338 | 855.161 | 472.177 | 0
|  | 1744.715 | 248.48 | 0 | 0 | 0 | 1496.235 | 9527.823 | 95.28% | 0 | 1744.715 | 645.98 | 109.891 | 491.845 | 496.999 | 0 | 248.48 | 0 | 0 | 1744.715 | 248.48 | 1496.235 | 0
|  | 1449.779 | 248.48 | 0 | 0 | 0 | 1201.299 | 8031.588 | 80.32% | 0 | 1449.779 | 802.223 | 117.082 | 318.526 | 196.673 | 15.275 | 248.48 | 0 | 0 | 1449.779 | 248.48 | 1201.299 | 0
|  | 1207.308 | 248.48 | 0 | 0 | 0 | 958.828 | 6830.289 | 68.3% | 0 | 1207.308 | 717.568 | 115.365 | 287.953 | 55.872 | 30.55 | 248.48 | 0 | 0 | 1207.308 | 248.48 | 958.828 | 0
|  | 1310.219 | 248.48 | 0 | 0 | 0 | 1061.739 | 5871.461 | 58.71% | 0 | 1310.219 | 670.431 | 75.946 | 314.987 | 218.306 | 30.55 | 248.48 | 0 | 0 | 1310.219 | 248.48 | 1061.739 | 0
|  | 1464.105 | 248.48 | 1215.625 | 0 | 2500 | 0 | 4809.722 | 48.1% | 0 | 1464.105 | 725.139 | 80.522 | 334.167 | 293.712 | 30.565 | 248.48 | 0 | 7500 | 1464.105 | 248.48 | 0 | 1215.625
|  | 1060.079 | 248.48 | 0 | 0 | 0 | 811.599 | 7309.722 | 73.1% | 0 | 1060.079 | 578.069 | 98.267 | 241.575 | 111.493 | 30.675 | 248.48 | 0 | 0 | 1060.079 | 248.48 | 811.599 | 0
|  | 911.621 | 248.48 | 663.141 | 0 | 2500 | 0 | 6498.123 | 64.98% | 0 | 911.621 | 507.703 | 57.298 | 315.914 | 0 | 30.706 | 248.48 | 0 | 7500 | 911.621 | 248.48 | 0 | 663.141
|  | 895.861 | 248.48 | 647.381 | 0 | 1001.877 | 0 | 8998.123 | 89.98% | 0 | 895.861 | 331.64 | 33.431 | 498.911 | 0 | 31.879 | 248.48 | 0 | 7500 | 895.861 | 248.48 | 0 | 647.381
|  | 699.369 | 248.48 | 450.889 | 0 | 0 | 0 | 10000 | 100% | 0 | 699.369 | 247.002 | 18.9 | 365.103 | 0 | 68.364 | 248.48 | 0 | 7500 | 699.369 | 248.48 | 0 | 450.889
|  | 697.338 | 248.48 | 448.858 | 0 | 0 | 0 | 10000 | 100% | 0 | 697.338 | 205.092 | 16.548 | 391.075 | 0 | 84.622 | 248.48 | 0 | 7500 | 697.338 | 248.48 | 0 | 448.858
|  | 692.829 | 248.48 | 444.349 | 0 | 0 | 0 | 10000 | 100% | 0 | 692.829 | 165.559 | 18.783 | 459.071 | 0 | 49.417 | 248.48 | 0 | 7500 | 692.829 | 248.48 | 0 | 444.349
|  | 643.289 | 248.48 | 0 | 0 | 0 | 394.809 | 10000 | 100% | 0 | 643.289 | 167.073 | 61.225 | 364.604 | 0 | 50.387 | 248.48 | 0 | 0 | 643.289 | 248.48 | 394.809 | 0
|  | 781.127 | 248.48 | 0 | 0 | 0 | 532.647 | 9605.191 | 96.05% | 0 | 781.127 | 178.12 | 116.504 | 397.368 | 0 | 89.135 | 248.48 | 0 | 0 | 781.127 | 248.48 | 532.647 | 0
|  | 1177.769 | 248.48 | 0 | 0 | 0 | 929.289 | 9072.544 | 90.73% | 0 | 1177.769 | 183.76 | 104.136 | 424.685 | 164.428 | 300.761 | 248.48 | 0 | 0 | 1177.769 | 248.48 | 929.289 | 0
|  | 1823.031 | 248.48 | 0 | 0 | 0 | 1574.551 | 8143.255 | 81.43% | 0 | 1823.031 | 237.081 | 89.522 | 488.782 | 481.343 | 526.304 | 248.48 | 0 | 0 | 1823.031 | 248.48 | 1574.551 | 0
|  | 1547.369 | 248.48 | 0 | 0 | 0 | 1298.889 | 6568.704 | 65.69% | 0 | 1547.369 | 350.685 | 73.504 | 361.815 | 313.185 | 448.181 | 248.48 | 0 | 0 | 1547.369 | 248.48 | 1298.889 | 0
|  | 1682.901 | 248.48 | 0 | 0 | 0 | 1434.421 | 5269.815 | 52.7% | 0 | 1682.901 | 488.144 | 97.424 | 443.262 | 0 | 654.07 | 248.48 | 0 | 0 | 1682.901 | 248.48 | 1434.421 | 0
|  | 1238.913 | 251.643 | 987.27 | 0 | 2500 | 0 | 3835.394 | 38.35% | 0 | 1238.913 | 569.695 | 82.738 | 292.744 | 0 | 293.736 | 248.48 | 3.163 | 7500 | 1238.913 | 251.643 | 0 | 987.27
|  | 1289.007 | 257.529 | 1031.478 | 0 | 2500 | 0 | 6335.394 | 63.35% | 0 | 1289.007 | 623.976 | 57.237 | 393.569 | 0 | 214.226 | 248.48 | 9.049 | 7500 | 1289.007 | 257.529 | 0 | 1031.478
|  | 1248.099 | 268.627 | 979.472 | 0 | 1164.606 | 0 | 8835.394 | 88.35% | 0 | 1248.099 | 663.022 | 36.146 | 339.853 | 0 | 209.078 | 248.48 | 20.147 | 7500 | 1248.099 | 268.627 | 0 | 979.472
|  | 1229.677 | 290.972 | 938.705 | 0 | 0 | 0 | 10000 | 100% | 0 | 1229.677 | 709.084 | 21.679 | 334.077 | 0 | 164.838 | 248.48 | 42.492 | 7500 | 1229.677 | 290.972 | 0 | 938.705
|  | 970.122 | 296.593 | 673.529 | 0 | 0 | 0 | 10000 | 100% | 0 | 970.122 | 556.866 | 16.199 | 397.057 | 0 | 0 | 248.48 | 48.113 | 7500 | 970.122 | 296.593 | 0 | 673.529
|  | 1259.252 | 249.128 | 1010.124 | 0 | 0 | 0 | 10000 | 100% | 0 | 1259.252 | 529.707 | 20.421 | 556.207 | 152.918 | 0 | 248.48 | 0.648 | 7500 | 1259.252 | 249.128 | 0 | 1010.124
|  | 1640.323 | 249.92 | 0 | 0 | 0 | 1390.403 | 10000 | 100% | 0 | 1640.323 | 566.117 | 66.308 | 524.076 | 483.823 | 0 | 248.48 | 1.44 | 0 | 1640.323 | 249.92 | 1390.403 | 0
|  | 1666.958 | 248.48 | 0 | 0 | 0 | 1418.478 | 8609.597 | 86.1% | 0 | 1666.958 | 680.678 | 114.635 | 391.984 | 479.662 | 0 | 248.48 | 0 | 0 | 1666.958 | 248.48 | 1418.478 | 0
|  | 1378.596 | 248.48 | 0 | 0 | 0 | 1130.116 | 7191.119 | 71.91% | 0 | 1378.596 | 784.447 | 115.827 | 268.21 | 194.187 | 15.925 | 248.48 | 0 | 0 | 1378.596 | 248.48 | 1130.116 | 0
|  | 1195.756 | 248.48 | 0 | 0 | 0 | 947.276 | 6061.003 | 60.61% | 0 | 1195.756 | 741.047 | 95.698 | 265.704 | 61.457 | 31.85 | 248.48 | 0 | 0 | 1195.756 | 248.48 | 947.276 | 0
|  | 1482.453 | 248.48 | 0 | 0 | 0 | 1233.973 | 5113.727 | 51.14% | 0 | 1482.453 | 771.35 | 72.568 | 353.885 | 252.801 | 31.85 | 248.48 | 0 | 0 | 1482.453 | 248.48 | 1233.973 | 0
|  | 1409.869 | 248.48 | 1161.389 | 0 | 2500 | 0 | 3879.754 | 38.8% | 0 | 1409.869 | 710.741 | 87.029 | 300.61 | 279.639 | 31.85 | 248.48 | 0 | 7500 | 1409.869 | 248.48 | 0 | 1161.389
|  | 1206.933 | 248.48 | 0 | 0 | 0 | 958.453 | 6379.754 | 63.8% | 0 | 1206.933 | 713.78 | 78.873 | 269.275 | 113.155 | 31.85 | 248.48 | 0 | 0 | 1206.933 | 248.48 | 958.453 | 0
|  | 922.759 | 248.48 | 674.279 | 0 | 2500 | 0 | 5421.301 | 54.21% | 0 | 922.759 | 499.465 | 52.426 | 339.018 | 0 | 31.85 | 248.48 | 0 | 7500 | 922.759 | 248.48 | 0 | 674.279
|  | 904.354 | 248.48 | 655.874 | 0 | 2078.699 | 0 | 7921.301 | 79.21% | 0 | 904.354 | 338.176 | 28.603 | 514.724 | 0 | 22.851 | 248.48 | 0 | 7500 | 904.354 | 248.48 | 0 | 655.874
|  | 667.79 | 248.48 | 419.31 | 0 | 0 | 0 | 10000 | 100% | 0 | 667.79 | 261.354 | 18.002 | 368.28 | 0 | 20.154 | 248.48 | 0 | 7500 | 667.79 | 248.48 | 0 | 419.31
|  | 634.807 | 248.48 | 386.327 | 0 | 0 | 0 | 10000 | 100% | 0 | 634.807 | 210.477 | 18.19 | 346.112 | 0 | 60.029 | 248.48 | 0 | 7500 | 634.807 | 248.48 | 0 | 386.327
|  | 725.013 | 248.48 | 476.533 | 0 | 0 | 0 | 10000 | 100% | 0 | 725.013 | 176.373 | 36.34 | 361.735 | 0 | 150.565 | 248.48 | 0 | 7500 | 725.013 | 248.48 | 0 | 476.533
|  | 653.096 | 248.48 | 0 | 0 | 0 | 404.616 | 10000 | 100% | 0 | 653.096 | 173.117 | 105.356 | 353.644 | 0 | 20.98 | 248.48 | 0 | 0 | 653.096 | 248.48 | 404.616 | 0
|  | 655.368 | 248.48 | 0 | 0 | 0 | 406.888 | 9595.384 | 95.95% | 0 | 655.368 | 145.697 | 115.082 | 359.15 | 0 | 35.439 | 248.48 | 0 | 0 | 655.368 | 248.48 | 406.888 | 0
|  | 976.565 | 248.48 | 0 | 0 | 0 | 728.085 | 9188.496 | 91.88% | 0 | 976.565 | 184.525 | 97.694 | 436.072 | 160.142 | 98.132 | 248.48 | 0 | 0 | 976.565 | 248.48 | 728.085 | 0
|  | 1804.375 | 248.48 | 0 | 0 | 0 | 1555.895 | 8460.411 | 84.6% | 0 | 1804.375 | 245.852 | 69.351 | 474.288 | 458.109 | 556.776 | 248.48 | 0 | 0 | 1804.375 | 248.48 | 1555.895 | 0
|  | 1679.985 | 248.48 | 0 | 0 | 0 | 1431.505 | 6904.516 | 69.05% | 0 | 1679.985 | 359.663 | 69.364 | 395.454 | 283.256 | 572.248 | 248.48 | 0 | 0 | 1679.985 | 248.48 | 1431.505 | 0
|  | 1320.068 | 248.48 | 0 | 0 | 0 | 1071.588 | 5473.011 | 54.73% | 0 | 1320.068 | 460.033 | 89.271 | 363.779 | 0 | 406.986 | 248.48 | 0 | 0 | 1320.068 | 248.48 | 1071.588 | 0
|  | 1267.291 | 249.731 | 1017.56 | 0 | 2500 | 0 | 4401.423 | 44.01% | 0 | 1267.291 | 551.963 | 66.922 | 304.55 | 0 | 343.855 | 248.48 | 1.251 | 7500 | 1267.291 | 249.731 | 0 | 1017.56
|  | 1090.122 | 250.546 | 839.576 | 0 | 2500 | 0 | 6901.423 | 69.01% | 0 | 1090.122 | 630.868 | 50.73 | 301.25 | 0 | 107.274 | 248.48 | 2.066 | 7500 | 1090.122 | 250.546 | 0 | 839.576
|  | 936.284 | 267.944 | 668.34 | 0 | 598.577 | 0 | 9401.423 | 94.01% | 0 | 936.284 | 634.738 | 27.328 | 264.718 | 0 | 9.5 | 248.48 | 19.464 | 7500 | 936.284 | 267.944 | 0 | 668.34
|  | 1015.599 | 267.364 | 748.235 | 0 | 0 | 0 | 10000 | 100% | 0 | 1015.599 | 692.862 | 17.463 | 298.229 | 0 | 7.045 | 248.48 | 18.884 | 7500 | 1015.599 | 267.364 | 0 | 748.235
|  | 904.454 | 248.48 | 655.974 | 0 | 0 | 0 | 10000 | 100% | 0 | 904.454 | 557.845 | 17.152 | 328.785 | 0 | 0.673 | 248.48 | 0 | 7500 | 904.454 | 248.48 | 0 | 655.974
|  | 1067.527 | 248.483 | 819.044 | 0 | 0 | 0 | 10000 | 100% | 0 | 1067.527 | 485.284 | 34.925 | 403.588 | 143.73 | 0 | 248.48 | 0.003 | 7500 | 1067.527 | 248.483 | 0 | 819.044
|  | 1568.742 | 248.701 | 0 | 0 | 0 | 1320.041 | 10000 | 100% | 0 | 1568.742 | 570.725 | 95.781 | 445.902 | 456.335 | 0 | 248.48 | 0.221 | 0 | 1568.742 | 248.701 | 1320.041 | 0
|  | 1691.617 | 248.48 | 0 | 0 | 0 | 1443.137 | 8679.959 | 86.8% | 0 | 1691.617 | 685.212 | 113.802 | 369.613 | 522.99 | 0 | 248.48 | 0 | 0 | 1691.617 | 248.48 | 1443.137 | 0
|  | 1369.689 | 248.48 | 0 | 0 | 0 | 1121.209 | 7236.822 | 72.37% | 0 | 1369.689 | 794.955 | 116.915 | 251.641 | 194.803 | 11.375 | 248.48 | 0 | 0 | 1369.689 | 248.48 | 1121.209 | 0
|  | 1179.841 | 248.48 | 0 | 0 | 0 | 931.361 | 6115.613 | 61.16% | 0 | 1179.841 | 734.114 | 72.723 | 281.127 | 69.127 | 22.75 | 248.48 | 0 | 0 | 1179.841 | 248.48 | 931.361 | 0
|  | 1419.075 | 248.48 | 0 | 0 | 0 | 1170.595 | 5184.252 | 51.84% | 0 | 1419.075 | 738.423 | 80.264 | 325.541 | 252.055 | 22.793 | 248.48 | 0 | 0 | 1419.075 | 248.48 | 1170.595 | 0
|  | 1385.463 | 248.48 | 1136.983 | 0 | 2500 | 0 | 4013.657 | 40.14% | 0 | 1385.463 | 689.811 | 83.958 | 290.848 | 298.038 | 22.808 | 248.48 | 0 | 7500 | 1385.463 | 248.48 | 0 | 1136.983
|  | 1060.238 | 248.48 | 0 | 0 | 0 | 811.758 | 6513.657 | 65.14% | 0 | 1060.238 | 646.096 | 65.797 | 223.344 | 102.237 | 22.764 | 248.48 | 0 | 0 | 1060.238 | 248.48 | 811.758 | 0
|  | 892.967 | 248.48 | 644.487 | 0 | 2500 | 0 | 5701.899 | 57.02% | 0 | 892.967 | 472.285 | 50.991 | 346.941 | 0 | 22.75 | 248.48 | 0 | 7500 | 892.967 | 248.48 | 0 | 644.487
|  | 749.832 | 248.48 | 501.352 | 0 | 1798.101 | 0 | 8201.899 | 82.02% | 0 | 749.832 | 310.268 | 20.334 | 395.407 | 0 | 23.823 | 248.48 | 0 | 7500 | 749.832 | 248.48 | 0 | 501.352
|  | 666.609 | 248.48 | 418.129 | 0 | 0 | 0 | 10000 | 100% | 0 | 666.609 | 198.758 | 16.767 | 430.069 | 0 | 21.015 | 248.48 | 0 | 7500 | 666.609 | 248.48 | 0 | 418.129
|  | 661.122 | 248.48 | 412.642 | 0 | 0 | 0 | 10000 | 100% | 0 | 661.122 | 176.677 | 17.655 | 362.107 | 0 | 104.683 | 248.48 | 0 | 7500 | 661.122 | 248.48 | 0 | 412.642
|  | 700.221 | 248.48 | 451.741 | 0 | 0 | 0 | 10000 | 100% | 0 | 700.221 | 175.218 | 59.227 | 419.223 | 0 | 46.553 | 248.48 | 0 | 7500 | 700.221 | 248.48 | 0 | 451.741
|  | 648.317 | 248.48 | 0 | 0 | 0 | 399.837 | 10000 | 100% | 0 | 648.317 | 160.86 | 122.964 | 355.369 | 0 | 9.125 | 248.48 | 0 | 0 | 648.317 | 248.48 | 399.837 | 0
|  | 712.844 | 248.48 | 0 | 0 | 0 | 464.364 | 9600.163 | 96% | 0 | 712.844 | 162.471 | 115.637 | 361.17 | 0 | 73.566 | 248.48 | 0 | 0 | 712.844 | 248.48 | 464.364 | 0
|  | 964.141 | 248.48 | 0 | 0 | 0 | 715.661 | 9135.799 | 91.36% | 0 | 964.141 | 215.289 | 79.542 | 445.442 | 171.44 | 52.428 | 248.48 | 0 | 0 | 964.141 | 248.48 | 715.661 | 0
|  | 1719.454 | 248.48 | 0 | 0 | 0 | 1470.974 | 8420.138 | 84.2% | 0 | 1719.454 | 404.235 | 71.49 | 479.612 | 489.12 | 274.997 | 248.48 | 0 | 0 | 1719.454 | 248.48 | 1470.974 | 0
|  | 1946.525 | 248.48 | 0 | 0 | 0 | 1698.045 | 6949.164 | 69.49% | 0 | 1946.525 | 501.777 | 95.979 | 501.19 | 465.52 | 382.06 | 248.48 | 0 | 0 | 1946.525 | 248.48 | 1698.045 | 0
|  | 1408.919 | 248.48 | 0 | 0 | 0 | 1160.439 | 5251.119 | 52.51% | 0 | 1408.919 | 395.83 | 78.181 | 455.618 | 163.761 | 315.529 | 248.48 | 0 | 0 | 1408.919 | 248.48 | 1160.439 | 0
|  | 1105.242 | 250.674 | 854.568 | 0 | 2500 | 0 | 4090.68 | 40.91% | 0 | 1105.242 | 377.295 | 59.278 | 361.615 | 79.813 | 227.241 | 248.48 | 2.194 | 7500 | 1105.242 | 250.674 | 0 | 854.568
|  | 1336.248 | 250.912 | 1085.336 | 0 | 2500 | 0 | 6590.68 | 65.91% | 0 | 1336.248 | 352.98 | 33.703 | 407.528 | 302.512 | 239.525 | 248.48 | 2.432 | 7500 | 1336.248 | 250.912 | 0 | 1085.336
|  | 1182.211 | 263.27 | 918.941 | 0 | 909.32 | 0 | 9090.68 | 90.91% | 0 | 1182.211 | 373.065 | 21.885 | 327.148 | 352.718 | 107.395 | 248.48 | 14.79 | 7500 | 1182.211 | 263.27 | 0 | 918.941
|  | 1037.101 | 250.297 | 786.804 | 0 | 0 | 0 | 10000 | 100% | 0 | 1037.101 | 438.543 | 14.642 | 384.844 | 132.314 | 66.759 | 248.48 | 1.817 | 7500 | 1037.101 | 250.297 | 0 | 786.804
|  | 902.373 | 256.024 | 646.349 | 0 | 0 | 0 | 10000 | 100% | 0 | 902.373 | 362.073 | 16.561 | 372.653 | 85.425 | 65.662 | 248.48 | 7.544 | 7500 | 902.373 | 256.024 | 0 | 646.349
|  | 1311.526 | 267.513 | 1044.013 | 0 | 0 | 0 | 10000 | 100% | 0 | 1311.526 | 406.23 | 62.39 | 487.336 | 288.905 | 66.666 | 248.48 | 19.033 | 7500 | 1311.526 | 267.513 | 0 | 1044.013
|  | 1300.743 | 250.064 | 0 | 0 | 0 | 1050.679 | 10000 | 100% | 0 | 1300.743 | 467.625 | 113.375 | 367.823 | 291.3 | 60.621 | 248.48 | 1.584 | 0 | 1300.743 | 250.064 | 1050.679 | 0
|  | 1268.601 | 248.48 | 0 | 0 | 0 | 1020.121 | 8949.321 | 89.49% | 0 | 1268.601 | 676.573 | 111.952 | 352.079 | 122.787 | 5.21 | 248.48 | 0 | 0 | 1268.601 | 248.48 | 1020.121 | 0
|  | 1261.357 | 248.48 | 0 | 0 | 0 | 1012.877 | 7929.2 | 79.29% | 0 | 1261.357 | 810.66 | 78.546 | 259.241 | 101.047 | 11.863 | 248.48 | 0 | 0 | 1261.357 | 248.48 | 1012.877 | 0
|  | 1323.152 | 248.48 | 0 | 0 | 0 | 1074.672 | 6916.323 | 69.16% | 0 | 1323.152 | 718.491 | 67.397 | 276.268 | 237.272 | 23.725 | 248.48 | 0 | 0 | 1323.152 | 248.48 | 1074.672 | 0
|  | 1494.196 | 248.48 | 0 | 0 | 0 | 1245.716 | 5841.651 | 58.42% | 0 | 1494.196 | 755.364 | 84.948 | 389.756 | 240.389 | 23.739 | 248.48 | 0 | 0 | 1494.196 | 248.48 | 1245.716 | 0
|  | 1165.151 | 248.48 | 916.671 | 0 | 2500 | 0 | 4595.935 | 45.96% | 0 | 1165.151 | 706.29 | 76.618 | 293.42 | 65.084 | 23.739 | 248.48 | 0 | 7500 | 1165.151 | 248.48 | 0 | 916.671
|  | 941.419 | 248.48 | 0 | 0 | 0 | 692.939 | 7095.935 | 70.96% | 0 | 941.419 | 603.107 | 59.155 | 248.517 | 6.915 | 23.725 | 248.48 | 0 | 0 | 941.419 | 248.48 | 692.939 | 0
|  | 829.82 | 248.48 | 581.34 | 0 | 2500 | 0 | 6402.996 | 64.03% | 0 | 829.82 | 465.8 | 42.275 | 298.02 | 0 | 23.725 | 248.48 | 0 | 7500 | 829.82 | 248.48 | 0 | 581.34
|  | 809.046 | 248.48 | 560.566 | 0 | 1097.004 | 0 | 8902.996 | 89.03% | 0 | 809.046 | 318.066 | 18.233 | 442.523 | 0 | 30.224 | 248.48 | 0 | 7500 | 809.046 | 248.48 | 0 | 560.566
|  | 642.452 | 248.48 | 393.972 | 0 | 0 | 0 | 10000 | 100% | 0 | 642.452 | 208.114 | 15.917 | 390.96 | 0 | 27.461 | 248.48 | 0 | 7500 | 642.452 | 248.48 | 0 | 393.972
|  | 619.333 | 248.48 | 370.853 | 0 | 0 | 0 | 10000 | 100% | 0 | 619.333 | 164.625 | 36.77 | 354.775 | 0 | 63.163 | 248.48 | 0 | 7500 | 619.333 | 248.48 | 0 | 370.853
|  | 756.94 | 248.48 | 508.46 | 0 | 0 | 0 | 10000 | 100% | 0 | 756.94 | 159.245 | 103.551 | 350.374 | 0 | 143.77 | 248.48 | 0 | 7500 | 756.94 | 248.48 | 0 | 508.46
|  | 656.831 | 248.48 | 0 | 0 | 0 | 408.351 | 10000 | 100% | 0 | 656.831 | 174.579 | 112.187 | 310.889 | 0 | 59.177 | 248.48 | 0 | 0 | 656.831 | 248.48 | 408.351 | 0
|  | 782.812 | 248.48 | 0 | 0 | 0 | 534.332 | 9591.649 | 95.92% | 0 | 782.812 | 167.498 | 107.343 | 328.928 | 0 | 179.043 | 248.48 | 0 | 0 | 782.812 | 248.48 | 534.332 | 0
|  | 999.39 | 248.48 | 0 | 0 | 0 | 750.91 | 9057.317 | 90.57% | 0 | 999.39 | 222.198 | 75.789 | 413.222 | 160.184 | 127.997 | 248.48 | 0 | 0 | 999.39 | 248.48 | 750.91 | 0
|  | 1522.162 | 248.48 | 0 | 0 | 0 | 1273.682 | 8306.407 | 83.06% | 0 | 1522.162 | 358.965 | 77.985 | 402.978 | 452.52 | 229.715 | 248.48 | 0 | 0 | 1522.162 | 248.48 | 1273.682 | 0
|  | 1954.252 | 248.48 | 0 | 0 | 0 | 1705.772 | 7032.725 | 70.33% | 0 | 1954.252 | 525.565 | 87.072 | 480.085 | 510.51 | 351.02 | 248.48 | 0 | 0 | 1954.252 | 248.48 | 1705.772 | 0
|  | 1782.705 | 248.48 | 0 | 0 | 0 | 1534.225 | 5326.953 | 53.27% | 0 | 1782.705 | 477.647 | 66.384 | 613.167 | 196.548 | 428.959 | 248.48 | 0 | 0 | 1782.705 | 248.48 | 1534.225 | 0
|  | 1401.01 | 250.667 | 1150.343 | 0 | 2500 | 0 | 3792.728 | 37.93% | 0 | 1401.01 | 434.105 | 51.988 | 478.632 | 101.738 | 334.547 | 248.48 | 2.187 | 7500 | 1401.01 | 250.667 | 0 | 1150.343
|  | 1348.202 | 281.681 | 1066.521 | 0 | 2500 | 0 | 6292.728 | 62.93% | 0 | 1348.202 | 397.461 | 26.589 | 440.607 | 319.365 | 164.181 | 248.48 | 33.201 | 7500 | 1348.202 | 281.681 | 0 | 1066.521
|  | 1365.711 | 819.8 | 545.911 | 0 | 1207.272 | 0 | 8792.728 | 87.93% | 0 | 1365.711 | 401.756 | 19.913 | 378.087 | 359.935 | 206.02 | 248.48 | 571.32 | 7500 | 1365.711 | 819.8 | 0 | 545.911
|  | 1147.837 | 643.429 | 504.408 | 0 | 0 | 0 | 10000 | 100% | 0 | 1147.837 | 437.32 | 17.582 | 398.453 | 150.584 | 143.898 | 248.48 | 394.949 | 7500 | 1147.837 | 643.429 | 0 | 504.408
|  | 889.058 | 342.705 | 546.353 | 0 | 0 | 0 | 10000 | 100% | 0 | 889.058 | 339.369 | 38.645 | 371.299 | 85.594 | 54.151 | 248.48 | 94.225 | 7500 | 889.058 | 342.705 | 0 | 546.353
|  | 1355.578 | 369.048 | 986.53 | 0 | 0 | 0 | 10000 | 100% | 0 | 1355.578 | 364.92 | 109.24 | 551.364 | 330.055 | 0 | 248.48 | 120.568 | 7500 | 1355.578 | 369.048 | 0 | 986.53
|  | 1341.07 | 334.944 | 0 | 0 | 0 | 1006.126 | 10000 | 100% | 0 | 1341.07 | 475.719 | 116.959 | 413.225 | 335.168 | 0 | 248.48 | 86.464 | 0 | 1341.07 | 334.944 | 1006.126 | 0
|  | 1287.513 | 248.48 | 0 | 0 | 0 | 1039.033 | 8993.874 | 89.94% | 0 | 1287.513 | 709.623 | 108.939 | 333.757 | 135.195 | 0 | 248.48 | 0 | 0 | 1287.513 | 248.48 | 1039.033 | 0
|  | 1305.554 | 248.48 | 0 | 0 | 0 | 1057.074 | 7954.841 | 79.55% | 0 | 1305.554 | 842.155 | 75.96 | 288.891 | 83.76 | 14.788 | 248.48 | 0 | 0 | 1305.554 | 248.48 | 1057.074 | 0
|  | 1375.709 | 248.48 | 0 | 0 | 0 | 1127.229 | 6897.767 | 68.98% | 0 | 1375.709 | 766.252 | 75.827 | 260.975 | 243.08 | 29.575 | 248.48 | 0 | 0 | 1375.709 | 248.48 | 1127.229 | 0
|  | 1468.945 | 248.48 | 0 | 0 | 0 | 1220.465 | 5770.538 | 57.71% | 0 | 1468.945 | 680.035 | 99.693 | 405.723 | 253.919 | 29.575 | 248.48 | 0 | 0 | 1468.945 | 248.48 | 1220.465 | 0
|  | 1152.511 | 248.48 | 904.031 | 0 | 2500 | 0 | 4550.073 | 45.5% | 0 | 1152.511 | 702.528 | 60.046 | 282.672 | 77.69 | 29.575 | 248.48 | 0 | 7500 | 1152.511 | 248.48 | 0 | 904.031
|  | 912.633 | 248.48 | 0 | 0 | 0 | 664.153 | 7050.073 | 70.5% | 0 | 912.633 | 582.051 | 50.139 | 243.846 | 7.022 | 29.575 | 248.48 | 0 | 0 | 912.633 | 248.48 | 664.153 | 0
|  | 837.884 | 248.48 | 589.404 | 0 | 2500 | 0 | 6385.92 | 63.86% | 0 | 837.884 | 500.557 | 25.86 | 281.892 | 0 | 29.575 | 248.48 | 0 | 7500 | 837.884 | 248.48 | 0 | 589.404
|  | 648.801 | 248.48 | 400.321 | 0 | 1114.08 | 0 | 8885.92 | 88.86% | 0 | 648.801 | 298.426 | 14.828 | 314.007 | 0 | 21.54 | 248.48 | 0 | 7500 | 648.801 | 248.48 | 0 | 400.321
|  | 667.835 | 248.48 | 419.355 | 0 | 0 | 0 | 10000 | 100% | 0 | 667.835 | 219.955 | 18.511 | 339.847 | 0 | 89.522 | 248.48 | 0 | 7500 | 667.835 | 248.48 | 0 | 419.355
|  | 552.957 | 248.48 | 304.477 | 0 | 0 | 0 | 10000 | 100% | 0 | 552.957 | 181.147 | 66.122 | 287.914 | 0 | 17.775 | 248.48 | 0 | 7500 | 552.957 | 248.48 | 0 | 304.477
|  | 570.207 | 248.48 | 321.727 | 0 | 0 | 0 | 10000 | 100% | 0 | 570.207 | 176.044 | 120.78 | 253.511 | 0 | 19.873 | 248.48 | 0 | 7500 | 570.207 | 248.48 | 0 | 321.727
|  | 555.045 | 248.48 | 0 | 0 | 0 | 306.565 | 10000 | 100% | 0 | 555.045 | 165.397 | 103.23 | 276.393 | 0 | 10.026 | 248.48 | 0 | 0 | 555.045 | 248.48 | 306.565 | 0
|  | 586.991 | 248.48 | 0 | 0 | 0 | 338.511 | 9693.435 | 96.93% | 0 | 586.991 | 168.363 | 88.329 | 327.724 | 0 | 2.575 | 248.48 | 0 | 0 | 586.991 | 248.48 | 338.511 | 0
|  | 813.149 | 248.48 | 0 | 0 | 0 | 564.669 | 9354.924 | 93.55% | 0 | 813.149 | 202.997 | 67.362 | 333.875 | 143.715 | 65.201 | 248.48 | 0 | 0 | 813.149 | 248.48 | 564.669 | 0
|  | 1631.501 | 248.48 | 0 | 0 | 0 | 1383.021 | 8790.255 | 87.9% | 0 | 1631.501 | 397.972 | 82.706 | 456.001 | 487.317 | 207.505 | 248.48 | 0 | 0 | 1631.501 | 248.48 | 1383.021 | 0
|  | 1794.883 | 248.48 | 0 | 0 | 0 | 1546.403 | 7407.234 | 74.07% | 0 | 1794.883 | 559.261 | 71.009 | 410.726 | 307.803 | 446.083 | 248.48 | 0 | 0 | 1794.883 | 248.48 | 1546.403 | 0
|  | 1580.812 | 248.48 | 0 | 0 | 0 | 1332.332 | 5860.831 | 58.61% | 0 | 1580.812 | 460.677 | 55.845 | 478.776 | 0 | 585.515 | 248.48 | 0 | 0 | 1580.812 | 248.48 | 1332.332 | 0
|  | 1809.023 | 602.016 | 1207.007 | 0 | 2500 | 0 | 4528.499 | 45.28% | 0 | 1809.023 | 379.292 | 38.877 | 390.088 | 0 | 1000.766 | 248.48 | 353.536 | 7500 | 1809.023 | 602.016 | 0 | 1207.007
|  | 1149.411 | 360.776 | 788.635 | 0 | 2500 | 0 | 7028.499 | 70.28% | 0 | 1149.411 | 418.998 | 20.189 | 416.958 | 0 | 293.266 | 248.48 | 112.296 | 7500 | 1149.411 | 360.776 | 0 | 788.635
|  | 860.286 | 378.353 | 481.933 | 0 | 471.501 | 0 | 9528.499 | 95.28% | 0 | 860.286 | 404.615 | 15.797 | 311.718 | 0 | 128.155 | 248.48 | 129.873 | 7500 | 860.286 | 378.353 | 0 | 481.933
|  | 950.561 | 436.951 | 513.61 | 0 | 0 | 0 | 10000 | 100% | 0 | 950.561 | 439.447 | 19.821 | 410.999 | 0 | 80.295 | 248.48 | 188.471 | 7500 | 950.561 | 436.951 | 0 | 513.61
|  | 886.329 | 269.477 | 616.852 | 0 | 0 | 0 | 10000 | 100% | 0 | 886.329 | 352.065 | 59.361 | 416.122 | 0 | 58.781 | 248.48 | 20.997 | 7500 | 886.329 | 269.477 | 0 | 616.852
|  | 1078.458 | 252.314 | 826.144 | 0 | 0 | 0 | 10000 | 100% | 0 | 1078.458 | 402.295 | 116.991 | 406.416 | 126.582 | 26.175 | 248.48 | 3.834 | 7500 | 1078.458 | 252.314 | 0 | 826.144
|  | 1332.288 | 248.48 | 0 | 0 | 0 | 1083.808 | 10000 | 100% | 0 | 1332.288 | 487.005 | 95.318 | 357.644 | 392.321 | 0 | 248.48 | 0 | 0 | 1332.288 | 248.48 | 1083.808 | 0
|  | 1668.185 | 248.48 | 0 | 0 | 0 | 1419.705 | 8916.192 | 89.16% | 0 | 1668.185 | 745.78 | 90.915 | 334.708 | 496.782 | 0 | 248.48 | 0 | 0 | 1668.185 | 248.48 | 1419.705 | 0
|  | 1311.738 | 248.48 | 0 | 0 | 0 | 1063.258 | 7496.487 | 74.96% | 0 | 1311.738 | 742.802 | 80.652 | 279.173 | 198.386 | 10.725 | 248.48 | 0 | 0 | 1311.738 | 248.48 | 1063.258 | 0
|  | 1163.982 | 248.48 | 0 | 0 | 0 | 915.502 | 6433.229 | 64.33% | 0 | 1163.982 | 722.621 | 83.128 | 293.99 | 42.792 | 21.45 | 248.48 | 0 | 0 | 1163.982 | 248.48 | 915.502 | 0
|  | 1414.141 | 248.48 | 0 | 0 | 0 | 1165.661 | 5517.727 | 55.18% | 0 | 1414.141 | 704.511 | 77.315 | 381.606 | 229.22 | 21.489 | 248.48 | 0 | 0 | 1414.141 | 248.48 | 1165.661 | 0
|  | 1347.566 | 248.48 | 1099.086 | 0 | 2500 | 0 | 4352.066 | 43.52% | 0 | 1347.566 | 643.927 | 57.52 | 326.36 | 298.244 | 21.515 | 248.48 | 0 | 7500 | 1347.566 | 248.48 | 0 | 1099.086
|  | 942.606 | 248.48 | 0 | 0 | 0 | 694.126 | 6852.066 | 68.52% | 0 | 942.606 | 544.756 | 42.665 | 217.97 | 115.65 | 21.566 | 248.48 | 0 | 0 | 942.606 | 248.48 | 694.126 | 0
|  | 795.182 | 248.48 | 546.702 | 0 | 2500 | 0 | 6157.94 | 61.58% | 0 | 795.182 | 484.891 | 22.564 | 266.148 | 0 | 21.579 | 248.48 | 0 | 7500 | 795.182 | 248.48 | 0 | 546.702
|  | 627.152 | 248.48 | 378.672 | 0 | 1342.06 | 0 | 8657.94 | 86.58% | 0 | 627.152 | 330.598 | 16.468 | 257.9 | 0 | 22.187 | 248.48 | 0 | 7500 | 627.152 | 248.48 | 0 | 378.672
|  | 597.41 | 248.48 | 348.93 | 0 | 0 | 0 | 10000 | 100% | 0 | 597.41 | 217.203 | 36.407 | 246.75 | 0 | 97.051 | 248.48 | 0 | 7500 | 597.41 | 248.48 | 0 | 348.93
|  | 594.547 | 248.48 | 346.067 | 0 | 0 | 0 | 10000 | 100% | 0 | 594.547 | 167.656 | 110.481 | 224.431 | 0 | 91.979 | 248.48 | 0 | 7500 | 594.547 | 248.48 | 0 | 346.067
|  | 531.748 | 248.48 | 283.268 | 0 | 0 | 0 | 10000 | 100% | 0 | 531.748 | 159.134 | 104.567 | 192.345 | 0 | 75.702 | 248.48 | 0 | 7500 | 531.748 | 248.48 | 0 | 283.268
|  | 560.629 | 248.48 | 0 | 0 | 0 | 312.149 | 10000 | 100% | 0 | 560.629 | 152.49 | 109.226 | 237.432 | 0 | 61.481 | 248.48 | 0 | 0 | 560.629 | 248.48 | 312.149 | 0
|  | 625.699 | 248.48 | 0 | 0 | 0 | 377.219 | 9687.851 | 96.88% | 0 | 625.699 | 170.952 | 73.748 | 214.429 | 0 | 166.57 | 248.48 | 0 | 0 | 625.699 | 248.48 | 377.219 | 0
|  | 946.71 | 248.48 | 0 | 0 | 0 | 698.23 | 9310.632 | 93.11% | 0 | 946.71 | 223.367 | 72.059 | 248.41 | 174.68 | 228.194 | 248.48 | 0 | 0 | 946.71 | 248.48 | 698.23 | 0
|  | 1368.765 | 248.48 | 0 | 0 | 0 | 1120.285 | 8612.402 | 86.12% | 0 | 1368.765 | 351.582 | 97.533 | 264.602 | 461.677 | 193.371 | 248.48 | 0 | 0 | 1368.765 | 248.48 | 1120.285 | 0
|  | 1822.615 | 248.48 | 0 | 0 | 0 | 1574.135 | 7492.117 | 74.92% | 0 | 1822.615 | 503.12 | 65.375 | 415.007 | 297.685 | 541.429 | 248.48 | 0 | 0 | 1822.615 | 248.48 | 1574.135 | 0
|  | 1775.178 | 248.48 | 0 | 0 | 0 | 1526.698 | 5917.982 | 59.18% | 0 | 1775.178 | 445.317 | 53.931 | 552.621 | 0 | 723.31 | 248.48 | 0 | 0 | 1775.178 | 248.48 | 1526.698 | 0
|  | 1831.746 | 477.702 | 1354.044 | 0 | 2500 | 0 | 4391.284 | 43.91% | 0 | 1831.746 | 423.908 | 29.276 | 456.12 | 0 | 922.442 | 248.48 | 229.222 | 7500 | 1831.746 | 477.702 | 0 | 1354.044
|  | 1164.444 | 533.649 | 630.795 | 0 | 2500 | 0 | 6891.284 | 68.91% | 0 | 1164.444 | 384.511 | 20.6 | 463.772 | 0 | 295.561 | 248.48 | 285.169 | 7500 | 1164.444 | 533.649 | 0 | 630.795
|  | 929.648 | 827.636 | 102.012 | 0 | 608.716 | 0 | 9391.284 | 93.91% | 0 | 929.648 | 462.218 | 16.017 | 378.753 | 0 | 72.66 | 248.48 | 579.156 | 7500 | 929.648 | 827.636 | 0 | 102.012
|  | 747.718 | 593.729 | 153.989 | 0 | 0 | 0 | 10000 | 100% | 0 | 747.718 | 383.398 | 31.35 | 332.97 | 0 | 0 | 248.48 | 345.249 | 7500 | 747.718 | 593.729 | 0 | 153.989
|  | 818.237 | 818.237 | 0 | 74.159 | 0 | 0 | 10000 | 100% | 0 | 818.237 | 369.862 | 109.186 | 339.189 | 0 | 0 | 248.48 | 643.916 | 0 | 818.237 | 818.237 | 0 | 0
|  | 943.551 | 943.551 | 0 | 12.189 | 0 | 0 | 10000 | 100% | 0 | 943.551 | 385.659 | 110.627 | 297.438 | 149.827 | 0 | 248.48 | 707.26 | 0 | 943.551 | 943.551 | 0 | 0
|  | 1445.891 | 759.75 | 0 | 0 | 0 | 686.141 | 10000 | 100% | 0 | 1445.891 | 511.773 | 116.791 | 344.634 | 472.694 | 0 | 248.48 | 511.27 | 0 | 1445.891 | 759.75 | 686.141 | 0
|  | 1762.472 | 248.48 | 0 | 0 | 0 | 1513.992 | 9313.859 | 93.14% | 0 | 1762.472 | 771.038 | 75.478 | 339.982 | 575.974 | 0 | 248.48 | 0 | 0 | 1762.472 | 248.48 | 1513.992 | 0
|  | 1252.873 | 248.48 | 0 | 0 | 0 | 1004.393 | 7799.867 | 78% | 0 | 1252.873 | 734.25 | 76.63 | 238.387 | 192.556 | 11.05 | 248.48 | 0 | 0 | 1252.873 | 248.48 | 1004.393 | 0
|  | 1125.523 | 248.48 | 0 | 0 | 0 | 877.043 | 6795.474 | 67.95% | 0 | 1125.523 | 770.717 | 84.925 | 189.03 | 58.751 | 22.1 | 248.48 | 0 | 0 | 1125.523 | 248.48 | 877.043 | 0
|  | 1310.509 | 248.48 | 0 | 0 | 0 | 1062.029 | 5918.431 | 59.18% | 0 | 1310.509 | 769.708 | 62.534 | 217.649 | 238.506 | 22.113 | 248.48 | 0 | 0 | 1310.509 | 248.48 | 1062.029 | 0
|  | 1345.034 | 248.48 | 1096.554 | 0 | 2500 | 0 | 4856.402 | 48.56% | 0 | 1345.034 | 723.768 | 51.991 | 235.757 | 311.38 | 22.138 | 248.48 | 0 | 7500 | 1345.034 | 248.48 | 0 | 1096.554
|  | 1049.313 | 248.48 | 0 | 0 | 0 | 800.833 | 7356.402 | 73.56% | 0 | 1049.313 | 638.817 | 27.966 | 245.949 | 114.37 | 22.211 | 248.48 | 0 | 0 | 1049.313 | 248.48 | 800.833 | 0
|  | 837.748 | 248.48 | 589.268 | 0 | 2500 | 0 | 6555.569 | 65.56% | 0 | 837.748 | 530.835 | 20.386 | 264.303 | 0 | 22.224 | 248.48 | 0 | 7500 | 837.748 | 248.48 | 0 | 589.268
|  | 762.61 | 248.48 | 514.13 | 0 | 944.431 | 0 | 9055.569 | 90.56% | 0 | 762.61 | 351.009 | 20.57 | 359.831 | 0 | 31.201 | 248.48 | 0 | 7500 | 762.61 | 248.48 | 0 | 514.13
|  | 532.43 | 248.48 | 283.95 | 0 | 0 | 0 | 10000 | 100% | 0 | 532.43 | 204.808 | 63.921 | 236.101 | 0 | 27.6 | 248.48 | 0 | 7500 | 532.43 | 248.48 | 0 | 283.95
|  | 577.15 | 248.48 | 328.67 | 0 | 0 | 0 | 10000 | 100% | 0 | 577.15 | 177.815 | 123.169 | 249.711 | 0 | 26.455 | 248.48 | 0 | 7500 | 577.15 | 248.48 | 0 | 328.67
|  | 576.531 | 248.48 | 328.051 | 0 | 0 | 0 | 10000 | 100% | 0 | 576.531 | 158.651 | 119.716 | 236.02 | 0 | 62.145 | 248.48 | 0 | 7500 | 576.531 | 248.48 | 0 | 328.051
|  | 523.287 | 248.48 | 0 | 0 | 0 | 274.807 | 10000 | 100% | 0 | 523.287 | 165.486 | 91.891 | 212.255 | 0 | 53.655 | 248.48 | 0 | 0 | 523.287 | 248.48 | 274.807 | 0
|  | 653.26 | 248.48 | 0 | 0 | 0 | 404.78 | 9725.193 | 97.25% | 0 | 653.26 | 179.717 | 73.514 | 331.963 | 0 | 68.066 | 248.48 | 0 | 0 | 653.26 | 248.48 | 404.78 | 0
|  | 879.216 | 248.48 | 0 | 0 | 0 | 630.736 | 9320.413 | 93.2% | 0 | 879.216 | 190.702 | 86.726 | 293.835 | 162.128 | 145.826 | 248.48 | 0 | 0 | 879.216 | 248.48 | 630.736 | 0
|  | 1585.674 | 248.48 | 0 | 0 | 0 | 1337.194 | 8689.677 | 86.9% | 0 | 1585.674 | 376.838 | 73.682 | 345.231 | 494.201 | 295.723 | 248.48 | 0 | 0 | 1585.674 | 248.48 | 1337.194 | 0
|  | 2000.647 | 248.48 | 0 | 0 | 0 | 1752.167 | 7352.483 | 73.52% | 0 | 2000.647 | 565.78 | 59.327 | 431.501 | 329.368 | 614.671 | 248.48 | 0 | 0 | 2000.647 | 248.48 | 1752.167 | 0
|  | 1873.308 | 248.48 | 0 | 0 | 0 | 1624.828 | 5600.316 | 56% | 0 | 1873.308 | 426.328 | 33.798 | 469.295 | 0 | 943.888 | 248.48 | 0 | 0 | 1873.308 | 248.48 | 1624.828 | 0
|  | 1245.173 | 261.851 | 983.322 | 0 | 2500 | 0 | 3975.488 | 39.75% | 0 | 1245.173 | 436.072 | 21.955 | 487.116 | 0 | 300.031 | 248.48 | 13.371 | 7500 | 1245.173 | 261.851 | 0 | 983.322
|  | 1028.7 | 250.168 | 778.532 | 0 | 2500 | 0 | 6475.488 | 64.75% | 0 | 1028.7 | 391.641 | 14.605 | 441.39 | 0 | 181.065 | 248.48 | 1.688 | 7500 | 1028.7 | 250.168 | 0 | 778.532
|  | 1029.583 | 252.501 | 777.082 | 0 | 1024.512 | 0 | 8975.488 | 89.75% | 0 | 1029.583 | 432.212 | 19.464 | 457.442 | 0 | 120.465 | 248.48 | 4.021 | 7500 | 1029.583 | 252.501 | 0 | 777.082
|  | 895.681 | 249.836 | 645.845 | 0 | 0 | 0 | 10000 | 100% | 0 | 895.681 | 441.594 | 68.151 | 383.715 | 0 | 2.221 | 248.48 | 1.356 | 7500 | 895.681 | 249.836 | 0 | 645.845
|  | 971.212 | 249.63 | 721.582 | 0 | 0 | 0 | 10000 | 100% | 0 | 971.212 | 386.076 | 129.429 | 454.48 | 0 | 1.227 | 248.48 | 1.15 | 7500 | 971.212 | 249.63 | 0 | 721.582
|  | 1151.638 | 250.023 | 901.615 | 0 | 0 | 0 | 10000 | 100% | 0 | 1151.638 | 418.081 | 102.028 | 463.301 | 168.228 | 0 | 248.48 | 1.543 | 7500 | 1151.638 | 250.023 | 0 | 901.615
|  | 1574.828 | 248.867 | 0 | 0 | 0 | 1325.961 | 10000 | 100% | 0 | 1574.828 | 516.255 | 93.43 | 416.313 | 548.83 | 0 | 248.48 | 0.387 | 0 | 1574.828 | 248.867 | 1325.961 | 0
|  | 1674.269 | 248.48 | 0 | 0 | 0 | 1425.789 | 8674.039 | 86.74% | 0 | 1674.269 | 746.47 | 73.436 | 296.995 | 557.368 | 0 | 248.48 | 0 | 0 | 1674.269 | 248.48 | 1425.789 | 0
|  | 1519.443 | 248.48 | 0 | 0 | 0 | 1270.963 | 7248.25 | 72.48% | 0 | 1519.443 | 872.115 | 88.158 | 325.462 | 218.109 | 15.6 | 248.48 | 0 | 0 | 1519.443 | 248.48 | 1270.963 | 0
|  | 1310.379 | 248.48 | 0 | 0 | 0 | 1061.899 | 5977.287 | 59.77% | 0 | 1310.379 | 858.991 | 81.99 | 269.546 | 68.652 | 31.2 | 248.48 | 0 | 0 | 1310.379 | 248.48 | 1061.899 | 0
|  | 1431.238 | 248.48 | 0 | 0 | 0 | 1182.758 | 4915.388 | 49.15% | 0 | 1431.238 | 784.172 | 53.505 | 313.651 | 248.711 | 31.2 | 248.48 | 0 | 0 | 1431.238 | 248.48 | 1182.758 | 0
|  | 1540.297 | 248.48 | 1291.817 | 0 | 2500 | 0 | 3732.63 | 37.33% | 0 | 1540.297 | 775.433 | 41.547 | 363.183 | 328.934 | 31.2 | 248.48 | 0 | 7500 | 1540.297 | 248.48 | 0 | 1291.817
|  | 1034.688 | 248.48 | 0 | 0 | 0 | 786.208 | 6232.63 | 62.33% | 0 | 1034.688 | 626.677 | 24.8 | 242.532 | 109.479 | 31.2 | 248.48 | 0 | 0 | 1034.688 | 248.48 | 786.208 | 0
|  | 765.388 | 248.48 | 516.908 | 0 | 2500 | 0 | 5446.422 | 54.46% | 0 | 765.388 | 493.881 | 20.707 | 219.601 | 0 | 31.2 | 248.48 | 0 | 7500 | 765.388 | 248.48 | 0 | 516.908
|  | 656.406 | 248.48 | 407.926 | 0 | 2053.578 | 0 | 7946.422 | 79.46% | 0 | 656.406 | 338.507 | 35.385 | 236.832 | 0 | 45.682 | 248.48 | 0 | 7500 | 656.406 | 248.48 | 0 | 407.926
|  | 593.912 | 248.48 | 345.432 | 0 | 0 | 0 | 10000 | 100% | 0 | 593.912 | 248.984 | 98.376 | 225.563 | 0 | 20.989 | 248.48 | 0 | 7500 | 593.912 | 248.48 | 0 | 345.432
|  | 517.788 | 248.48 | 269.308 | 0 | 0 | 0 | 10000 | 100% | 0 | 517.788 | 200.83 | 104.893 | 193.213 | 0 | 18.852 | 248.48 | 0 | 7500 | 517.788 | 248.48 | 0 | 269.308
|  | 517.796 | 248.48 | 269.316 | 0 | 0 | 0 | 10000 | 100% | 0 | 517.796 | 156.976 | 116.638 | 213.421 | 0 | 30.761 | 248.48 | 0 | 7500 | 517.796 | 248.48 | 0 | 269.316
|  | 481.533 | 248.48 | 0 | 0 | 0 | 233.053 | 10000 | 100% | 0 | 481.533 | 174.938 | 75.848 | 221.622 | 0 | 9.125 | 248.48 | 0 | 0 | 481.533 | 248.48 | 233.053 | 0
|  | 565.065 | 248.48 | 0 | 0 | 0 | 316.585 | 9766.947 | 97.67% | 0 | 565.065 | 159.16 | 73.316 | 331.385 | 0 | 1.204 | 248.48 | 0 | 0 | 565.065 | 248.48 | 316.585 | 0
|  | 826.379 | 248.48 | 0 | 0 | 0 | 577.899 | 9450.362 | 94.5% | 0 | 826.379 | 182.531 | 92.54 | 344.24 | 168.544 | 38.524 | 248.48 | 0 | 0 | 826.379 | 248.48 | 577.899 | 0
|  | 1363.256 | 248.48 | 0 | 0 | 0 | 1114.776 | 8872.463 | 88.72% | 0 | 1363.256 | 270.805 | 65.475 | 325.131 | 476.217 | 225.628 | 248.48 | 0 | 0 | 1363.256 | 248.48 | 1114.776 | 0
|  | 1537.595 | 248.48 | 0 | 0 | 0 | 1289.115 | 7757.687 | 77.58% | 0 | 1537.595 | 400.25 | 52.651 | 274.572 | 329.259 | 480.864 | 248.48 | 0 | 0 | 1537.595 | 248.48 | 1289.115 | 0
|  | 1391.77 | 248.48 | 0 | 0 | 0 | 1143.29 | 6468.572 | 64.69% | 0 | 1391.77 | 501.471 | 29.876 | 296.745 | 0 | 563.678 | 248.48 | 0 | 0 | 1391.77 | 248.48 | 1143.29 | 0
|  | 1144.131 | 338.844 | 805.287 | 0 | 2500 | 0 | 5325.282 | 53.25% | 0 | 1144.131 | 513.941 | 19.417 | 284.228 | 0 | 326.545 | 248.48 | 90.364 | 7500 | 1144.131 | 338.844 | 0 | 805.287
|  | 1154.451 | 278.516 | 875.935 | 0 | 2174.718 | 0 | 7825.282 | 78.25% | 0 | 1154.451 | 655.898 | 17.692 | 307.74 | 0 | 173.121 | 248.48 | 30.036 | 7500 | 1154.451 | 278.516 | 0 | 875.935
|  | 1220.063 | 303.809 | 916.254 | 0 | 0 | 0 | 10000 | 100% | 0 | 1220.063 | 771.97 | 37.29 | 336.172 | 0 | 74.632 | 248.48 | 55.329 | 7500 | 1220.063 | 303.809 | 0 | 916.254
|  | 1120.011 | 271.218 | 848.793 | 0 | 0 | 0 | 10000 | 100% | 0 | 1120.011 | 650.211 | 99.41 | 305.172 | 0 | 65.219 | 248.48 | 22.738 | 7500 | 1120.011 | 271.218 | 0 | 848.793
|  | 1096.096 | 248.981 | 847.115 | 0 | 0 | 0 | 10000 | 100% | 0 | 1096.096 | 576.73 | 118.089 | 366.441 | 0 | 34.837 | 248.48 | 0.501 | 7500 | 1096.096 | 248.981 | 0 | 847.115
|  | 1179.898 | 248.481 | 931.417 | 0 | 0 | 0 | 10000 | 100% | 0 | 1179.898 | 539.694 | 116.71 | 362.127 | 161.367 | 0 | 248.48 | 0.001 | 7500 | 1179.898 | 248.481 | 0 | 931.417
|  | 1344.672 | 248.711 | 0 | 0 | 0 | 1095.961 | 10000 | 100% | 0 | 1344.672 | 575.444 | 70.279 | 252.074 | 446.874 | 0 | 248.48 | 0.231 | 0 | 1344.672 | 248.711 | 1095.961 | 0
|  | 1636.904 | 248.48 | 0 | 0 | 0 | 1388.424 | 8904.039 | 89.04% | 0 | 1636.904 | 752.478 | 74.285 | 264.627 | 545.514 | 0 | 248.48 | 0 | 0 | 1636.904 | 248.48 | 1388.424 | 0
|  | 1225.107 | 248.48 | 0 | 0 | 0 | 976.627 | 7515.615 | 75.16% | 0 | 1225.107 | 722.076 | 91.968 | 207.531 | 191.669 | 11.863 | 248.48 | 0 | 0 | 1225.107 | 248.48 | 976.627 | 0
|  | 1264.633 | 248.48 | 0 | 0 | 0 | 1016.153 | 6538.988 | 65.39% | 0 | 1264.633 | 816.227 | 59.86 | 282.024 | 82.797 | 23.725 | 248.48 | 0 | 0 | 1264.633 | 248.48 | 1016.153 | 0
|  | 1381.127 | 248.48 | 0 | 0 | 0 | 1132.647 | 5522.835 | 55.23% | 0 | 1381.127 | 734.489 | 51.198 | 307.05 | 264.663 | 23.728 | 248.48 | 0 | 0 | 1381.127 | 248.48 | 1132.647 | 0
|  | 1338.771 | 248.48 | 1090.291 | 0 | 2500 | 0 | 4390.188 | 43.9% | 0 | 1338.771 | 683.168 | 26.246 | 296.769 | 308.86 | 23.729 | 248.48 | 0 | 7500 | 1338.771 | 248.48 | 0 | 1090.291
|  | 1033.858 | 248.48 | 0 | 0 | 0 | 785.378 | 6890.188 | 68.9% | 0 | 1033.858 | 635.868 | 19.9 | 239.389 | 114.976 | 23.726 | 248.48 | 0 | 0 | 1033.858 | 248.48 | 785.378 | 0
|  | 787.286 | 248.48 | 538.806 | 0 | 2500 | 0 | 6104.81 | 61.05% | 0 | 787.286 | 496.073 | 28.74 | 238.748 | 0 | 23.725 | 248.48 | 0 | 7500 | 787.286 | 248.48 | 0 | 538.806
|  | 764.244 | 248.48 | 515.764 | 0 | 1395.19 | 0 | 8604.81 | 86.05% | 0 | 764.244 | 333.303 | 61.721 | 277.957 | 0 | 91.264 | 248.48 | 0 | 7500 | 764.244 | 248.48 | 0 | 515.764
|  | 719.262 | 248.48 | 470.782 | 0 | 0 | 0 | 10000 | 100% | 0 | 719.262 | 265.375 | 110.671 | 251.361 | 0 | 91.855 | 248.48 | 0 | 7500 | 719.262 | 248.48 | 0 | 470.782
|  | 694.873 | 248.48 | 446.393 | 0 | 0 | 0 | 10000 | 100% | 0 | 694.873 | 200.206 | 102.481 | 255.091 | 0 | 137.095 | 248.48 | 0 | 7500 | 694.873 | 248.48 | 0 | 446.393
|  | 633.788 | 248.48 | 385.308 | 0 | 0 | 0 | 10000 | 100% | 0 | 633.788 | 159.596 | 90.127 | 246.151 | 0 | 137.914 | 248.48 | 0 | 7500 | 633.788 | 248.48 | 0 | 385.308
|  | 566.417 | 248.48 | 0 | 0 | 0 | 317.937 | 10000 | 100% | 0 | 566.417 | 155.261 | 72.482 | 200.598 | 0 | 138.076 | 248.48 | 0 | 0 | 566.417 | 248.48 | 317.937 | 0
|  | 716.598 | 248.48 | 0 | 0 | 0 | 468.118 | 9682.063 | 96.82% | 0 | 716.598 | 171.811 | 93.744 | 344.288 | 0 | 106.755 | 248.48 | 0 | 0 | 716.598 | 248.48 | 468.118 | 0
|  | 862.152 | 248.48 | 0 | 0 | 0 | 613.672 | 9213.945 | 92.14% | 0 | 862.152 | 180.212 | 70.103 | 347.824 | 173.2 | 90.813 | 248.48 | 0 | 0 | 862.152 | 248.48 | 613.672 | 0
|  | 1362.796 | 248.48 | 0 | 0 | 0 | 1114.316 | 8600.273 | 86% | 0 | 1362.796 | 238.534 | 52.801 | 387.319 | 524.248 | 159.894 | 248.48 | 0 | 0 | 1362.796 | 248.48 | 1114.316 | 0
|  | 1292.531 | 248.48 | 0 | 0 | 0 | 1044.051 | 7485.957 | 74.86% | 0 | 1292.531 | 346.317 | 36.802 | 307.576 | 331.284 | 270.553 | 248.48 | 0 | 0 | 1292.531 | 248.48 | 1044.051 | 0
|  | 1178.898 | 248.48 | 0 | 0 | 0 | 930.418 | 6441.906 | 64.42% | 0 | 1178.898 | 475.929 | 19.185 | 295.027 | 0 | 388.757 | 248.48 | 0 | 0 | 1178.898 | 248.48 | 930.418 | 0
|  | 1131.926 | 248.48 | 883.446 | 0 | 2500 | 0 | 5511.488 | 55.11% | 0 | 1131.926 | 498.877 | 15.544 | 234.431 | 0 | 383.074 | 248.48 | 0 | 7500 | 1131.926 | 248.48 | 0 | 883.446
|  | 1127.162 | 249.506 | 877.656 | 0 | 1988.512 | 0 | 8011.488 | 80.11% | 0 | 1127.162 | 662.295 | 19.671 | 264.001 | 0 | 181.195 | 248.48 | 1.026 | 7500 | 1127.162 | 249.506 | 0 | 877.656
|  | 1058.881 | 248.895 | 809.986 | 0 | 0 | 0 | 10000 | 100% | 0 | 1058.881 | 655.496 | 64.436 | 247.558 | 0 | 91.391 | 248.48 | 0.415 | 7500 | 1058.881 | 248.895 | 0 | 809.986
|  | 1030.961 | 248.488 | 782.473 | 0 | 0 | 0 | 10000 | 100% | 0 | 1030.961 | 603.632 | 116.636 | 272.701 | 0 | 37.992 | 248.48 | 0.008 | 7500 | 1030.961 | 248.488 | 0 | 782.473
|  | 1073.543 | 248.482 | 825.061 | 0 | 0 | 0 | 10000 | 100% | 0 | 1073.543 | 578.997 | 99.986 | 394.56 | 0 | 0 | 248.48 | 0.002 | 7500 | 1073.543 | 248.482 | 0 | 825.061
|  | 1101.292 | 248.48 | 852.812 | 0 | 0 | 0 | 10000 | 100% | 0 | 1101.292 | 508.668 | 85.011 | 351.217 | 156.397 | 0 | 248.48 | 0 | 7500 | 1101.292 | 248.48 | 0 | 852.812
|  | 1556.367 | 248.48 | 0 | 0 | 0 | 1307.887 | 10000 | 100% | 0 | 1556.367 | 590.263 | 78.003 | 339.066 | 549.034 | 0 | 248.48 | 0 | 0 | 1556.367 | 248.48 | 1307.887 | 0
|  | 1620.174 | 248.48 | 0 | 0 | 0 | 1371.694 | 8692.113 | 86.92% | 0 | 1620.174 | 674.693 | 93.969 | 282.222 | 569.291 | 0 | 248.48 | 0 | 0 | 1620.174 | 248.48 | 1371.694 | 0
|  | 1364.743 | 248.48 | 0 | 0 | 0 | 1116.263 | 7320.419 | 73.2% | 0 | 1364.743 | 814.18 | 77.44 | 251.705 | 210.043 | 11.375 | 248.48 | 0 | 0 | 1364.743 | 248.48 | 1116.263 | 0
|  | 1227.086 | 248.48 | 0 | 0 | 0 | 978.606 | 6204.156 | 62.04% | 0 | 1227.086 | 790.774 | 52.483 | 289.115 | 71.964 | 22.75 | 248.48 | 0 | 0 | 1227.086 | 248.48 | 978.606 | 0
|  | 1345.682 | 248.48 | 0 | 0 | 0 | 1097.202 | 5225.55 | 52.26% | 0 | 1345.682 | 706.232 | 37.994 | 329.153 | 249.551 | 22.752 | 248.48 | 0 | 0 | 1345.682 | 248.48 | 1097.202 | 0
|  | 1277.243 | 248.48 | 1028.763 | 0 | 2500 | 0 | 4128.348 | 41.28% | 0 | 1277.243 | 684.242 | 24.229 | 262.01 | 284.01 | 22.752 | 248.48 | 0 | 7500 | 1277.243 | 248.48 | 0 | 1028.763
|  | 979.162 | 248.48 | 0 | 0 | 0 | 730.682 | 6628.348 | 66.28% | 0 | 979.162 | 605.264 | 21.667 | 220.249 | 109.232 | 22.75 | 248.48 | 0 | 0 | 979.162 | 248.48 | 730.682 | 0
|  | 811.328 | 248.48 | 562.848 | 0 | 2500 | 0 | 5897.666 | 58.98% | 0 | 811.328 | 499.782 | 55.665 | 233.131 | 0 | 22.75 | 248.48 | 0 | 7500 | 811.328 | 248.48 | 0 | 562.848
|  | 702.557 | 248.48 | 454.077 | 0 | 1602.334 | 0 | 8397.666 | 83.98% | 0 | 702.557 | 317.572 | 105.449 | 253.427 | 0 | 26.109 | 248.48 | 0 | 7500 | 702.557 | 248.48 | 0 | 454.077
|  | 570.466 | 248.48 | 321.986 | 0 | 0 | 0 | 10000 | 100% | 0 | 570.466 | 204.863 | 111.195 | 232.062 | 0 | 22.346 | 248.48 | 0 | 7500 | 570.466 | 248.48 | 0 | 321.986
|  | 667.254 | 248.48 | 418.774 | 0 | 0 | 0 | 10000 | 100% | 0 | 667.254 | 177.516 | 114.949 | 274.794 | 0 | 99.994 | 248.48 | 0 | 7500 | 667.254 | 248.48 | 0 | 418.774
|  | 474.567 | 248.48 | 226.087 | 0 | 0 | 0 | 10000 | 100% | 0 | 474.567 | 140.935 | 72.379 | 225.033 | 0 | 36.22 | 248.48 | 0 | 7500 | 474.567 | 248.48 | 0 | 226.087
|  | 546.487 | 248.48 | 0 | 0 | 0 | 298.007 | 10000 | 100% | 0 | 546.487 | 175.116 | 81.826 | 239.81 | 0 | 49.735 | 248.48 | 0 | 0 | 546.487 | 248.48 | 298.007 | 0
|  | 729.931 | 248.48 | 0 | 0 | 0 | 481.451 | 9701.993 | 97.02% | 0 | 729.931 | 167.464 | 89.703 | 276.917 | 0 | 195.847 | 248.48 | 0 | 0 | 729.931 | 248.48 | 481.451 | 0
|  | 984.443 | 248.48 | 0 | 0 | 0 | 735.963 | 9220.542 | 92.21% | 0 | 984.443 | 226.361 | 65.755 | 345.584 | 179.186 | 167.557 | 248.48 | 0 | 0 | 984.443 | 248.48 | 735.963 | 0
|  | 1599.552 | 248.48 | 0 | 0 | 0 | 1351.072 | 8484.579 | 84.85% | 0 | 1599.552 | 402.213 | 49.316 | 312.871 | 465.81 | 369.343 | 248.48 | 0 | 0 | 1599.552 | 248.48 | 1351.072 | 0
|  | 2658.758 | 248.48 | 0 | 0 | 0 | 2410.278 | 7133.507 | 71.34% | 0 | 2658.758 | 496.86 | 26.045 | 439.409 | 523.74 | 1172.704 | 248.48 | 0 | 0 | 2658.758 | 248.48 | 2410.278 | 0
|  | 1427.515 | 248.48 | 0 | 0 | 0 | 1179.035 | 4723.229 | 47.23% | 0 | 1427.515 | 446.603 | 19.876 | 412.172 | 180.854 | 368.011 | 248.48 | 0 | 0 | 1427.515 | 248.48 | 1179.035 | 0
|  | 1352.323 | 248.48 | 1103.843 | 0 | 2500 | 0 | 3544.194 | 35.44% | 0 | 1352.323 | 430.17 | 16.303 | 413.723 | 105.901 | 386.226 | 248.48 | 0 | 7500 | 1352.323 | 248.48 | 0 | 1103.843
|  | 1313.779 | 263.09 | 1050.689 | 0 | 2500 | 0 | 6044.194 | 60.44% | 0 | 1313.779 | 374.13 | 34.265 | 363.371 | 337.645 | 204.369 | 248.48 | 14.61 | 7500 | 1313.779 | 263.09 | 0 | 1050.689
|  | 1386.565 | 264.832 | 1121.733 | 0 | 1455.806 | 0 | 8544.194 | 85.44% | 0 | 1386.565 | 423.606 | 102.472 | 342.33 | 369.906 | 148.251 | 248.48 | 16.352 | 7500 | 1386.565 | 264.832 | 0 | 1121.733
|  | 1070.262 | 304.966 | 765.296 | 0 | 0 | 0 | 10000 | 100% | 0 | 1070.262 | 418.61 | 114.498 | 383.522 | 153.633 | 0 | 248.48 | 56.486 | 7500 | 1070.262 | 304.966 | 0 | 765.296
|  | 989.051 | 321.582 | 667.469 | 0 | 0 | 0 | 10000 | 100% | 0 | 989.051 | 382.555 | 119.48 | 391.735 | 95.281 | 0 | 248.48 | 73.102 | 7500 | 989.051 | 321.582 | 0 | 667.469
|  | 1195.355 | 258.493 | 936.862 | 0 | 0 | 0 | 10000 | 100% | 0 | 1195.355 | 408.547 | 82.306 | 391.078 | 313.424 | 0 | 248.48 | 10.013 | 7500 | 1195.355 | 258.493 | 0 | 936.862
|  | 1323.556 | 248.775 | 0 | 0 | 0 | 1074.781 | 10000 | 100% | 0 | 1323.556 | 540.976 | 78.439 | 341.709 | 362.432 | 0 | 248.48 | 0.295 | 0 | 1323.556 | 248.775 | 1074.781 | 0
|  | 1242.715 | 248.48 | 0 | 0 | 0 | 994.235 | 8925.219 | 89.25% | 0 | 1242.715 | 695.46 | 97.366 | 310.089 | 139.8 | 0 | 248.48 | 0 | 0 | 1242.715 | 248.48 | 994.235 | 0
|  | 1206.731 | 248.48 | 0 | 0 | 0 | 958.251 | 7930.984 | 79.31% | 0 | 1206.731 | 771.951 | 62.422 | 265.448 | 94.723 | 12.188 | 248.48 | 0 | 0 | 1206.731 | 248.48 | 958.251 | 0
|  | 1433.434 | 248.48 | 0 | 0 | 0 | 1184.954 | 6972.733 | 69.73% | 0 | 1433.434 | 776.504 | 56.49 | 299.496 | 276.568 | 24.375 | 248.48 | 0 | 0 | 1433.434 | 248.48 | 1184.954 | 0
|  | 1405.562 | 248.48 | 0 | 0 | 0 | 1157.082 | 5787.779 | 57.88% | 0 | 1405.562 | 739.795 | 26.162 | 356.603 | 258.627 | 24.375 | 248.48 | 0 | 0 | 1405.562 | 248.48 | 1157.082 | 0
|  | 1059.627 | 248.48 | 811.147 | 0 | 2500 | 0 | 4630.697 | 46.31% | 0 | 1059.627 | 641.687 | 22.578 | 288.403 | 82.584 | 24.375 | 248.48 | 0 | 7500 | 1059.627 | 248.48 | 0 | 811.147
|  | 1002.43 | 248.48 | 0 | 0 | 0 | 753.95 | 7130.697 | 71.31% | 0 | 1002.43 | 661.427 | 28.43 | 274.986 | 13.212 | 24.375 | 248.48 | 0 | 0 | 1002.43 | 248.48 | 753.95 | 0
|  | 791.069 | 248.48 | 542.589 | 0 | 2500 | 0 | 6376.747 | 63.77% | 0 | 791.069 | 441.032 | 99.43 | 226.232 | 0 | 24.375 | 248.48 | 0 | 7500 | 791.069 | 248.48 | 0 | 542.589
|  | 805.589 | 248.48 | 557.109 | 0 | 1123.253 | 0 | 8876.747 | 88.77% | 0 | 805.589 | 339.786 | 116.978 | 320.856 | 0 | 27.969 | 248.48 | 0 | 7500 | 805.589 | 248.48 | 0 | 557.109
|  | 633.742 | 248.48 | 385.262 | 0 | 0 | 0 | 10000 | 100% | 0 | 633.742 | 226.229 | 102.328 | 267.062 | 0 | 38.123 | 248.48 | 0 | 7500 | 633.742 | 248.48 | 0 | 385.262
|  | 567.307 | 248.48 | 318.827 | 0 | 0 | 0 | 10000 | 100% | 0 | 567.307 | 178.851 | 92.406 | 212.858 | 0 | 83.192 | 248.48 | 0 | 7500 | 567.307 | 248.48 | 0 | 318.827
|  | 598.963 | 248.48 | 350.483 | 0 | 0 | 0 | 10000 | 100% | 0 | 598.963 | 163.64 | 69.919 | 232.144 | 0 | 133.26 | 248.48 | 0 | 7500 | 598.963 | 248.48 | 0 | 350.483
|  | 501.253 | 248.48 | 0 | 0 | 0 | 252.773 | 10000 | 100% | 0 | 501.253 | 146.657 | 88.187 | 196.62 | 0 | 69.789 | 248.48 | 0 | 0 | 501.253 | 248.48 | 252.773 | 0
|  | 634.364 | 248.48 | 0 | 0 | 0 | 385.884 | 9747.227 | 97.47% | 0 | 634.364 | 159.856 | 78.229 | 339.513 | 0 | 56.766 | 248.48 | 0 | 0 | 634.364 | 248.48 | 385.884 | 0
|  | 938.139 | 248.48 | 0 | 0 | 0 | 689.659 | 9361.343 | 93.61% | 0 | 938.139 | 201.168 | 53.792 | 336.116 | 159.073 | 187.991 | 248.48 | 0 | 0 | 938.139 | 248.48 | 689.659 | 0
|  | 1740.099 | 248.48 | 0 | 0 | 0 | 1491.619 | 8671.684 | 86.72% | 0 | 1740.099 | 409.785 | 35.805 | 411.836 | 513.417 | 369.255 | 248.48 | 0 | 0 | 1740.099 | 248.48 | 1491.619 | 0
|  | 1925.383 | 248.48 | 0 | 0 | 0 | 1676.903 | 7180.065 | 71.8% | 0 | 1925.383 | 500.492 | 19.294 | 449.741 | 450.312 | 505.544 | 248.48 | 0 | 0 | 1925.383 | 248.48 | 1676.903 | 0
|  | 1592.614 | 248.48 | 0 | 0 | 0 | 1344.134 | 5503.162 | 55.03% | 0 | 1592.614 | 427.478 | 14.621 | 444.513 | 165.278 | 540.724 | 248.48 | 0 | 0 | 1592.614 | 248.48 | 1344.134 | 0
|  | 1369.821 | 248.48 | 1121.341 | 0 | 2500 | 0 | 4159.028 | 41.59% | 0 | 1369.821 | 443.704 | 18.693 | 484.594 | 99.416 | 323.414 | 248.48 | 0 | 7500 | 1369.821 | 248.48 | 0 | 1121.341
|  | 1298.014 | 254.877 | 1043.137 | 0 | 2500 | 0 | 6659.028 | 66.59% | 0 | 1298.014 | 360.331 | 63.636 | 427.913 | 305.515 | 140.619 | 248.48 | 6.397 | 7500 | 1298.014 | 254.877 | 0 | 1043.137
|  | 1394.515 | 306.516 | 1087.999 | 0 | 840.972 | 0 | 9159.028 | 91.59% | 0 | 1394.515 | 409.339 | 110.662 | 371.632 | 402.016 | 100.866 | 248.48 | 58.036 | 7500 | 1394.515 | 306.516 | 0 | 1087.999
|  | 1136.137 | 309.844 | 826.293 | 0 | 0 | 0 | 10000 | 100% | 0 | 1136.137 | 421.015 | 117.667 | 439.498 | 157.242 | 0.716 | 248.48 | 61.364 | 7500 | 1136.137 | 309.844 | 0 | 826.293
|  | 955.604 | 373.796 | 581.808 | 0 | 0 | 0 | 10000 | 100% | 0 | 955.604 | 370.841 | 88.344 | 408.746 | 87.673 | 0 | 248.48 | 125.316 | 7500 | 955.604 | 373.796 | 0 | 581.808
|  | 1404.703 | 281.375 | 1123.328 | 0 | 0 | 0 | 10000 | 100% | 0 | 1404.703 | 418.826 | 78.171 | 587.367 | 320.34 | 0 | 248.48 | 32.895 | 7500 | 1404.703 | 281.375 | 0 | 1123.328
|  | 1419.368 | 275.121 | 0 | 0 | 0 | 1144.247 | 10000 | 100% | 0 | 1419.368 | 488.543 | 79.435 | 489.607 | 361.783 | 0 | 248.48 | 26.641 | 0 | 1419.368 | 275.121 | 1144.247 | 0
|  | 1314.229 | 248.48 | 0 | 0 | 0 | 1065.749 | 8855.753 | 88.56% | 0 | 1314.229 | 696.394 | 77.379 | 401.106 | 139.351 | 0 | 248.48 | 0 | 0 | 1314.229 | 248.48 | 1065.749 | 0
|  | 1188.459 | 248.48 | 0 | 0 | 0 | 939.979 | 7790.004 | 77.9% | 0 | 1188.459 | 754.748 | 57.897 | 279.761 | 82.079 | 13.975 | 248.48 | 0 | 0 | 1188.459 | 248.48 | 939.979 | 0
|  | 1480.561 | 248.48 | 0 | 0 | 0 | 1232.081 | 6850.025 | 68.5% | 0 | 1480.561 | 802.757 | 39.322 | 333.964 | 276.568 | 27.95 | 248.48 | 0 | 0 | 1480.561 | 248.48 | 1232.081 | 0
|  | 1455.881 | 248.48 | 0 | 0 | 0 | 1207.401 | 5617.944 | 56.18% | 0 | 1455.881 | 746.75 | 23.124 | 392.252 | 265.797 | 27.958 | 248.48 | 0 | 0 | 1455.881 | 248.48 | 1207.401 | 0
|  | 1260.623 | 248.48 | 1012.143 | 0 | 2500 | 0 | 4410.543 | 44.11% | 0 | 1260.623 | 787.69 | 19.138 | 340.457 | 85.374 | 27.964 | 248.48 | 0 | 7500 | 1260.623 | 248.48 | 0 | 1012.143
|  | 991.864 | 248.48 | 0 | 0 | 0 | 743.384 | 6910.543 | 69.11% | 0 | 991.864 | 634.858 | 60.968 | 261.096 | 6.966 | 27.975 | 248.48 | 0 | 0 | 991.864 | 248.48 | 743.384 | 0
|  | 889.565 | 248.48 | 641.085 | 0 | 2500 | 0 | 6167.159 | 61.67% | 0 | 889.565 | 493.629 | 102.991 | 264.968 | 0 | 27.977 | 248.48 | 0 | 7500 | 889.565 | 248.48 | 0 | 641.085
|  | 863.34 | 248.48 | 614.86 | 0 | 1332.841 | 0 | 8667.159 | 86.67% | 0 | 863.34 | 344.277 | 115.871 | 342.598 | 0 | 60.594 | 248.48 | 0 | 7500 | 863.34 | 248.48 | 0 | 614.86
|  | 802.729 | 248.48 | 554.249 | 0 | 0 | 0 | 10000 | 100% | 0 | 802.729 | 213.172 | 103.055 | 350.074 | 0 | 136.429 | 248.48 | 0 | 7500 | 802.729 | 248.48 | 0 | 554.249
|  | 648.227 | 248.48 | 399.747 | 0 | 0 | 0 | 10000 | 100% | 0 | 648.227 | 158.801 | 78.096 | 279.644 | 0 | 131.685 | 248.48 | 0 | 7500 | 648.227 | 248.48 | 0 | 399.747
|  | 590.938 | 248.48 | 342.458 | 0 | 0 | 0 | 10000 | 100% | 0 | 590.938 | 146.805 | 71.032 | 263.335 | 0 | 109.766 | 248.48 | 0 | 7500 | 590.938 | 248.48 | 0 | 342.458
|  | 605.795 | 248.48 | 0 | 0 | 0 | 357.315 | 10000 | 100% | 0 | 605.795 | 132.936 | 87.808 | 268.927 | 0 | 116.125 | 248.48 | 0 | 0 | 605.795 | 248.48 | 357.315 | 0
|  | 601.064 | 248.48 | 0 | 0 | 0 | 352.584 | 9642.685 | 96.43% | 0 | 601.064 | 160.917 | 57.977 | 309.454 | 0 | 72.716 | 248.48 | 0 | 0 | 601.064 | 248.48 | 352.584 | 0
|  | 1141.831 | 248.48 | 0 | 0 | 0 | 893.351 | 9290.101 | 92.9% | 0 | 1141.831 | 220.011 | 48.572 | 447.325 | 175.326 | 250.597 | 248.48 | 0 | 0 | 1141.831 | 248.48 | 893.351 | 0
|  | 1670.679 | 248.48 | 0 | 0 | 0 | 1422.199 | 8396.75 | 83.97% | 0 | 1670.679 | 363.284 | 30.537 | 434.696 | 478.197 | 363.965 | 248.48 | 0 | 0 | 1670.679 | 248.48 | 1422.199 | 0
|  | 2211.751 | 248.48 | 0 | 0 | 0 | 1963.271 | 6974.551 | 69.75% | 0 | 2211.751 | 507.633 | 21.084 | 548.379 | 310.843 | 823.813 | 248.48 | 0 | 0 | 2211.751 | 248.48 | 1963.271 | 0
|  | 1679.144 | 248.48 | 0 | 0 | 0 | 1430.664 | 5011.28 | 50.11% | 0 | 1679.144 | 411.105 | 19.377 | 556.864 | 0 | 691.798 | 248.48 | 0 | 0 | 1679.144 | 248.48 | 1430.664 | 0
|  | 1331.718 | 248.48 | 1083.238 | 0 | 2500 | 0 | 3580.616 | 35.81% | 0 | 1331.718 | 418.105 | 32.85 | 514.28 | 0 | 366.484 | 248.48 | 0 | 7500 | 1331.718 | 248.48 | 0 | 1083.238
|  | 1113.159 | 249.637 | 863.522 | 0 | 2500 | 0 | 6080.616 | 60.81% | 0 | 1113.159 | 351.827 | 95.313 | 369.446 | 0 | 296.573 | 248.48 | 1.157 | 7500 | 1113.159 | 249.637 | 0 | 863.522
|  | 1047.829 | 253.891 | 793.938 | 0 | 1419.384 | 0 | 8580.616 | 85.81% | 0 | 1047.829 | 448.054 | 106.843 | 372.797 | 0 | 120.135 | 248.48 | 5.411 | 7500 | 1047.829 | 253.891 | 0 | 793.938
|  | 986.461 | 255.109 | 731.352 | 0 | 0 | 0 | 10000 | 100% | 0 | 986.461 | 404.836 | 111.01 | 428.118 | 0 | 42.497 | 248.48 | 6.629 | 7500 | 986.461 | 255.109 | 0 | 731.352
|  | 931.145 | 251.807 | 679.338 | 0 | 0 | 0 | 10000 | 100% | 0 | 931.145 | 386.638 | 78.523 | 460.315 | 0 | 5.67 | 248.48 | 3.327 | 7500 | 931.145 | 251.807 | 0 | 679.338
|  | 1215.381 | 252.594 | 962.787 | 0 | 0 | 0 | 10000 | 100% | 0 | 1215.381 | 414.266 | 74.124 | 557.814 | 169.177 | 0 | 248.48 | 4.114 | 7500 | 1215.381 | 252.594 | 0 | 962.787
|  | 1533.028 | 249.004 | 0 | 0 | 0 | 1284.024 | 10000 | 100% | 0 | 1533.028 | 492.371 | 95.963 | 450.991 | 493.703 | 0 | 248.48 | 0.524 | 0 | 1533.028 | 249.004 | 1284.024 | 0
|  | 1531.901 | 248.48 | 0 | 0 | 0 | 1283.421 | 8715.976 | 87.16% | 0 | 1531.901 | 627.282 | 71.167 | 340.399 | 493.053 | 0 | 248.48 | 0 | 0 | 1531.901 | 248.48 | 1283.421 | 0
|  | 1426.699 | 248.48 | 0 | 0 | 0 | 1178.219 | 7432.555 | 74.33% | 0 | 1426.699 | 846.217 | 53.088 | 305.225 | 211.119 | 11.05 | 248.48 | 0 | 0 | 1426.699 | 248.48 | 1178.219 | 0
|  | 1099.794 | 248.48 | 0 | 0 | 0 | 851.314 | 6254.336 | 62.54% | 0 | 1099.794 | 727.286 | 23.358 | 266.97 | 60.079 | 22.1 | 248.48 | 0 | 0 | 1099.794 | 248.48 | 851.314 | 0
|  | 1292.417 | 248.48 | 0 | 0 | 0 | 1043.937 | 5403.022 | 54.03% | 0 | 1292.417 | 663.914 | 21.902 | 342.431 | 242.066 | 22.104 | 248.48 | 0 | 0 | 1292.417 | 248.48 | 1043.937 | 0
|  | 1304.642 | 248.48 | 1056.162 | 0 | 2500 | 0 | 4359.085 | 43.59% | 0 | 1304.642 | 687.751 | 26.975 | 291.703 | 276.103 | 22.11 | 248.48 | 0 | 7500 | 1304.642 | 248.48 | 0 | 1056.162
|  | 1113.112 | 248.48 | 0 | 0 | 0 | 864.632 | 6859.085 | 68.59% | 0 | 1113.112 | 656.18 | 94.934 | 229.033 | 110.835 | 22.13 | 248.48 | 0 | 0 | 1113.112 | 248.48 | 864.632 | 0
|  | 850.731 | 248.48 | 602.251 | 0 | 2500 | 0 | 5994.453 | 59.94% | 0 | 850.731 | 496.49 | 100.876 | 231.232 | 0 | 22.133 | 248.48 | 0 | 7500 | 850.731 | 248.48 | 0 | 602.251
|  | 787.896 | 248.48 | 539.416 | 0 | 1505.547 | 0 | 8494.453 | 84.94% | 0 | 787.896 | 336.639 | 103.205 | 317.802 | 0 | 30.251 | 248.48 | 0 | 7500 | 787.896 | 248.48 | 0 | 539.416
|  | 662.264 | 248.48 | 413.784 | 0 | 0 | 0 | 10000 | 100% | 0 | 662.264 | 215.294 | 84.626 | 309.942 | 0 | 52.402 | 248.48 | 0 | 7500 | 662.264 | 248.48 | 0 | 413.784
|  | 634.499 | 248.48 | 386.019 | 0 | 0 | 0 | 10000 | 100% | 0 | 634.499 | 179.532 | 68.606 | 323.745 | 0 | 62.616 | 248.48 | 0 | 7500 | 634.499 | 248.48 | 0 | 386.019
|  | 674.1 | 248.48 | 425.62 | 0 | 0 | 0 | 10000 | 100% | 0 | 674.1 | 173.835 | 91.955 | 274.48 | 0 | 133.831 | 248.48 | 0 | 7500 | 674.1 | 248.48 | 0 | 425.62
|  | 545.315 | 248.48 | 0 | 0 | 0 | 296.835 | 10000 | 100% | 0 | 545.315 | 166.967 | 81.603 | 215.982 | 0 | 80.763 | 248.48 | 0 | 0 | 545.315 | 248.48 | 296.835 | 0
|  | 537.122 | 248.48 | 0 | 0 | 0 | 288.642 | 9703.165 | 97.03% | 0 | 537.122 | 169.079 | 56.682 | 246.574 | 0 | 64.787 | 248.48 | 0 | 0 | 537.122 | 248.48 | 288.642 | 0
|  | 748.543 | 248.48 | 0 | 0 | 0 | 500.063 | 9414.523 | 94.15% | 0 | 748.543 | 202.065 | 33.453 | 252.146 | 152.21 | 108.669 | 248.48 | 0 | 0 | 748.543 | 248.48 | 500.063 | 0
|  | 1750.477 | 248.48 | 0 | 0 | 0 | 1501.997 | 8914.46 | 89.14% | 0 | 1750.477 | 424.543 | 21.71 | 325.141 | 523.865 | 455.218 | 248.48 | 0 | 0 | 1750.477 | 248.48 | 1501.997 | 0
|  | 2819.409 | 248.48 | 0 | 0 | 0 | 2500 | 7412.463 | 74.12% | 70.929 | 2748.48 | 613.172 | 16.436 | 451.545 | 340.838 | 1397.419 | 248.48 | 0 | 0 | 2819.409 | 248.48 | 2500 | 0
|  | 1487.335 | 248.48 | 0 | 0 | 0 | 1238.855 | 4912.463 | 49.12% | 0 | 1487.335 | 449.083 | 19.431 | 527.569 | 0 | 491.252 | 248.48 | 0 | 0 | 1487.335 | 248.48 | 1238.855 | 0
|  | 1333.763 | 248.48 | 1085.283 | 0 | 2500 | 0 | 3673.608 | 36.74% | 0 | 1333.763 | 425.735 | 64.806 | 371.81 | 0 | 471.412 | 248.48 | 0 | 7500 | 1333.763 | 248.48 | 0 | 1085.283
|  | 1287.731 | 249.24 | 1038.491 | 0 | 2500 | 0 | 6173.608 | 61.74% | 0 | 1287.731 | 439.315 | 106.967 | 501.55 | 0 | 239.899 | 248.48 | 0.76 | 7500 | 1287.731 | 249.24 | 0 | 1038.491
|  | 990.298 | 255.336 | 734.962 | 0 | 1326.392 | 0 | 8673.608 | 86.74% | 0 | 990.298 | 421.112 | 101.341 | 393.438 | 0 | 74.407 | 248.48 | 6.856 | 7500 | 990.298 | 255.336 | 0 | 734.962
|  | 974.608 | 267.875 | 706.733 | 0 | 0 | 0 | 10000 | 100% | 0 | 974.608 | 457.73 | 91.162 | 423.933 | 0 | 1.783 | 248.48 | 19.395 | 7500 | 974.608 | 267.875 | 0 | 706.733
|  | 752.803 | 266.364 | 486.439 | 0 | 0 | 0 | 10000 | 100% | 0 | 752.803 | 353.998 | 70.458 | 328.347 | 0 | 0 | 248.48 | 17.884 | 7500 | 752.803 | 266.364 | 0 | 486.439
|  | 969.863 | 252.178 | 717.685 | 0 | 0 | 0 | 10000 | 100% | 0 | 969.863 | 384.013 | 88.899 | 347.087 | 149.865 | 0 | 248.48 | 3.698 | 7500 | 969.863 | 252.178 | 0 | 717.685
|  | 1467.923 | 248.561 | 0 | 0 | 0 | 1219.362 | 10000 | 100% | 0 | 1467.923 | 513.671 | 72.48 | 364.614 | 517.159 | 0 | 248.48 | 0.081 | 0 | 1467.923 | 248.561 | 1219.362 | 0
|  | 1638.532 | 248.48 | 0 | 0 | 0 | 1390.052 | 8780.638 | 87.81% | 0 | 1638.532 | 673.285 | 50.492 | 367.179 | 547.576 | 0 | 248.48 | 0 | 0 | 1638.532 | 248.48 | 1390.052 | 0
|  | 1232.854 | 248.48 | 0 | 0 | 0 | 984.374 | 7390.586 | 73.91% | 0 | 1232.854 | 739.689 | 40.042 | 249.177 | 188.834 | 15.113 | 248.48 | 0 | 0 | 1232.854 | 248.48 | 984.374 | 0
|  | 1199.61 | 248.48 | 0 | 0 | 0 | 951.13 | 6406.212 | 64.06% | 0 | 1199.61 | 817.94 | 24.968 | 259.95 | 66.528 | 30.225 | 248.48 | 0 | 0 | 1199.61 | 248.48 | 951.13 | 0
|  | 1246.28 | 248.48 | 0 | 0 | 0 | 997.8 | 5455.082 | 54.55% | 0 | 1246.28 | 729.621 | 18.62 | 225.779 | 242.035 | 30.225 | 248.48 | 0 | 0 | 1246.28 | 248.48 | 997.8 | 0
|  | 1198.153 | 248.48 | 949.673 | 0 | 2500 | 0 | 4457.282 | 44.57% | 0 | 1198.153 | 650.389 | 57.169 | 192.424 | 267.943 | 30.229 | 248.48 | 0 | 7500 | 1198.153 | 248.48 | 0 | 949.673
|  | 1087.34 | 248.48 | 0 | 0 | 0 | 838.86 | 6957.282 | 69.57% | 0 | 1087.34 | 636.221 | 112.618 | 196.9 | 111.346 | 30.255 | 248.48 | 0 | 0 | 1087.34 | 248.48 | 838.86 | 0
|  | 809.073 | 248.48 | 560.593 | 0 | 2500 | 0 | 6118.422 | 61.18% | 0 | 809.073 | 480.249 | 83.761 | 214.801 | 0 | 30.263 | 248.48 | 0 | 7500 | 809.073 | 248.48 | 0 | 560.593
|  | 797.661 | 248.48 | 549.181 | 0 | 1381.578 | 0 | 8618.422 | 86.18% | 0 | 797.661 | 299.337 | 113.121 | 355.621 | 0 | 29.583 | 248.48 | 0 | 7500 | 797.661 | 248.48 | 0 | 549.181
|  | 628.5 | 248.48 | 380.02 | 0 | 0 | 0 | 10000 | 100% | 0 | 628.5 | 230.306 | 79.118 | 292.913 | 0 | 26.163 | 248.48 | 0 | 7500 | 628.5 | 248.48 | 0 | 380.02
|  | 522.51 | 248.48 | 274.03 | 0 | 0 | 0 | 10000 | 100% | 0 | 522.51 | 185.736 | 71.238 | 242.786 | 0 | 22.75 | 248.48 | 0 | 7500 | 522.51 | 248.48 | 0 | 274.03
|  | 542.883 | 248.48 | 294.403 | 0 | 0 | 0 | 10000 | 100% | 0 | 542.883 | 168.265 | 85.944 | 239.585 | 0 | 49.089 | 248.48 | 0 | 7500 | 542.883 | 248.48 | 0 | 294.403
|  | 482.961 | 248.48 | 0 | 0 | 0 | 234.481 | 10000 | 100% | 0 | 482.961 | 169.343 | 67.888 | 233.539 | 0 | 12.192 | 248.48 | 0 | 0 | 482.961 | 248.48 | 234.481 | 0
|  | 741.305 | 248.48 | 0 | 0 | 0 | 492.825 | 9765.519 | 97.66% | 0 | 741.305 | 181.863 | 54.437 | 382.09 | 0 | 122.916 | 248.48 | 0 | 0 | 741.305 | 248.48 | 492.825 | 0
|  | 935.606 | 248.48 | 0 | 0 | 0 | 687.126 | 9272.694 | 92.73% | 0 | 935.606 | 215.847 | 29.146 | 348.282 | 151.114 | 191.217 | 248.48 | 0 | 0 | 935.606 | 248.48 | 687.126 | 0
|  | 1733.711 | 248.48 | 0 | 0 | 0 | 1485.231 | 8585.568 | 85.86% | 0 | 1733.711 | 428.957 | 18.771 | 518.662 | 537.807 | 229.514 | 248.48 | 0 | 0 | 1733.711 | 248.48 | 1485.231 | 0
|  | 1735.975 | 248.48 | 0 | 0 | 0 | 1487.495 | 7100.337 | 71% | 0 | 1735.975 | 558.415 | 16.627 | 531.035 | 324.66 | 305.239 | 248.48 | 0 | 0 | 1735.975 | 248.48 | 1487.495 | 0
|  | 1490.625 | 248.48 | 0 | 0 | 0 | 1242.145 | 5612.842 | 56.13% | 0 | 1490.625 | 481.342 | 32.513 | 504.625 | 0 | 472.145 | 248.48 | 0 | 0 | 1490.625 | 248.48 | 1242.145 | 0
|  | 1608.69 | 248.48 | 1360.21 | 0 | 2500 | 0 | 4370.697 | 43.71% | 0 | 1608.69 | 381.144 | 93.955 | 429.239 | 0 | 704.353 | 248.48 | 0 | 7500 | 1608.69 | 248.48 | 0 | 1360.21
|  | 1279.646 | 250.076 | 1029.57 | 0 | 2500 | 0 | 6870.697 | 68.71% | 0 | 1279.646 | 400.509 | 117.935 | 428.511 | 0 | 332.691 | 248.48 | 1.596 | 7500 | 1279.646 | 250.076 | 0 | 1029.57
|  | 1056.807 | 262.406 | 794.401 | 0 | 629.303 | 0 | 9370.697 | 93.71% | 0 | 1056.807 | 415.477 | 109.263 | 383.186 | 0 | 148.882 | 248.48 | 13.926 | 7500 | 1056.807 | 262.406 | 0 | 794.401
|  | 852.38 | 397.906 | 454.474 | 0 | 0 | 0 | 10000 | 100% | 0 | 852.38 | 374.758 | 78.018 | 333.294 | 0 | 66.31 | 248.48 | 149.426 | 7500 | 852.38 | 397.906 | 0 | 454.474
|  | 1082.427 | 411.585 | 670.842 | 0 | 0 | 0 | 10000 | 100% | 0 | 1082.427 | 429.865 | 80.103 | 470.135 | 0 | 102.324 | 248.48 | 163.105 | 7500 | 1082.427 | 411.585 | 0 | 670.842
|  | 1101.967 | 285.826 | 816.141 | 0 | 0 | 0 | 10000 | 100% | 0 | 1101.967 | 386.118 | 96.071 | 413.559 | 141.933 | 64.285 | 248.48 | 37.346 | 7500 | 1101.967 | 285.826 | 0 | 816.141
|  | 1422.723 | 248.625 | 0 | 0 | 0 | 1174.098 | 10000 | 100% | 0 | 1422.723 | 471.824 | 67.535 | 375.878 | 462.416 | 45.071 | 248.48 | 0.145 | 0 | 1422.723 | 248.625 | 1174.098 | 0
|  | 1711.456 | 248.48 | 0 | 0 | 0 | 1462.976 | 8825.902 | 88.26% | 0 | 1711.456 | 714.828 | 59.265 | 361.165 | 576.199 | 0 | 248.48 | 0 | 0 | 1711.456 | 248.48 | 1462.976 | 0
|  | 1122.161 | 248.48 | 0 | 0 | 0 | 873.681 | 7362.926 | 73.63% | 0 | 1122.161 | 693.557 | 26.668 | 207.206 | 179.942 | 14.788 | 248.48 | 0 | 0 | 1122.161 | 248.48 | 873.681 | 0
|  | 1293.12 | 248.48 | 0 | 0 | 0 | 1044.64 | 6489.245 | 64.89% | 0 | 1293.12 | 882.011 | 20.798 | 296.027 | 64.71 | 29.575 | 248.48 | 0 | 0 | 1293.12 | 248.48 | 1044.64 | 0
|  | 1505.322 | 248.48 | 0 | 0 | 0 | 1256.842 | 5444.605 | 54.45% | 0 | 1505.322 | 776.214 | 28.827 | 406.008 | 264.699 | 29.575 | 248.48 | 0 | 0 | 1505.322 | 248.48 | 1256.842 | 0
|  | 1561.801 | 248.48 | 1313.321 | 0 | 2500 | 0 | 4187.763 | 41.88% | 0 | 1561.801 | 773.197 | 106.221 | 337.7 | 315.108 | 29.575 | 248.48 | 0 | 7500 | 1561.801 | 248.48 | 0 | 1313.321
|  | 1209.536 | 248.48 | 0 | 0 | 0 | 961.056 | 6687.763 | 66.88% | 0 | 1209.536 | 705.771 | 109.195 | 242.141 | 122.853 | 29.575 | 248.48 | 0 | 0 | 1209.536 | 248.48 | 961.056 | 0
|  | 905.503 | 248.48 | 657.023 | 0 | 2500 | 0 | 5726.707 | 57.27% | 0 | 905.503 | 495.64 | 83.404 | 296.884 | 0 | 29.575 | 248.48 | 0 | 7500 | 905.503 | 248.48 | 0 | 657.023
|  | 891.818 | 248.48 | 643.338 | 0 | 1773.293 | 0 | 8226.707 | 82.27% | 0 | 891.818 | 384.512 | 95.488 | 387.409 | 0 | 24.409 | 248.48 | 0 | 7500 | 891.818 | 248.48 | 0 | 643.338
|  | 709.807 | 248.48 | 461.327 | 0 | 0 | 0 | 10000 | 100% | 0 | 709.807 | 272.215 | 68.608 | 322.814 | 0 | 46.171 | 248.48 | 0 | 7500 | 709.807 | 248.48 | 0 | 461.327
|  | 714.304 | 248.48 | 465.824 | 0 | 0 | 0 | 10000 | 100% | 0 | 714.304 | 213.391 | 96.518 | 348.091 | 0 | 56.304 | 248.48 | 0 | 7500 | 714.304 | 248.48 | 0 | 465.824
|  | 729.136 | 248.48 | 480.656 | 0 | 0 | 0 | 10000 | 100% | 0 | 729.136 | 175.245 | 83.055 | 324.693 | 0 | 146.143 | 248.48 | 0 | 7500 | 729.136 | 248.48 | 0 | 480.656
|  | 591.818 | 248.48 | 0 | 0 | 0 | 343.338 | 10000 | 100% | 0 | 591.818 | 170.603 | 49.187 | 272.161 | 0 | 99.867 | 248.48 | 0 | 0 | 591.818 | 248.48 | 343.338 | 0
|  | 631.106 | 248.48 | 0 | 0 | 0 | 382.626 | 9656.662 | 96.57% | 0 | 631.106 | 155.547 | 37.252 | 405.62 | 0 | 32.687 | 248.48 | 0 | 0 | 631.106 | 248.48 | 382.626 | 0
|  | 797.801 | 248.48 | 0 | 0 | 0 | 549.321 | 9274.036 | 92.74% | 0 | 797.801 | 175.27 | 19.497 | 427.794 | 171.896 | 3.345 | 248.48 | 0 | 0 | 797.801 | 248.48 | 549.321 | 0
|  | 1232.12 | 248.48 | 0 | 0 | 0 | 983.64 | 8724.715 | 87.25% | 0 | 1232.12 | 226.199 | 15.162 | 395.575 | 473.212 | 121.973 | 248.48 | 0 | 0 | 1232.12 | 248.48 | 983.64 | 0
|  | 1687.291 | 248.48 | 0 | 0 | 0 | 1438.811 | 7741.075 | 77.41% | 0 | 1687.291 | 353.651 | 18.829 | 338.278 | 312.718 | 663.815 | 248.48 | 0 | 0 | 1687.291 | 248.48 | 1438.811 | 0
|  | 1308.309 | 248.48 | 0 | 0 | 0 | 1059.829 | 6302.264 | 63.02% | 0 | 1308.309 | 439.456 | 58.946 | 314.275 | 0 | 495.632 | 248.48 | 0 | 0 | 1308.309 | 248.48 | 1059.829 | 0
|  | 1413.99 | 248.48 | 1165.51 | 0 | 2500 | 0 | 5242.435 | 52.42% | 0 | 1413.99 | 548.399 | 122.311 | 330.121 | 0 | 413.16 | 248.48 | 0 | 7500 | 1413.99 | 248.48 | 0 | 1165.51
|  | 1163.681 | 389.468 | 774.213 | 0 | 2257.565 | 0 | 7742.435 | 77.42% | 0 | 1163.681 | 652.145 | 98.415 | 309.003 | 0 | 104.118 | 248.48 | 140.988 | 7500 | 1163.681 | 389.468 | 0 | 774.213
|  | 1346.35 | 785.116 | 561.234 | 0 | 0 | 0 | 10000 | 100% | 0 | 1346.35 | 805.743 | 92.032 | 350.532 | 0 | 98.042 | 248.48 | 536.636 | 7500 | 1346.35 | 785.116 | 0 | 561.234
|  | 1246.098 | 662.623 | 583.475 | 0 | 0 | 0 | 10000 | 100% | 0 | 1246.098 | 740.814 | 70.99 | 359.602 | 0 | 74.693 | 248.48 | 414.143 | 7500 | 1246.098 | 662.623 | 0 | 583.475
|  | 1100.683 | 483.835 | 616.848 | 0 | 0 | 0 | 10000 | 100% | 0 | 1100.683 | 531.061 | 96.435 | 403.398 | 0 | 69.79 | 248.48 | 235.355 | 7500 | 1100.683 | 483.835 | 0 | 616.848
|  | 1270.674 | 272.811 | 997.863 | 0 | 0 | 0 | 10000 | 100% | 0 | 1270.674 | 539.434 | 75.298 | 438.338 | 149.548 | 68.055 | 248.48 | 24.331 | 7500 | 1270.674 | 272.811 | 0 | 997.863
|  | 1526.833 | 250.146 | 0 | 0 | 0 | 1276.687 | 10000 | 100% | 0 | 1526.833 | 563.85 | 53.293 | 404.506 | 484.286 | 20.898 | 248.48 | 1.666 | 0 | 1526.833 | 250.146 | 1276.687 | 0
|  | 1644.759 | 248.48 | 0 | 0 | 0 | 1396.279 | 8723.313 | 87.23% | 0 | 1644.759 | 719.214 | 41.178 | 337.897 | 546.471 | 0 | 248.48 | 0 | 0 | 1644.759 | 248.48 | 1396.279 | 0
|  | 1359.22 | 248.48 | 0 | 0 | 0 | 1110.74 | 7327.034 | 73.27% | 0 | 1359.22 | 850.849 | 23.32 | 258.788 | 214.076 | 12.188 | 248.48 | 0 | 0 | 1359.22 | 248.48 | 1110.74 | 0
|  | 1166.353 | 248.48 | 0 | 0 | 0 | 917.873 | 6216.294 | 62.16% | 0 | 1166.353 | 822.187 | 20.158 | 237.545 | 62.088 | 24.375 | 248.48 | 0 | 0 | 1166.353 | 248.48 | 917.873 | 0
|  | 1352.555 | 248.48 | 0 | 0 | 0 | 1104.075 | 5298.421 | 52.98% | 0 | 1352.555 | 692.758 | 60.643 | 331.644 | 243.12 | 24.39 | 248.48 | 0 | 0 | 1352.555 | 248.48 | 1104.075 | 0
|  | 1523.392 | 248.48 | 1274.912 | 0 | 2500 | 0 | 4194.346 | 41.94% | 0 | 1523.392 | 734.31 | 114.36 | 336.269 | 314.057 | 24.395 | 248.48 | 0 | 7500 | 1523.392 | 248.48 | 0 | 1274.912
|  | 1063.081 | 248.48 | 0 | 0 | 0 | 814.601 | 6694.346 | 66.94% | 0 | 1063.081 | 629.321 | 85.915 | 206.964 | 116.5 | 24.38 | 248.48 | 0 | 0 | 1063.081 | 248.48 | 814.601 | 0
|  | 906.482 | 248.48 | 658.002 | 0 | 2500 | 0 | 5879.745 | 58.8% | 0 | 906.482 | 517.057 | 73.417 | 291.633 | 0 | 24.375 | 248.48 | 0 | 7500 | 906.482 | 248.48 | 0 | 658.002
|  | 811.465 | 248.48 | 562.985 | 0 | 1620.255 | 0 | 8379.745 | 83.8% | 0 | 811.465 | 358.218 | 83.989 | 339.32 | 0 | 29.938 | 248.48 | 0 | 7500 | 811.465 | 248.48 | 0 | 562.985
|  | 778.553 | 248.48 | 530.073 | 0 | 0 | 0 | 10000 | 100% | 0 | 778.553 | 263.588 | 76.034 | 343.209 | 0 | 95.723 | 248.48 | 0 | 7500 | 778.553 | 248.48 | 0 | 530.073
|  | 640.493 | 248.48 | 392.013 | 0 | 0 | 0 | 10000 | 100% | 0 | 640.493 | 193.985 | 85.975 | 286.531 | 0 | 74.003 | 248.48 | 0 | 7500 | 640.493 | 248.48 | 0 | 392.013
|  | 681.962 | 248.48 | 433.482 | 0 | 0 | 0 | 10000 | 100% | 0 | 681.962 | 175.125 | 67.433 | 290.874 | 0 | 148.53 | 248.48 | 0 | 7500 | 681.962 | 248.48 | 0 | 433.482
|  | 585.49 | 248.48 | 0 | 0 | 0 | 337.01 | 10000 | 100% | 0 | 585.49 | 144.137 | 50.171 | 272.534 | 0 | 118.648 | 248.48 | 0 | 0 | 585.49 | 248.48 | 337.01 | 0
|  | 728.783 | 248.48 | 0 | 0 | 0 | 480.303 | 9662.99 | 96.63% | 0 | 728.783 | 176.461 | 30.284 | 379.932 | 0 | 142.106 | 248.48 | 0 | 0 | 728.783 | 248.48 | 480.303 | 0
|  | 973.006 | 248.48 | 0 | 0 | 0 | 724.526 | 9182.687 | 91.83% | 0 | 973.006 | 170.281 | 17.949 | 464.418 | 171.45 | 148.908 | 248.48 | 0 | 0 | 973.006 | 248.48 | 724.526 | 0
|  | 1390.908 | 248.48 | 0 | 0 | 0 | 1142.428 | 8458.161 | 84.58% | 0 | 1390.908 | 259.753 | 18.603 | 462.591 | 488.852 | 161.109 | 248.48 | 0 | 0 | 1390.908 | 248.48 | 1142.428 | 0
|  | 1263.153 | 248.48 | 0 | 0 | 0 | 1014.673 | 7315.733 | 73.16% | 0 | 1263.153 | 349.992 | 36.014 | 318.126 | 322.389 | 236.632 | 248.48 | 0 | 0 | 1263.153 | 248.48 | 1014.673 | 0
|  | 1145.915 | 248.48 | 0 | 0 | 0 | 897.435 | 6301.06 | 63.01% | 0 | 1145.915 | 460 | 110.303 | 331.408 | 0 | 244.205 | 248.48 | 0 | 0 | 1145.915 | 248.48 | 897.435 | 0
|  | 1288.795 | 248.48 | 1040.315 | 0 | 2500 | 0 | 5403.625 | 54.04% | 0 | 1288.795 | 492.514 | 115.146 | 285.714 | 0 | 395.421 | 248.48 | 0 | 7500 | 1288.795 | 248.48 | 0 | 1040.315
|  | 1407.104 | 378.342 | 1028.762 | 0 | 2096.375 | 0 | 7903.625 | 79.04% | 0 | 1407.104 | 606.769 | 116.467 | 319.552 | 0 | 364.316 | 248.48 | 129.862 | 7500 | 1407.104 | 378.342 | 0 | 1028.762
|  | 1434.657 | 576.565 | 858.092 | 0 | 0 | 0 | 10000 | 100% | 0 | 1434.657 | 772.893 | 75.302 | 354.148 | 0 | 232.315 | 248.48 | 328.085 | 7500 | 1434.657 | 576.565 | 0 | 858.092
|  | 1089.712 | 391.01 | 698.702 | 0 | 0 | 0 | 10000 | 100% | 0 | 1089.712 | 667.69 | 79.226 | 305.396 | 0 | 37.4 | 248.48 | 142.53 | 7500 | 1089.712 | 391.01 | 0 | 698.702
|  | 1129.283 | 292.546 | 836.737 | 0 | 0 | 0 | 10000 | 100% | 0 | 1129.283 | 609.386 | 86.933 | 432.964 | 0 | 0 | 248.48 | 44.066 | 7500 | 1129.283 | 292.546 | 0 | 836.737
|  | 1362.491 | 299.23 | 1063.261 | 0 | 0 | 0 | 10000 | 100% | 0 | 1362.491 | 591.923 | 63.183 | 537.176 | 170.21 | 0 | 248.48 | 50.75 | 7500 | 1362.491 | 299.23 | 0 | 1063.261
|  | 1508.948 | 296.973 | 0 | 0 | 0 | 1211.975 | 10000 | 100% | 0 | 1508.948 | 594.12 | 45.669 | 376.051 | 493.107 | 0 | 248.48 | 48.493 | 0 | 1508.948 | 296.973 | 1211.975 | 0
|  | 1619.38 | 248.48 | 0 | 0 | 0 | 1370.9 | 8788.025 | 87.88% | 0 | 1619.38 | 716.912 | 26.078 | 342.516 | 533.875 | 0 | 248.48 | 0 | 0 | 1619.38 | 248.48 | 1370.9 | 0
|  | 1353.26 | 248.48 | 0 | 0 | 0 | 1104.78 | 7417.125 | 74.17% | 0 | 1353.26 | 803.354 | 22.283 | 293.729 | 218.945 | 14.95 | 248.48 | 0 | 0 | 1353.26 | 248.48 | 1104.78 | 0
|  | 1283.492 | 248.48 | 0 | 0 | 0 | 1035.012 | 6312.345 | 63.12% | 0 | 1283.492 | 858.525 | 29.699 | 301.268 | 64.101 | 29.9 | 248.48 | 0 | 0 | 1283.492 | 248.48 | 1035.012 | 0
|  | 1454.844 | 248.48 | 0 | 0 | 0 | 1206.364 | 5277.333 | 52.77% | 0 | 1454.844 | 747.108 | 96.721 | 339.382 | 241.728 | 29.905 | 248.48 | 0 | 0 | 1454.844 | 248.48 | 1206.364 | 0
|  | 1529.634 | 248.48 | 1281.154 | 0 | 2500 | 0 | 4070.969 | 40.71% | 0 | 1529.634 | 716.739 | 103.037 | 356.192 | 323.761 | 29.905 | 248.48 | 0 | 7500 | 1529.634 | 248.48 | 0 | 1281.154
|  | 1115.866 | 248.48 | 0 | 0 | 0 | 867.386 | 6570.969 | 65.71% | 0 | 1115.866 | 648.791 | 77.813 | 241.047 | 118.316 | 29.9 | 248.48 | 0 | 0 | 1115.866 | 248.48 | 867.386 | 0
|  | 897.109 | 248.48 | 648.629 | 0 | 2500 | 0 | 5703.583 | 57.04% | 0 | 897.109 | 510.62 | 73.277 | 283.312 | 0 | 29.9 | 248.48 | 0 | 7500 | 897.109 | 248.48 | 0 | 648.629
|  | 864.798 | 248.48 | 616.318 | 0 | 1796.417 | 0 | 8203.583 | 82.04% | 0 | 864.798 | 352.375 | 75.801 | 407.697 | 0 | 28.925 | 248.48 | 0 | 7500 | 864.798 | 248.48 | 0 | 616.318
|  | 672.603 | 248.48 | 424.123 | 0 | 0 | 0 | 10000 | 100% | 0 | 672.603 | 205.613 | 90.312 | 351.092 | 0 | 25.587 | 248.48 | 0 | 7500 | 672.603 | 248.48 | 0 | 424.123
|  | 587.878 | 248.48 | 339.398 | 0 | 0 | 0 | 10000 | 100% | 0 | 587.878 | 179.046 | 73.467 | 253.497 | 0 | 81.868 | 248.48 | 0 | 7500 | 587.878 | 248.48 | 0 | 339.398
|  | 609.854 | 248.48 | 361.374 | 0 | 0 | 0 | 10000 | 100% | 0 | 609.854 | 171.058 | 61.633 | 248.529 | 0 | 128.634 | 248.48 | 0 | 7500 | 609.854 | 248.48 | 0 | 361.374
|  | 632.824 | 248.48 | 0 | 0 | 0 | 384.344 | 10000 | 100% | 0 | 632.824 | 169.78 | 35.42 | 285.069 | 0 | 142.555 | 248.48 | 0 | 0 | 632.824 | 248.48 | 384.344 | 0
|  | 636.757 | 248.48 | 0 | 0 | 0 | 388.277 | 9615.656 | 96.16% | 0 | 636.757 | 160.972 | 21.14 | 333.099 | 0 | 121.546 | 248.48 | 0 | 0 | 636.757 | 248.48 | 388.277 | 0
|  | 994.911 | 248.48 | 0 | 0 | 0 | 746.431 | 9227.379 | 92.27% | 0 | 994.911 | 204.267 | 16.554 | 363.37 | 154.425 | 256.295 | 248.48 | 0 | 0 | 994.911 | 248.48 | 746.431 | 0
|  | 1368.053 | 248.48 | 0 | 0 | 0 | 1119.573 | 8480.948 | 84.81% | 0 | 1368.053 | 343.126 | 18.465 | 355.004 | 439.105 | 212.352 | 248.48 | 0 | 0 | 1368.053 | 248.48 | 1119.573 | 0
|  | 2155.686 | 248.48 | 0 | 0 | 0 | 1907.206 | 7361.375 | 73.61% | 0 | 2155.686 | 546.731 | 62.875 | 536.11 | 565.11 | 444.86 | 248.48 | 0 | 0 | 2155.686 | 248.48 | 1907.206 | 0
|  | 1551.345 | 248.48 | 0 | 0 | 0 | 1302.865 | 5454.169 | 54.54% | 0 | 1551.345 | 462.859 | 121.306 | 497.357 | 203.083 | 266.74 | 248.48 | 0 | 0 | 1551.345 | 248.48 | 1302.865 | 0
|  | 1625.072 | 248.48 | 1376.592 | 0 | 2500 | 0 | 4151.304 | 41.51% | 0 | 1625.072 | 396.752 | 114.557 | 472.775 | 109.147 | 531.841 | 248.48 | 0 | 7500 | 1625.072 | 248.48 | 0 | 1376.592
|  | 1670.495 | 248.748 | 1421.747 | 0 | 2500 | 0 | 6651.304 | 66.51% | 0 | 1670.495 | 392.388 | 89.801 | 450.043 | 378.943 | 359.32 | 248.48 | 0.268 | 7500 | 1670.495 | 248.748 | 0 | 1421.747
|  | 1546.473 | 251.597 | 1294.876 | 0 | 848.696 | 0 | 9151.304 | 91.51% | 0 | 1546.473 | 438.285 | 72.972 | 392.031 | 408.441 | 234.745 | 248.48 | 3.117 | 7500 | 1546.473 | 251.597 | 0 | 1294.876
|  | 1014.203 | 250.446 | 763.757 | 0 | 0 | 0 | 10000 | 100% | 0 | 1014.203 | 427.938 | 91.008 | 339.647 | 148.167 | 7.443 | 248.48 | 1.966 | 7500 | 1014.203 | 250.446 | 0 | 763.757
|  | 1086.188 | 253.409 | 832.779 | 0 | 0 | 0 | 10000 | 100% | 0 | 1086.188 | 383.89 | 74.448 | 527.082 | 100.725 | 0.044 | 248.48 | 4.929 | 7500 | 1086.188 | 253.409 | 0 | 832.779
|  | 1304.161 | 252.435 | 1051.726 | 0 | 0 | 0 | 10000 | 100% | 0 | 1304.161 | 415.793 | 50.613 | 509.207 | 328.548 | 0 | 248.48 | 3.955 | 7500 | 1304.161 | 252.435 | 0 | 1051.726
|  | 1279.665 | 249.192 | 0 | 0 | 0 | 1030.473 | 10000 | 100% | 0 | 1279.665 | 524.429 | 41.285 | 362.124 | 351.827 | 0 | 248.48 | 0.712 | 0 | 1279.665 | 249.192 | 1030.473 | 0
|  | 1265.793 | 248.48 | 0 | 0 | 0 | 1017.313 | 8969.527 | 89.7% | 0 | 1265.793 | 748.148 | 25.69 | 354.894 | 137.061 | 0 | 248.48 | 0 | 0 | 1265.793 | 248.48 | 1017.313 | 0
|  | 1234.538 | 248.48 | 0 | 0 | 0 | 986.058 | 7952.214 | 79.52% | 0 | 1234.538 | 805.097 | 20.075 | 299.451 | 95.454 | 14.462 | 248.48 | 0 | 0 | 1234.538 | 248.48 | 986.058 | 0
|  | 1353.103 | 248.48 | 0 | 0 | 0 | 1104.623 | 6966.156 | 69.66% | 0 | 1353.103 | 704.91 | 63.441 | 293.086 | 262.741 | 28.925 | 248.48 | 0 | 0 | 1353.103 | 248.48 | 1104.623 | 0
|  | 1375.389 | 248.48 | 0 | 0 | 0 | 1126.909 | 5861.533 | 58.62% | 0 | 1375.389 | 703.921 | 101.026 | 304.331 | 237.186 | 28.925 | 248.48 | 0 | 0 | 1375.389 | 248.48 | 1126.909 | 0
|  | 1134.823 | 248.48 | 886.343 | 0 | 2500 | 0 | 4734.624 | 47.35% | 0 | 1134.823 | 655.009 | 91.211 | 287.481 | 72.198 | 28.925 | 248.48 | 0 | 7500 | 1134.823 | 248.48 | 0 | 886.343
|  | 971.557 | 248.48 | 0 | 0 | 0 | 723.077 | 7234.624 | 72.35% | 0 | 971.557 | 613.62 | 77.56 | 246.107 | 5.345 | 28.925 | 248.48 | 0 | 0 | 971.557 | 248.48 | 723.077 | 0
|  | 845.01 | 248.48 | 596.53 | 0 | 2500 | 0 | 6511.547 | 65.12% | 0 | 845.01 | 497.094 | 63.759 | 255.233 | 0 | 28.925 | 248.48 | 0 | 7500 | 845.01 | 248.48 | 0 | 596.53
|  | 689.193 | 248.48 | 440.713 | 0 | 988.453 | 0 | 9011.547 | 90.12% | 0 | 689.193 | 307.732 | 82.488 | 268.052 | 0 | 30.921 | 248.48 | 0 | 7500 | 689.193 | 248.48 | 0 | 440.713
|  | 690.16 | 248.48 | 441.68 | 0 | 0 | 0 | 10000 | 100% | 0 | 690.16 | 227.411 | 89.553 | 308.167 | 0 | 65.029 | 248.48 | 0 | 7500 | 690.16 | 248.48 | 0 | 441.68
|  | 571.093 | 248.48 | 322.613 | 0 | 0 | 0 | 10000 | 100% | 0 | 571.093 | 160.547 | 62.173 | 288.034 | 0 | 60.339 | 248.48 | 0 | 7500 | 571.093 | 248.48 | 0 | 322.613
|  | 642.803 | 248.48 | 394.323 | 0 | 0 | 0 | 10000 | 100% | 0 | 642.803 | 163.475 | 56.779 | 308.552 | 0 | 113.997 | 248.48 | 0 | 7500 | 642.803 | 248.48 | 0 | 394.323
|  | 409.902 | 248.48 | 0 | 0 | 0 | 161.422 | 10000 | 100% | 0 | 409.902 | 143.286 | 30.733 | 222.058 | 0 | 13.825 | 248.48 | 0 | 0 | 409.902 | 248.48 | 161.422 | 0
|  | 566.182 | 248.48 | 0 | 0 | 0 | 317.702 | 9838.578 | 98.39% | 0 | 566.182 | 172.545 | 18.583 | 372.629 | 0 | 2.425 | 248.48 | 0 | 0 | 566.182 | 248.48 | 317.702 | 0
|  | 1135.531 | 248.48 | 0 | 0 | 0 | 887.051 | 9520.876 | 95.21% | 0 | 1135.531 | 221.235 | 18.234 | 426.815 | 172.531 | 296.716 | 248.48 | 0 | 0 | 1135.531 | 248.48 | 887.051 | 0
|  | 1913.77 | 248.48 | 0 | 0 | 0 | 1665.29 | 8633.825 | 86.34% | 0 | 1913.77 | 384.83 | 38.295 | 436.821 | 499.817 | 554.007 | 248.48 | 0 | 0 | 1913.77 | 248.48 | 1665.29 | 0
|  | 2342.757 | 248.48 | 0 | 0 | 0 | 2094.277 | 6968.535 | 69.69% | 0 | 2342.757 | 550.852 | 99.807 | 420.51 | 498.192 | 773.396 | 248.48 | 0 | 0 | 2342.757 | 248.48 | 2094.277 | 0
|  | 1695.461 | 248.48 | 0 | 0 | 0 | 1446.981 | 4874.258 | 48.74% | 0 | 1695.461 | 475.614 | 123.304 | 460.099 | 215.698 | 420.746 | 248.48 | 0 | 0 | 1695.461 | 248.48 | 1446.981 | 0
|  | 1375.31 | 248.48 | 1126.83 | 0 | 2500 | 0 | 3427.277 | 34.27% | 0 | 1375.31 | 417.601 | 116.843 | 441.852 | 104.208 | 294.806 | 248.48 | 0 | 7500 | 1375.31 | 248.48 | 0 | 1126.83
|  | 1503.925 | 250.982 | 1252.943 | 0 | 2500 | 0 | 5927.277 | 59.27% | 0 | 1503.925 | 406.472 | 80.28 | 487.151 | 363.926 | 166.097 | 248.48 | 2.502 | 7500 | 1503.925 | 250.982 | 0 | 1252.943
|  | 1582.337 | 259.517 | 1322.82 | 0 | 1572.723 | 0 | 8427.277 | 84.27% | 0 | 1582.337 | 460.483 | 76.105 | 524.399 | 441.609 | 79.74 | 248.48 | 11.037 | 7500 | 1582.337 | 259.517 | 0 | 1322.82
|  | 1195.348 | 258.048 | 937.3 | 0 | 0 | 0 | 10000 | 100% | 0 | 1195.348 | 448.504 | 91.189 | 442.14 | 175.686 | 37.829 | 248.48 | 9.568 | 7500 | 1195.348 | 258.048 | 0 | 937.3
|  | 1060.987 | 275.777 | 785.21 | 0 | 0 | 0 | 10000 | 100% | 0 | 1060.987 | 429.572 | 62.236 | 470.43 | 98.749 | 0 | 248.48 | 27.297 | 7500 | 1060.987 | 275.777 | 0 | 785.21
|  | 1239.593 | 280.712 | 958.881 | 0 | 0 | 0 | 10000 | 100% | 0 | 1239.593 | 411.427 | 53.422 | 481.129 | 293.615 | 0 | 248.48 | 32.232 | 7500 | 1239.593 | 280.712 | 0 | 958.881
|  | 1331.675 | 249.495 | 0 | 0 | 0 | 1082.18 | 10000 | 100% | 0 | 1331.675 | 507.253 | 28.032 | 411.03 | 385.361 | 0 | 248.48 | 1.015 | 0 | 1331.675 | 249.495 | 1082.18 | 0
|  | 1315.404 | 248.48 | 0 | 0 | 0 | 1066.924 | 8917.82 | 89.18% | 0 | 1315.404 | 816.515 | 19.262 | 329.101 | 150.525 | 0 | 248.48 | 0 | 0 | 1315.404 | 248.48 | 1066.924 | 0
|  | 1105.71 | 248.48 | 0 | 0 | 0 | 857.23 | 7850.896 | 78.51% | 0 | 1105.71 | 732.433 | 27.131 | 253.077 | 77.631 | 15.438 | 248.48 | 0 | 0 | 1105.71 | 248.48 | 857.23 | 0
|  | 1460.097 | 248.48 | 0 | 0 | 0 | 1211.617 | 6993.666 | 69.94% | 0 | 1460.097 | 757.715 | 96.369 | 308.165 | 266.974 | 30.875 | 248.48 | 0 | 0 | 1460.097 | 248.48 | 1211.617 | 0
|  | 1485.857 | 248.48 | 0 | 0 | 0 | 1237.377 | 5782.049 | 57.82% | 0 | 1485.857 | 767.079 | 107.234 | 328.423 | 252.226 | 30.895 | 248.48 | 0 | 0 | 1485.857 | 248.48 | 1237.377 | 0
|  | 1246.451 | 248.48 | 997.971 | 0 | 2500 | 0 | 4544.672 | 45.45% | 0 | 1246.451 | 714.126 | 88.793 | 320.43 | 92.195 | 30.907 | 248.48 | 0 | 7500 | 1246.451 | 248.48 | 0 | 997.971
|  | 983.734 | 248.48 | 0 | 0 | 0 | 735.254 | 7044.672 | 70.45% | 0 | 983.734 | 620.858 | 67.875 | 255.053 | 9.016 | 30.933 | 248.48 | 0 | 0 | 983.734 | 248.48 | 735.254 | 0
|  | 798.607 | 248.48 | 550.127 | 0 | 2500 | 0 | 6309.418 | 63.09% | 0 | 798.607 | 480.395 | 53.944 | 233.328 | 0 | 30.94 | 248.48 | 0 | 7500 | 798.607 | 248.48 | 0 | 550.127
|  | 811.223 | 248.48 | 562.743 | 0 | 1190.582 | 0 | 8809.418 | 88.09% | 0 | 811.223 | 314.32 | 90.727 | 340.652 | 0 | 65.524 | 248.48 | 0 | 7500 | 811.223 | 248.48 | 0 | 562.743
|  | 659.396 | 248.48 | 410.916 | 0 | 0 | 0 | 10000 | 100% | 0 | 659.396 | 237.395 | 73.951 | 305.271 | 0 | 42.779 | 248.48 | 0 | 7500 | 659.396 | 248.48 | 0 | 410.916
|  | 578.68 | 248.48 | 330.2 | 0 | 0 | 0 | 10000 | 100% | 0 | 578.68 | 171.481 | 58.699 | 281.049 | 0 | 67.451 | 248.48 | 0 | 7500 | 578.68 | 248.48 | 0 | 330.2
|  | 549.2 | 248.48 | 300.72 | 0 | 0 | 0 | 10000 | 100% | 0 | 549.2 | 184.122 | 37.219 | 304.345 | 0 | 23.514 | 248.48 | 0 | 7500 | 549.2 | 248.48 | 0 | 300.72
|  | 557.319 | 248.48 | 0 | 0 | 0 | 308.839 | 10000 | 100% | 0 | 557.319 | 176.771 | 19.579 | 345.228 | 0 | 15.741 | 248.48 | 0 | 0 | 557.319 | 248.48 | 308.839 | 0
|  | 641.668 | 248.48 | 0 | 0 | 0 | 393.188 | 9691.161 | 96.91% | 0 | 641.668 | 185.763 | 14.975 | 434.801 | 0 | 6.129 | 248.48 | 0 | 0 | 641.668 | 248.48 | 393.188 | 0
|  | 916.965 | 248.48 | 0 | 0 | 0 | 668.485 | 9297.973 | 92.98% | 0 | 916.965 | 196.373 | 19.832 | 440.692 | 152.742 | 107.327 | 248.48 | 0 | 0 | 916.965 | 248.48 | 668.485 | 0
|  | 1792.588 | 248.48 | 0 | 0 | 0 | 1544.108 | 8629.488 | 86.29% | 0 | 1792.588 | 417.851 | 66.986 | 464.267 | 477.86 | 365.624 | 248.48 | 0 | 0 | 1792.588 | 248.48 | 1544.108 | 0
|  | 2051.114 | 248.48 | 0 | 0 | 0 | 1802.634 | 7085.38 | 70.85% | 0 | 2051.114 | 541.969 | 119.722 | 487.941 | 321.427 | 580.055 | 248.48 | 0 | 0 | 2051.114 | 248.48 | 1802.634 | 0
|  | 1943.759 | 248.48 | 0 | 0 | 0 | 1695.279 | 5282.746 | 52.83% | 0 | 1943.759 | 447.343 | 115.326 | 504.612 | 0 | 876.478 | 248.48 | 0 | 0 | 1943.759 | 248.48 | 1695.279 | 0
|  | 1288.785 | 248.48 | 1040.305 | 0 | 2500 | 0 | 3587.467 | 35.87% | 0 | 1288.785 | 411.294 | 85.52 | 532.171 | 0 | 259.8 | 248.48 | 0 | 7500 | 1288.785 | 248.48 | 0 | 1040.305
|  | 960.28 | 291.069 | 669.211 | 0 | 2500 | 0 | 6087.467 | 60.87% | 0 | 960.28 | 401.831 | 67.491 | 402.252 | 0 | 88.706 | 248.48 | 42.589 | 7500 | 960.28 | 291.069 | 0 | 669.211
|  | 982.804 | 412.446 | 570.358 | 0 | 1412.533 | 0 | 8587.467 | 85.87% | 0 | 982.804 | 452.783 | 99.227 | 421.782 | 0 | 9.012 | 248.48 | 163.966 | 7500 | 982.804 | 412.446 | 0 | 570.358
|  | 878.22 | 581.005 | 297.215 | 0 | 0 | 0 | 10000 | 100% | 0 | 878.22 | 413.992 | 73.722 | 355.867 | 0 | 34.639 | 248.48 | 332.525 | 7500 | 878.22 | 581.005 | 0 | 297.215
|  | 825.066 | 669.2 | 155.866 | 0 | 0 | 0 | 10000 | 100% | 0 | 825.066 | 349.136 | 53.006 | 422.925 | 0 | 0 | 248.48 | 420.72 | 7500 | 825.066 | 669.2 | 0 | 155.866
|  | 1135.743 | 539.128 | 596.615 | 0 | 0 | 0 | 10000 | 100% | 0 | 1135.743 | 417.229 | 40.387 | 521.054 | 157.073 | 0 | 248.48 | 290.648 | 7500 | 1135.743 | 539.128 | 0 | 596.615
|  | 1312.094 | 259.549 | 0 | 0 | 0 | 1052.545 | 10000 | 100% | 0 | 1312.094 | 467.429 | 22.254 | 386.831 | 435.58 | 0 | 248.48 | 11.069 | 0 | 1312.094 | 259.549 | 1052.545 | 0
|  | 1679.766 | 248.48 | 0 | 0 | 0 | 1431.286 | 8947.455 | 89.47% | 0 | 1679.766 | 739.882 | 20.248 | 393.793 | 525.843 | 0 | 248.48 | 0 | 0 | 1679.766 | 248.48 | 1431.286 | 0
|  | 1385.965 | 248.48 | 0 | 0 | 0 | 1137.485 | 7516.169 | 75.16% | 0 | 1385.965 | 822.565 | 60.029 | 278.427 | 209.67 | 15.275 | 248.48 | 0 | 0 | 1385.965 | 248.48 | 1137.485 | 0
|  | 1300.637 | 248.48 | 0 | 0 | 0 | 1052.157 | 6378.684 | 63.79% | 0 | 1300.637 | 849.228 | 102.063 | 255.94 | 62.856 | 30.55 | 248.48 | 0 | 0 | 1300.637 | 248.48 | 1052.157 | 0
|  | 1509.694 | 248.48 | 0 | 0 | 0 | 1261.214 | 5326.527 | 53.27% | 0 | 1509.694 | 763.686 | 81.768 | 375.158 | 258.524 | 30.557 | 248.48 | 0 | 0 | 1509.694 | 248.48 | 1261.214 | 0
|  | 1497.391 | 248.48 | 1248.911 | 0 | 2500 | 0 | 4065.313 | 40.65% | 0 | 1497.391 | 713.035 | 77.828 | 357.359 | 318.599 | 30.571 | 248.48 | 0 | 7500 | 1497.391 | 248.48 | 0 | 1248.911
|  | 998.942 | 248.48 | 0 | 0 | 0 | 750.462 | 6565.313 | 65.65% | 0 | 998.942 | 593.346 | 67.956 | 200.532 | 106.495 | 30.613 | 248.48 | 0 | 0 | 998.942 | 248.48 | 750.462 | 0
|  | 753.349 | 248.48 | 504.869 | 0 | 2500 | 0 | 5814.851 | 58.15% | 0 | 753.349 | 454.188 | 58.826 | 209.715 | 0 | 30.62 | 248.48 | 0 | 7500 | 753.349 | 248.48 | 0 | 504.869
|  | 805.527 | 248.48 | 557.047 | 0 | 1685.149 | 0 | 8314.851 | 83.15% | 0 | 805.527 | 315.901 | 96.005 | 365.293 | 0 | 28.328 | 248.48 | 0 | 7500 | 805.527 | 248.48 | 0 | 557.047
|  | 687.151 | 248.48 | 438.671 | 0 | 0 | 0 | 10000 | 100% | 0 | 687.151 | 236.893 | 64.885 | 360.345 | 0 | 25.028 | 248.48 | 0 | 7500 | 687.151 | 248.48 | 0 | 438.671
|  | 556.117 | 248.48 | 307.637 | 0 | 0 | 0 | 10000 | 100% | 0 | 556.117 | 159.318 | 52.67 | 321.462 | 0 | 22.667 | 248.48 | 0 | 7500 | 556.117 | 248.48 | 0 | 307.637
|  | 554.612 | 248.48 | 306.132 | 0 | 0 | 0 | 10000 | 100% | 0 | 554.612 | 171.862 | 29.376 | 330.692 | 0 | 22.682 | 248.48 | 0 | 7500 | 554.612 | 248.48 | 0 | 306.132
|  | 568.378 | 248.48 | 0 | 0 | 0 | 319.898 | 10000 | 100% | 0 | 568.378 | 154.351 | 21.012 | 281.342 | 0 | 111.673 | 248.48 | 0 | 0 | 568.378 | 248.48 | 319.898 | 0
|  | 571.21 | 248.48 | 0 | 0 | 0 | 322.73 | 9680.102 | 96.8% | 0 | 571.21 | 166.399 | 16.184 | 321.028 | 0 | 67.599 | 248.48 | 0 | 0 | 571.21 | 248.48 | 322.73 | 0
|  | 946.748 | 248.48 | 0 | 0 | 0 | 698.268 | 9357.372 | 93.57% | 0 | 946.748 | 228.009 | 37.702 | 456.674 | 173.955 | 50.408 | 248.48 | 0 | 0 | 946.748 | 248.48 | 698.268 | 0
|  | 1785.809 | 248.48 | 0 | 0 | 0 | 1537.329 | 8659.104 | 86.59% | 0 | 1785.809 | 411.532 | 105.782 | 466.835 | 480.151 | 321.509 | 248.48 | 0 | 0 | 1785.809 | 248.48 | 1537.329 | 0
|  | 1964.732 | 248.48 | 0 | 0 | 0 | 1716.252 | 7121.775 | 71.22% | 0 | 1964.732 | 559.946 | 111.76 | 493.877 | 309.388 | 489.761 | 248.48 | 0 | 0 | 1964.732 | 248.48 | 1716.252 | 0
|  | 1160.933 | 248.48 | 0 | 0 | 0 | 912.453 | 5405.523 | 54.06% | 0 | 1160.933 | 382.654 | 119.135 | 368.353 | 0 | 290.791 | 248.48 | 0 | 0 | 1160.933 | 248.48 | 912.453 | 0
|  | 1289.888 | 248.48 | 1041.408 | 0 | 2500 | 0 | 4493.07 | 44.93% | 0 | 1289.888 | 452.312 | 76.429 | 399.47 | 0 | 361.678 | 248.48 | 0 | 7500 | 1289.888 | 248.48 | 0 | 1041.408
|  | 1001.375 | 335.378 | 665.997 | 0 | 2500 | 0 | 6993.07 | 69.93% | 0 | 1001.375 | 399.676 | 78.081 | 372.453 | 0 | 151.165 | 248.48 | 86.898 | 7500 | 1001.375 | 335.378 | 0 | 665.997
|  | 967.843 | 543.035 | 424.808 | 0 | 506.93 | 0 | 9493.07 | 94.93% | 0 | 967.843 | 406.518 | 89.466 | 363.619 | 0 | 108.24 | 248.48 | 294.555 | 7500 | 967.843 | 543.035 | 0 | 424.808
|  | 922.567 | 308.089 | 614.478 | 0 | 0 | 0 | 10000 | 100% | 0 | 922.567 | 406.537 | 63.156 | 344.5 | 0 | 108.374 | 248.48 | 59.609 | 7500 | 922.567 | 308.089 | 0 | 614.478
|  | 854.897 | 269.839 | 585.058 | 0 | 0 | 0 | 10000 | 100% | 0 | 854.897 | 386.333 | 54.458 | 414.106 | 0 | 0 | 248.48 | 21.359 | 7500 | 854.897 | 269.839 | 0 | 585.058
|  | 1174.916 | 250.63 | 924.286 | 0 | 0 | 0 | 10000 | 100% | 0 | 1174.916 | 397.841 | 27.271 | 590.547 | 159.257 | 0 | 248.48 | 2.15 | 7500 | 1174.916 | 250.63 | 0 | 924.286
|  | 1435.138 | 248.482 | 0 | 0 | 0 | 1186.656 | 10000 | 100% | 0 | 1435.138 | 535.809 | 21.884 | 405.641 | 471.805 | 0 | 248.48 | 0.002 | 0 | 1435.138 | 248.482 | 1186.656 | 0
|  | 1571.998 | 248.48 | 0 | 0 | 0 | 1323.518 | 8813.344 | 88.13% | 0 | 1571.998 | 661.003 | 28.001 | 346.662 | 536.332 | 0 | 248.48 | 0 | 0 | 1571.998 | 248.48 | 1323.518 | 0
|  | 1418.311 | 248.48 | 0 | 0 | 0 | 1169.831 | 7489.826 | 74.9% | 0 | 1418.311 | 834.965 | 91.871 | 269.35 | 207.989 | 14.137 | 248.48 | 0 | 0 | 1418.311 | 248.48 | 1169.831 | 0
|  | 1266.471 | 248.48 | 0 | 0 | 0 | 1017.991 | 6319.995 | 63.2% | 0 | 1266.471 | 806.024 | 106.93 | 263.352 | 61.89 | 28.275 | 248.48 | 0 | 0 | 1266.471 | 248.48 | 1017.991 | 0
|  | 1580.682 | 248.48 | 0 | 0 | 0 | 1332.202 | 5302.004 | 53.02% | 0 | 1580.682 | 766.645 | 81.483 | 428.601 | 275.678 | 28.275 | 248.48 | 0 | 0 | 1580.682 | 248.48 | 1332.202 | 0
|  | 1426.615 | 248.48 | 1178.135 | 0 | 2500 | 0 | 3969.802 | 39.7% | 0 | 1426.615 | 691.536 | 70.2 | 346.291 | 290.306 | 28.282 | 248.48 | 0 | 7500 | 1426.615 | 248.48 | 0 | 1178.135
|  | 1053.818 | 248.48 | 0 | 0 | 0 | 805.338 | 6469.802 | 64.7% | 0 | 1053.818 | 595.201 | 63.308 | 249.95 | 117.024 | 28.335 | 248.48 | 0 | 0 | 1053.818 | 248.48 | 805.338 | 0
|  | 896.276 | 248.48 | 647.796 | 0 | 2500 | 0 | 5664.464 | 56.64% | 0 | 896.276 | 508.26 | 72.619 | 287.047 | 0 | 28.351 | 248.48 | 0 | 7500 | 896.276 | 248.48 | 0 | 647.796
|  | 897.25 | 248.48 | 648.77 | 0 | 1835.536 | 0 | 8164.464 | 81.64% | 0 | 897.25 | 369.07 | 70.425 | 435.965 | 0 | 21.79 | 248.48 | 0 | 7500 | 897.25 | 248.48 | 0 | 648.77
|  | 692.414 | 248.48 | 443.934 | 0 | 0 | 0 | 10000 | 100% | 0 | 692.414 | 197.679 | 59.082 | 343.527 | 0 | 92.125 | 248.48 | 0 | 7500 | 692.414 | 248.48 | 0 | 443.934
|  | 554.321 | 248.48 | 305.841 | 0 | 0 | 0 | 10000 | 100% | 0 | 554.321 | 169.014 | 34.05 | 288.62 | 0 | 62.637 | 248.48 | 0 | 7500 | 554.321 | 248.48 | 0 | 305.841
|  | 539.061 | 248.48 | 290.581 | 0 | 0 | 0 | 10000 | 100% | 0 | 539.061 | 157.67 | 22.595 | 280.694 | 0 | 78.102 | 248.48 | 0 | 7500 | 539.061 | 248.48 | 0 | 290.581
|  | 596.501 | 248.48 | 0 | 0 | 0 | 348.021 | 10000 | 100% | 0 | 596.501 | 153.623 | 15.771 | 294.833 | 0 | 132.274 | 248.48 | 0 | 0 | 596.501 | 248.48 | 348.021 | 0
|  | 706.849 | 248.48 | 0 | 0 | 0 | 458.369 | 9651.979 | 96.52% | 0 | 706.849 | 161.83 | 19.616 | 434.482 | 0 | 90.921 | 248.48 | 0 | 0 | 706.849 | 248.48 | 458.369 | 0
|  | 1059.864 | 248.48 | 0 | 0 | 0 | 811.384 | 9193.61 | 91.94% | 0 | 1059.864 | 213.962 | 60.461 | 485.936 | 182.006 | 117.5 | 248.48 | 0 | 0 | 1059.864 | 248.48 | 811.384 | 0
|  | 1620.259 | 248.48 | 0 | 0 | 0 | 1371.779 | 8382.226 | 83.82% | 0 | 1620.259 | 391.108 | 109.933 | 435.326 | 483.164 | 200.729 | 248.48 | 0 | 0 | 1620.259 | 248.48 | 1371.779 | 0
|  | 1679.613 | 248.48 | 0 | 0 | 0 | 1431.133 | 7010.447 | 70.1% | 0 | 1679.613 | 521.828 | 119.094 | 498.225 | 322.594 | 217.871 | 248.48 | 0 | 0 | 1679.613 | 248.48 | 1431.133 | 0
|  | 1252.002 | 248.48 | 0 | 0 | 0 | 1003.522 | 5579.314 | 55.79% | 0 | 1252.002 | 424.941 | 89.543 | 366.868 | 0 | 370.65 | 248.48 | 0 | 0 | 1252.002 | 248.48 | 1003.522 | 0
|  | 1551.896 | 248.48 | 1303.416 | 0 | 2500 | 0 | 4575.792 | 45.76% | 0 | 1551.896 | 398.383 | 70.033 | 342.003 | 0 | 741.477 | 248.48 | 0 | 7500 | 1551.896 | 248.48 | 0 | 1303.416
|  | 1279.15 | 248.746 | 1030.404 | 0 | 2500 | 0 | 7075.792 | 70.76% | 0 | 1279.15 | 454.205 | 94.869 | 426.946 | 0 | 303.13 | 248.48 | 0.266 | 7500 | 1279.15 | 248.746 | 0 | 1030.404
|  | 1207.412 | 248.487 | 958.925 | 0 | 424.208 | 0 | 9575.792 | 95.76% | 0 | 1207.412 | 456.272 | 69.868 | 474.115 | 0 | 207.157 | 248.48 | 0.007 | 7500 | 1207.412 | 248.487 | 0 | 958.925
|  | 964.069 | 248.812 | 715.257 | 0 | 0 | 0 | 10000 | 100% | 0 | 964.069 | 452.437 | 57.242 | 371.652 | 0 | 82.739 | 248.48 | 0.332 | 7500 | 964.069 | 248.812 | 0 | 715.257
|  | 929.488 | 250.123 | 679.365 | 0 | 0 | 0 | 10000 | 100% | 0 | 929.488 | 382.453 | 39.33 | 446.346 | 0 | 61.359 | 248.48 | 1.643 | 7500 | 929.488 | 250.123 | 0 | 679.365
|  | 1162.099 | 250.629 | 911.47 | 0 | 0 | 0 | 10000 | 100% | 0 | 1162.099 | 419.621 | 22.271 | 509.623 | 135.828 | 74.756 | 248.48 | 2.149 | 7500 | 1162.099 | 250.629 | 0 | 911.47
|  | 1306.628 | 248.786 | 0 | 0 | 0 | 1057.842 | 10000 | 100% | 0 | 1306.628 | 500.595 | 18.907 | 390.064 | 397.063 | 0 | 248.48 | 0.306 | 0 | 1306.628 | 248.786 | 1057.842 | 0
|  | 1668.352 | 248.48 | 0 | 0 | 0 | 1419.872 | 8942.158 | 89.42% | 0 | 1668.352 | 776.18 | 57.971 | 334.334 | 499.866 | 0 | 248.48 | 0 | 0 | 1668.352 | 248.48 | 1419.872 | 0
|  | 1415.193 | 248.48 | 0 | 0 | 0 | 1166.713 | 7522.286 | 75.22% | 0 | 1415.193 | 843.979 | 112.359 | 258.011 | 189.957 | 10.887 | 248.48 | 0 | 0 | 1415.193 | 248.48 | 1166.713 | 0
|  | 1230.791 | 248.48 | 0 | 0 | 0 | 982.311 | 6355.573 | 63.56% | 0 | 1230.791 | 777.923 | 80.455 | 308.24 | 42.398 | 21.775 | 248.48 | 0 | 0 | 1230.791 | 248.48 | 982.311 | 0
|  | 1366.811 | 248.48 | 0 | 0 | 0 | 1118.331 | 5373.262 | 53.73% | 0 | 1366.811 | 665.324 | 84.149 | 381.013 | 214.55 | 21.775 | 248.48 | 0 | 0 | 1366.811 | 248.48 | 1118.331 | 0
|  | 1399.821 | 248.48 | 1151.341 | 0 | 2500 | 0 | 4254.931 | 42.55% | 0 | 1399.821 | 670.983 | 68.672 | 320.365 | 318.026 | 21.775 | 248.48 | 0 | 7500 | 1399.821 | 248.48 | 0 | 1151.341
|  | 1110.472 | 248.48 | 0 | 0 | 0 | 861.992 | 6754.931 | 67.55% | 0 | 1110.472 | 642.209 | 60.997 | 248.821 | 136.67 | 21.775 | 248.48 | 0 | 0 | 1110.472 | 248.48 | 861.992 | 0
|  | 991.205 | 248.48 | 742.725 | 0 | 2500 | 0 | 5892.939 | 58.93% | 0 | 991.205 | 578.822 | 88.3 | 302.308 | 0 | 21.775 | 248.48 | 0 | 7500 | 991.205 | 248.48 | 0 | 742.725
|  | 815.976 | 248.48 | 567.496 | 0 | 1607.061 | 0 | 8392.939 | 83.93% | 0 | 815.976 | 320.481 | 62.395 | 400.54 | 0 | 32.56 | 248.48 | 0 | 7500 | 815.976 | 248.48 | 0 | 567.496
|  | 674.658 | 248.48 | 426.178 | 0 | 0 | 0 | 10000 | 100% | 0 | 674.658 | 260.753 | 49.171 | 335.966 | 0 | 28.768 | 248.48 | 0 | 7500 | 674.658 | 248.48 | 0 | 426.178
|  | 572.229 | 248.48 | 323.749 | 0 | 0 | 0 | 10000 | 100% | 0 | 572.229 | 218.895 | 27.705 | 294.075 | 0 | 31.554 | 248.48 | 0 | 7500 | 572.229 | 248.48 | 0 | 323.749
|  | 509.133 | 248.48 | 260.653 | 0 | 0 | 0 | 10000 | 100% | 0 | 509.133 | 183.796 | 20.513 | 270.912 | 0 | 33.913 | 248.48 | 0 | 7500 | 509.133 | 248.48 | 0 | 260.653
|  | 601.608 | 248.48 | 0 | 0 | 0 | 353.128 | 10000 | 100% | 0 | 601.608 | 175.831 | 18.349 | 307.515 | 0 | 99.913 | 248.48 | 0 | 0 | 601.608 | 248.48 | 353.128 | 0
|  | 615.539 | 248.48 | 0 | 0 | 0 | 367.059 | 9646.872 | 96.47% | 0 | 615.539 | 160.229 | 35.7 | 345.865 | 0 | 73.746 | 248.48 | 0 | 0 | 615.539 | 248.48 | 367.059 | 0
|  | 1026.759 | 248.48 | 0 | 0 | 0 | 778.279 | 9279.813 | 92.8% | 0 | 1026.759 | 183.199 | 109.237 | 469.29 | 182.891 | 82.142 | 248.48 | 0 | 0 | 1026.759 | 248.48 | 778.279 | 0
|  | 1570.345 | 248.48 | 0 | 0 | 0 | 1321.865 | 8501.534 | 85.02% | 0 | 1570.345 | 246.178 | 122.893 | 433.417 | 486.923 | 280.933 | 248.48 | 0 | 0 | 1570.345 | 248.48 | 1321.865 | 0
|  | 1793.168 | 248.48 | 0 | 0 | 0 | 1544.688 | 7179.669 | 71.8% | 0 | 1793.168 | 389.71 | 107.131 | 291.959 | 321.504 | 682.864 | 248.48 | 0 | 0 | 1793.168 | 248.48 | 1544.688 | 0
|  | 1500.06 | 248.48 | 0 | 0 | 0 | 1251.58 | 5634.981 | 56.35% | 0 | 1500.06 | 512.886 | 83.286 | 341.134 | 0 | 562.754 | 248.48 | 0 | 0 | 1500.06 | 248.48 | 1251.58 | 0
|  | 1196.924 | 248.48 | 948.444 | 0 | 2500 | 0 | 4383.401 | 43.83% | 0 | 1196.924 | 589.354 | 82.001 | 265.052 | 0 | 260.517 | 248.48 | 0 | 7500 | 1196.924 | 248.48 | 0 | 948.444
|  | 1303.315 | 422.225 | 881.09 | 0 | 2500 | 0 | 6883.401 | 68.83% | 0 | 1303.315 | 682.379 | 91.67 | 299.489 | 0 | 229.778 | 248.48 | 173.745 | 7500 | 1303.315 | 422.225 | 0 | 881.09
|  | 1280.479 | 857.802 | 422.677 | 0 | 616.599 | 0 | 9383.401 | 93.83% | 0 | 1280.479 | 750.581 | 64.948 | 312.082 | 0 | 152.869 | 248.48 | 609.322 | 7500 | 1280.479 | 857.802 | 0 | 422.677
|  | 1030.64 | 1030.64 | 0 | 94.855 | 0 | 0 | 10000 | 100% | 0 | 1030.64 | 663.622 | 53.4 | 257.441 | 0 | 56.177 | 248.48 | 877.015 | 0 | 1030.64 | 1030.64 | 0 | 0
|  | 929.335 | 929.335 | 0 | 118.348 | 0 | 0 | 10000 | 100% | 0 | 929.335 | 585.153 | 24.018 | 320.164 | 0 | 0 | 248.48 | 799.203 | 0 | 929.335 | 929.335 | 0 | 0
|  | 1223.553 | 840.01 | 383.543 | 0 | 0 | 0 | 10000 | 100% | 0 | 1223.553 | 546.318 | 19.05 | 488.341 | 169.844 | 0 | 248.48 | 591.53 | 7500 | 1223.553 | 840.01 | 0 | 383.543
|  | 1492.742 | 692.202 | 0 | 0 | 0 | 800.54 | 10000 | 100% | 0 | 1492.742 | 586.508 | 27.819 | 366.919 | 511.497 | 0 | 248.48 | 443.722 | 0 | 1492.742 | 692.202 | 800.54 | 0
|  | 1664.781 | 248.48 | 0 | 0 | 0 | 1416.301 | 9199.46 | 91.99% | 0 | 1664.781 | 772.461 | 93.258 | 263.127 | 535.935 | 0 | 248.48 | 0 | 0 | 1664.781 | 248.48 | 1416.301 | 0
|  | 1360.683 | 248.48 | 0 | 0 | 0 | 1112.203 | 7783.159 | 77.83% | 0 | 1360.683 | 840.534 | 102.365 | 201.086 | 200.447 | 16.25 | 248.48 | 0 | 0 | 1360.683 | 248.48 | 1112.203 | 0
|  | 1331.133 | 248.48 | 0 | 0 | 0 | 1082.653 | 6670.956 | 66.71% | 0 | 1331.133 | 864.671 | 80.54 | 276.795 | 76.627 | 32.5 | 248.48 | 0 | 0 | 1331.133 | 248.48 | 1082.653 | 0
|  | 1503.42 | 248.48 | 0 | 0 | 0 | 1254.94 | 5588.303 | 55.88% | 0 | 1503.42 | 810.426 | 75.5 | 320.052 | 264.916 | 32.526 | 248.48 | 0 | 0 | 1503.42 | 248.48 | 1254.94 | 0
|  | 1389.675 | 248.48 | 1141.195 | 0 | 2500 | 0 | 4333.363 | 43.33% | 0 | 1389.675 | 694.701 | 63.444 | 289.03 | 309.965 | 32.535 | 248.48 | 0 | 7500 | 1389.675 | 248.48 | 0 | 1141.195
|  | 1119.521 | 248.48 | 0 | 0 | 0 | 871.041 | 6833.363 | 68.33% | 0 | 1119.521 | 692.649 | 69.169 | 209.43 | 115.765 | 32.508 | 248.48 | 0 | 0 | 1119.521 | 248.48 | 871.041 | 0
|  | 895.262 | 248.48 | 646.782 | 0 | 2500 | 0 | 5962.322 | 59.62% | 0 | 895.262 | 524.097 | 89.589 | 249.076 | 0 | 32.5 | 248.48 | 0 | 7500 | 895.262 | 248.48 | 0 | 646.782
|  | 885.316 | 248.48 | 636.836 | 0 | 1537.678 | 0 | 8462.322 | 84.62% | 0 | 885.316 | 420.384 | 55.854 | 377.163 | 0 | 31.914 | 248.48 | 0 | 7500 | 885.316 | 248.48 | 0 | 636.836
|  | 615.504 | 248.48 | 367.024 | 0 | 0 | 0 | 10000 | 100% | 0 | 615.504 | 257.866 | 35.032 | 294.412 | 0 | 28.194 | 248.48 | 0 | 7500 | 615.504 | 248.48 | 0 | 367.024
|  | 706.302 | 248.48 | 457.822 | 0 | 0 | 0 | 10000 | 100% | 0 | 706.302 | 216.056 | 21.815 | 329.163 | 0 | 139.268 | 248.48 | 0 | 7500 | 706.302 | 248.48 | 0 | 457.822
|  | 531.687 | 248.48 | 283.207 | 0 | 0 | 0 | 10000 | 100% | 0 | 531.687 | 178.616 | 15.409 | 243.833 | 0 | 93.829 | 248.48 | 0 | 7500 | 531.687 | 248.48 | 0 | 283.207
|  | 772.01 | 248.48 | 0 | 0 | 0 | 523.53 | 10000 | 100% | 0 | 772.01 | 178.5 | 19.106 | 311.858 | 0 | 262.547 | 248.48 | 0 | 0 | 772.01 | 248.48 | 523.53 | 0
|  | 926.662 | 248.48 | 0 | 0 | 0 | 678.182 | 9476.47 | 94.76% | 0 | 926.662 | 166.466 | 61.56 | 390.735 | 0 | 307.901 | 248.48 | 0 | 0 | 926.662 | 248.48 | 678.182 | 0
|  | 1013.667 | 248.48 | 0 | 0 | 0 | 765.187 | 8798.288 | 87.98% | 0 | 1013.667 | 188.713 | 114.672 | 379.959 | 168.19 | 162.132 | 248.48 | 0 | 0 | 1013.667 | 248.48 | 765.187 | 0
|  | 1420.779 | 248.48 | 0 | 0 | 0 | 1172.299 | 8033.101 | 80.33% | 0 | 1420.779 | 220.11 | 119.018 | 361.309 | 445.863 | 274.478 | 248.48 | 0 | 0 | 1420.779 | 248.48 | 1172.299 | 0
|  | 1443.056 | 248.48 | 0 | 0 | 0 | 1194.576 | 6860.802 | 68.61% | 0 | 1443.056 | 387.225 | 83.801 | 365.089 | 348.871 | 258.07 | 248.48 | 0 | 0 | 1443.056 | 248.48 | 1194.576 | 0
|  | 1591.816 | 248.48 | 0 | 0 | 0 | 1343.336 | 5666.226 | 56.66% | 0 | 1591.816 | 521.507 | 76.014 | 366.278 | 0 | 628.017 | 248.48 | 0 | 0 | 1591.816 | 248.48 | 1343.336 | 0
|  | 1530.7 | 248.48 | 1282.22 | 0 | 2500 | 0 | 4322.89 | 43.23% | 0 | 1530.7 | 589.966 | 88.833 | 265.977 | 0 | 585.924 | 248.48 | 0 | 7500 | 1530.7 | 248.48 | 0 | 1282.22
|  | 1424.796 | 249.668 | 1175.128 | 0 | 2500 | 0 | 6822.89 | 68.23% | 0 | 1424.796 | 684.893 | 77.975 | 282.313 | 0 | 379.615 | 248.48 | 1.188 | 7500 | 1424.796 | 249.668 | 0 | 1175.128
|  | 1272.965 | 250.155 | 1022.81 | 0 | 677.11 | 0 | 9322.89 | 93.23% | 0 | 1272.965 | 798.917 | 51.892 | 246.926 | 0 | 175.231 | 248.48 | 1.675 | 7500 | 1272.965 | 250.155 | 0 | 1022.81
|  | 1070.187 | 248.748 | 821.439 | 0 | 0 | 0 | 10000 | 100% | 0 | 1070.187 | 705.445 | 43.378 | 287.69 | 0 | 33.674 | 248.48 | 0.268 | 7500 | 1070.187 | 248.748 | 0 | 821.439
|  | 996.739 | 252.06 | 744.679 | 0 | 0 | 0 | 10000 | 100% | 0 | 996.739 | 625.606 | 23.215 | 345.361 | 0 | 2.557 | 248.48 | 3.58 | 7500 | 996.739 | 252.06 | 0 | 744.679
|  | 1245.602 | 250.355 | 995.247 | 0 | 0 | 0 | 10000 | 100% | 0 | 1245.602 | 541.886 | 19.184 | 510.426 | 174.106 | 0 | 248.48 | 1.875 | 7500 | 1245.602 | 250.355 | 0 | 995.247
|  | 1596.358 | 248.553 | 0 | 0 | 0 | 1347.805 | 10000 | 100% | 2.2737e-13 | 1596.358 | 628.671 | 57.971 | 375.174 | 534.542 | 0 | 248.48 | 0.073 | 0 | 1596.358 | 248.553 | 1347.805 | 0
|  | 1750.101 | 248.48 | 0 | 0 | 0 | 1501.621 | 8652.195 | 86.52% | 0 | 1750.101 | 746.274 | 113.491 | 292.537 | 597.799 | 0 | 248.48 | 0 | 0 | 1750.101 | 248.48 | 1501.621 | 0
|  | 1380.52 | 248.48 | 0 | 0 | 0 | 1132.04 | 7150.574 | 71.51% | 0 | 1380.52 | 845.698 | 87.309 | 215.693 | 215.895 | 15.925 | 248.48 | 0 | 0 | 1380.52 | 248.48 | 1132.04 | 0
|  | 1229.189 | 248.48 | 0 | 0 | 0 | 980.709 | 6018.534 | 60.19% | 0 | 1229.189 | 780.015 | 81.572 | 265.362 | 70.39 | 31.85 | 248.48 | 0 | 0 | 1229.189 | 248.48 | 980.709 | 0
|  | 1381.33 | 248.48 | 0 | 0 | 0 | 1132.85 | 5037.825 | 50.38% | 0 | 1381.33 | 710.091 | 60.762 | 309.334 | 269.284 | 31.859 | 248.48 | 0 | 0 | 1381.33 | 248.48 | 1132.85 | 0
|  | 1450.95 | 248.48 | 1202.47 | 0 | 2500 | 0 | 3904.975 | 39.05% | 0 | 1450.95 | 712.667 | 61.899 | 301.812 | 342.713 | 31.859 | 248.48 | 0 | 7500 | 1450.95 | 248.48 | 0 | 1202.47
|  | 1035.66 | 248.48 | 0 | 0 | 0 | 787.18 | 6404.975 | 64.05% | 0 | 1035.66 | 612.742 | 94.623 | 182.214 | 114.231 | 31.85 | 248.48 | 0 | 0 | 1035.66 | 248.48 | 787.18 | 0
|  | 853.525 | 248.48 | 605.045 | 0 | 2500 | 0 | 5617.795 | 56.18% | 0 | 853.525 | 496.901 | 82.042 | 242.732 | 0 | 31.85 | 248.48 | 0 | 7500 | 853.525 | 248.48 | 0 | 605.045
|  | 845.423 | 248.48 | 596.943 | 0 | 1882.205 | 0 | 8117.795 | 81.18% | 0 | 845.423 | 358.237 | 51.221 | 408.99 | 0 | 26.975 | 248.48 | 0 | 7500 | 845.423 | 248.48 | 0 | 596.943
|  | 578.985 | 248.48 | 330.505 | 0 | 0 | 0 | 10000 | 100% | 0 | 578.985 | 209.456 | 27.841 | 317.826 | 0 | 23.862 | 248.48 | 0 | 7500 | 578.985 | 248.48 | 0 | 330.505
|  | 645.088 | 248.48 | 396.608 | 0 | 0 | 0 | 10000 | 100% | 0 | 645.088 | 177.474 | 20.849 | 284.834 | 0 | 161.931 | 248.48 | 0 | 7500 | 645.088 | 248.48 | 0 | 396.608
|  | 678.266 | 248.48 | 429.786 | 0 | 0 | 0 | 10000 | 100% | 0 | 678.266 | 180.3 | 19.001 | 330.677 | 0 | 148.288 | 248.48 | 0 | 7500 | 678.266 | 248.48 | 0 | 429.786
|  | 571.494 | 248.48 | 0 | 0 | 0 | 323.014 | 10000 | 100% | 0 | 571.494 | 160.147 | 37.243 | 283.335 | 0 | 90.769 | 248.48 | 0 | 0 | 571.494 | 248.48 | 323.014 | 0
|  | 686.397 | 248.48 | 0 | 0 | 0 | 437.917 | 9676.986 | 96.77% | 0 | 686.397 | 156.075 | 106.73 | 339.869 | 0 | 83.723 | 248.48 | 0 | 0 | 686.397 | 248.48 | 437.917 | 0
|  | 1076.597 | 248.48 | 0 | 0 | 0 | 828.117 | 9239.069 | 92.39% | 0 | 1076.597 | 220.408 | 115.899 | 465.172 | 179.609 | 95.509 | 248.48 | 0 | 0 | 1076.597 | 248.48 | 828.117 | 0
|  | 1833.414 | 248.48 | 0 | 0 | 0 | 1584.934 | 8410.952 | 84.11% | 0 | 1833.414 | 383.358 | 104.819 | 444.085 | 503.62 | 397.532 | 248.48 | 0 | 0 | 1833.414 | 248.48 | 1584.934 | 0
|  | 2049.95 | 248.48 | 0 | 0 | 0 | 1801.47 | 6826.018 | 68.26% | 0 | 2049.95 | 521.96 | 78.628 | 503.871 | 500.333 | 445.159 | 248.48 | 0 | 0 | 2049.95 | 248.48 | 1801.47 | 0
|  | 1610.803 | 248.48 | 0 | 0 | 0 | 1362.323 | 5024.548 | 50.25% | 0 | 1610.803 | 479.637 | 82.702 | 404.967 | 192.612 | 450.886 | 248.48 | 0 | 0 | 1610.803 | 248.48 | 1362.323 | 0
|  | 1419.025 | 248.48 | 1170.545 | 0 | 2500 | 0 | 3662.225 | 36.62% | 0 | 1419.025 | 411.437 | 93.132 | 362.681 | 113.473 | 438.302 | 248.48 | 0 | 7500 | 1419.025 | 248.48 | 0 | 1170.545
|  | 1403.467 | 248.485 | 1154.982 | 0 | 2500 | 0 | 6162.225 | 61.62% | 0 | 1403.467 | 415.537 | 65.402 | 337.905 | 363.966 | 220.657 | 248.48 | 0.005 | 7500 | 1403.467 | 248.485 | 0 | 1154.982
|  | 1449.826 | 248.49 | 1201.336 | 0 | 1337.775 | 0 | 8662.225 | 86.62% | 0 | 1449.826 | 483.664 | 49.634 | 339.282 | 428.88 | 148.367 | 248.48 | 0.01 | 7500 | 1449.826 | 248.49 | 0 | 1201.336
|  | 968.95 | 248.497 | 720.453 | 0 | 0 | 0 | 10000 | 100% | 0 | 968.95 | 403.919 | 25.818 | 371.614 | 163.278 | 4.321 | 248.48 | 0.017 | 7500 | 968.95 | 248.497 | 0 | 720.453
|  | 1073.777 | 248.485 | 825.292 | 0 | 0 | 0 | 10000 | 100% | 0 | 1073.777 | 448.34 | 21.55 | 490.887 | 110.839 | 2.161 | 248.48 | 0.005 | 7500 | 1073.777 | 248.485 | 0 | 825.292
|  | 1123.364 | 248.485 | 874.879 | 0 | 0 | 0 | 10000 | 100% | 0 | 1123.364 | 368.287 | 27.662 | 423.938 | 303.477 | 0 | 248.48 | 0.005 | 7500 | 1123.364 | 248.485 | 0 | 874.879
|  | 1398.044 | 248.632 | 0 | 0 | 0 | 1149.412 | 10000 | 100% | 0 | 1398.044 | 548.892 | 93.207 | 374.694 | 381.251 | 0 | 248.48 | 0.152 | 0 | 1398.044 | 248.632 | 1149.412 | 0
|  | 1424.226 | 248.48 | 0 | 0 | 0 | 1175.746 | 8850.588 | 88.51% | 0 | 1424.226 | 809.522 | 96.953 | 359.154 | 158.598 | 0 | 248.48 | 0 | 0 | 1424.226 | 248.48 | 1175.746 | 0
|  | 1173.274 | 248.48 | 0 | 0 | 0 | 924.794 | 7674.842 | 76.75% | 0 | 1173.274 | 777.809 | 76.985 | 213.438 | 91.554 | 13.488 | 248.48 | 0 | 0 | 1173.274 | 248.48 | 924.794 | 0
|  | 1397.834 | 248.48 | 0 | 0 | 0 | 1149.354 | 6750.048 | 67.5% | 0 | 1397.834 | 786.417 | 76.169 | 241.195 | 267.079 | 26.975 | 248.48 | 0 | 0 | 1397.834 | 248.48 | 1149.354 | 0
|  | 1575.488 | 248.48 | 0 | 0 | 0 | 1327.008 | 5600.694 | 56.01% | 0 | 1575.488 | 817.621 | 59.73 | 377.749 | 293.413 | 26.975 | 248.48 | 0 | 0 | 1575.488 | 248.48 | 1327.008 | 0
|  | 1094.095 | 248.48 | 845.615 | 0 | 2500 | 0 | 4273.686 | 42.74% | 0 | 1094.095 | 675.804 | 70.588 | 244.516 | 76.213 | 26.975 | 248.48 | 0 | 7500 | 1094.095 | 248.48 | 0 | 845.615
|  | 998.292 | 248.48 | 0 | 0 | 0 | 749.812 | 6773.686 | 67.74% | 0 | 998.292 | 666.834 | 87.469 | 209.946 | 7.068 | 26.975 | 248.48 | 0 | 0 | 998.292 | 248.48 | 749.812 | 0
|  | 819.53 | 248.48 | 571.05 | 0 | 2500 | 0 | 6023.874 | 60.24% | 0 | 819.53 | 470.324 | 68.608 | 253.623 | 0 | 26.975 | 248.48 | 0 | 7500 | 819.53 | 248.48 | 0 | 571.05
|  | 737.696 | 248.48 | 489.216 | 0 | 1476.126 | 0 | 8523.874 | 85.24% | 0 | 737.696 | 318.324 | 37.737 | 321.54 | 0 | 60.095 | 248.48 | 0 | 7500 | 737.696 | 248.48 | 0 | 489.216
|  | 682.427 | 248.48 | 433.947 | 0 | 0 | 0 | 10000 | 100% | 0 | 682.427 | 205.057 | 20.863 | 352.376 | 0 | 104.131 | 248.48 | 0 | 7500 | 682.427 | 248.48 | 0 | 433.947
|  | 633.857 | 248.48 | 385.377 | 0 | 0 | 0 | 10000 | 100% | 0 | 633.857 | 171.907 | 15.328 | 367.648 | 0 | 78.974 | 248.48 | 0 | 7500 | 633.857 | 248.48 | 0 | 385.377
|  | 501.832 | 248.48 | 253.352 | 0 | 0 | 0 | 10000 | 100% | 0 | 501.832 | 160.248 | 20.286 | 268.095 | 0 | 53.204 | 248.48 | 0 | 7500 | 501.832 | 248.48 | 0 | 253.352
|  | 491.579 | 248.48 | 0 | 0 | 0 | 243.099 | 10000 | 100% | 0 | 491.579 | 166.482 | 60.072 | 238.055 | 0 | 26.97 | 248.48 | 0 | 0 | 491.579 | 248.48 | 243.099 | 0
|  | 717.983 | 248.48 | 0 | 0 | 0 | 469.503 | 9756.901 | 97.57% | 0 | 717.983 | 150.224 | 119.257 | 293.183 | 0 | 155.319 | 248.48 | 0 | 0 | 717.983 | 248.48 | 469.503 | 0
|  | 1123.731 | 248.48 | 0 | 0 | 0 | 875.251 | 9287.398 | 92.87% | 0 | 1123.731 | 196.197 | 101.013 | 394.451 | 158.745 | 273.324 | 248.48 | 0 | 0 | 1123.731 | 248.48 | 875.251 | 0
|  | 1692.527 | 248.48 | 0 | 0 | 0 | 1444.047 | 8412.147 | 84.12% | 0 | 1692.527 | 442.256 | 84.755 | 451.661 | 531.8 | 182.056 | 248.48 | 0 | 0 | 1692.527 | 248.48 | 1444.047 | 0
|  | 1954.08 | 248.48 | 0 | 0 | 0 | 1705.6 | 6968.1 | 69.68% | 0 | 1954.08 | 562.575 | 75.462 | 480.133 | 520.191 | 315.719 | 248.48 | 0 | 0 | 1954.08 | 248.48 | 1705.6 | 0
|  | 1599.419 | 248.48 | 0 | 0 | 0 | 1350.939 | 5262.5 | 52.62% | 0 | 1599.419 | 478.402 | 93.125 | 458.75 | 191.358 | 377.785 | 248.48 | 0 | 0 | 1599.419 | 248.48 | 1350.939 | 0
|  | 1365.947 | 248.48 | 1117.467 | 0 | 2500 | 0 | 3911.561 | 39.12% | 0 | 1365.947 | 399.986 | 78.156 | 391.617 | 97.797 | 398.391 | 248.48 | 0 | 7500 | 1365.947 | 248.48 | 0 | 1117.467
|  | 1756.911 | 248.482 | 1508.429 | 0 | 2500 | 0 | 6411.561 | 64.12% | 0 | 1756.911 | 392.298 | 59.476 | 433.864 | 364.949 | 506.324 | 248.48 | 0.002 | 7500 | 1756.911 | 248.482 | 0 | 1508.429
|  | 1435.465 | 248.819 | 1186.646 | 0 | 1088.439 | 0 | 8911.561 | 89.12% | 0 | 1435.465 | 412.935 | 41.994 | 348.745 | 387.583 | 244.209 | 248.48 | 0.339 | 7500 | 1435.465 | 248.819 | 0 | 1186.646
|  | 994.093 | 248.824 | 745.269 | 0 | 0 | 0 | 10000 | 100% | 0 | 994.093 | 388.727 | 24.808 | 277.441 | 150.233 | 152.884 | 248.48 | 0.344 | 7500 | 994.093 | 248.824 | 0 | 745.269
|  | 1073.007 | 249.801 | 823.206 | 0 | 0 | 0 | 10000 | 100% | 0 | 1073.007 | 401.759 | 22.255 | 428.723 | 94.379 | 125.892 | 248.48 | 1.321 | 7500 | 1073.007 | 249.801 | 0 | 823.206
|  | 1534.538 | 251.512 | 1283.026 | 0 | 0 | 0 | 10000 | 100% | 0 | 1534.538 | 448.549 | 66.919 | 585.605 | 353.519 | 79.947 | 248.48 | 3.032 | 7500 | 1534.538 | 251.512 | 0 | 1283.026
|  | 1569.243 | 257.8 | 0 | 0 | 0 | 1311.443 | 10000 | 100% | 0 | 1569.243 | 618.968 | 109.188 | 450.163 | 390.924 | 0 | 248.48 | 9.32 | 0 | 1569.243 | 257.8 | 1311.443 | 0
|  | 1303.944 | 248.48 | 0 | 0 | 0 | 1055.464 | 8688.557 | 86.89% | 0 | 1303.944 | 756.689 | 83.237 | 320.063 | 143.955 | 0 | 248.48 | 0 | 0 | 1303.944 | 248.48 | 1055.464 | 0
|  | 1243.53 | 248.48 | 0 | 0 | 0 | 995.05 | 7633.093 | 76.33% | 0 | 1243.53 | 838.897 | 76.043 | 224.514 | 90.263 | 13.813 | 248.48 | 0 | 0 | 1243.53 | 248.48 | 995.05 | 0
|  | 1425.185 | 248.48 | 0 | 0 | 0 | 1176.705 | 6638.043 | 66.38% | 0 | 1425.185 | 780.553 | 68.976 | 265.912 | 282.119 | 27.625 | 248.48 | 0 | 0 | 1425.185 | 248.48 | 1176.705 | 0
|  | 1338.595 | 248.48 | 0 | 0 | 0 | 1090.115 | 5461.338 | 54.61% | 0 | 1338.595 | 733.675 | 54.866 | 274.022 | 248.377 | 27.656 | 248.48 | 0 | 0 | 1338.595 | 248.48 | 1090.115 | 0
|  | 1220.462 | 248.48 | 971.982 | 0 | 2500 | 0 | 4371.223 | 43.71% | 0 | 1220.462 | 730.762 | 87.139 | 275.127 | 99.758 | 27.677 | 248.48 | 0 | 7500 | 1220.462 | 248.48 | 0 | 971.982
|  | 940.884 | 248.48 | 0 | 0 | 0 | 692.404 | 6871.223 | 68.71% | 0 | 940.884 | 627.964 | 77.095 | 196.55 | 11.557 | 27.718 | 248.48 | 0 | 0 | 940.884 | 248.48 | 692.404 | 0
|  | 866.582 | 248.48 | 618.102 | 0 | 2500 | 0 | 6178.819 | 61.79% | 0 | 866.582 | 540.415 | 62.573 | 235.866 | 0 | 27.728 | 248.48 | 0 | 7500 | 866.582 | 248.48 | 0 | 618.102
|  | 762.8 | 248.48 | 514.32 | 0 | 1321.181 | 0 | 8678.819 | 86.79% | 0 | 762.8 | 329.964 | 27.977 | 355.81 | 0 | 49.049 | 248.48 | 0 | 7500 | 762.8 | 248.48 | 0 | 514.32
|  | 611.936 | 248.48 | 363.456 | 0 | 0 | 0 | 10000 | 100% | 0 | 611.936 | 223.559 | 18.681 | 343.676 | 0 | 26.02 | 248.48 | 0 | 7500 | 611.936 | 248.48 | 0 | 363.456
|  | 538.959 | 248.48 | 290.479 | 0 | 0 | 0 | 10000 | 100% | 0 | 538.959 | 168.142 | 16.584 | 265.324 | 0 | 88.91 | 248.48 | 0 | 7500 | 538.959 | 248.48 | 0 | 290.479
|  | 584.089 | 248.48 | 335.609 | 0 | 0 | 0 | 10000 | 100% | 0 | 584.089 | 160.462 | 32.229 | 268.746 | 0 | 122.652 | 248.48 | 0 | 7500 | 584.089 | 248.48 | 0 | 335.609
|  | 793.454 | 248.48 | 0 | 0 | 0 | 544.974 | 10000 | 100% | 0 | 793.454 | 165.917 | 95.352 | 287.533 | 0 | 244.652 | 248.48 | 0 | 0 | 793.454 | 248.48 | 544.974 | 0
|  | 830.461 | 248.48 | 0 | 0 | 0 | 581.981 | 9455.026 | 94.55% | 0 | 830.461 | 185.291 | 107.499 | 392.816 | 0 | 144.855 | 248.48 | 0 | 0 | 830.461 | 248.48 | 581.981 | 0
|  | 920.189 | 248.48 | 0 | 0 | 0 | 671.709 | 8873.045 | 88.73% | 0 | 920.189 | 206.335 | 106.267 | 381.984 | 154.628 | 70.975 | 248.48 | 0 | 0 | 920.189 | 248.48 | 671.709 | 0
|  | 1735.488 | 248.48 | 0 | 0 | 0 | 1487.008 | 8201.336 | 82.01% | 0 | 1735.488 | 422.992 | 82.303 | 412.078 | 517.229 | 300.886 | 248.48 | 0 | 0 | 1735.488 | 248.48 | 1487.008 | 0
|  | 1748.81 | 248.48 | 0 | 0 | 0 | 1500.33 | 6714.328 | 67.14% | 0 | 1748.81 | 585.506 | 76.086 | 494.89 | 350.641 | 241.687 | 248.48 | 0 | 0 | 1748.81 | 248.48 | 1500.33 | 0
|  | 1498.323 | 248.48 | 0 | 0 | 0 | 1249.843 | 5213.998 | 52.14% | 0 | 1498.323 | 432.451 | 95.601 | 484.152 | 0 | 486.119 | 248.48 | 0 | 0 | 1498.323 | 248.48 | 1249.843 | 0
|  | 1425.918 | 248.48 | 1177.438 | 0 | 2500 | 0 | 3964.155 | 39.64% | 0 | 1425.918 | 416.904 | 63.126 | 513.531 | 0 | 432.357 | 248.48 | 0 | 7500 | 1425.918 | 248.48 | 0 | 1177.438
|  | 965.752 | 249.554 | 716.198 | 0 | 2500 | 0 | 6464.155 | 64.64% | 0 | 965.752 | 356.902 | 55.824 | 375.156 | 0 | 177.87 | 248.48 | 1.074 | 7500 | 965.752 | 249.554 | 0 | 716.198
|  | 981.069 | 248.745 | 732.324 | 0 | 1035.845 | 0 | 8964.155 | 89.64% | 0 | 981.069 | 426.571 | 26.185 | 324.942 | 0 | 203.371 | 248.48 | 0.265 | 7500 | 981.069 | 248.745 | 0 | 732.324
|  | 879.12 | 248.48 | 630.64 | 0 | 0 | 0 | 10000 | 100% | 0 | 879.12 | 427.448 | 20.742 | 346.599 | 0 | 84.331 | 248.48 | 0 | 7500 | 879.12 | 248.48 | 0 | 630.64
|  | 786.92 | 248.48 | 538.44 | 0 | 0 | 0 | 10000 | 100% | 0 | 786.92 | 361.213 | 27.179 | 363.742 | 0 | 34.787 | 248.48 | 0 | 7500 | 786.92 | 248.48 | 0 | 538.44
|  | 1255.877 | 248.641 | 1007.236 | 0 | 0 | 0 | 10000 | 100% | 0 | 1255.877 | 412.104 | 92.185 | 572.261 | 177.191 | 2.136 | 248.48 | 0.161 | 7500 | 1255.877 | 248.641 | 0 | 1007.236
|  | 1533.086 | 248.48 | 0 | 0 | 0 | 1284.606 | 10000 | 100% | 0 | 1533.086 | 500.823 | 108.04 | 411.75 | 512.474 | 0 | 248.48 | 0 | 0 | 1533.086 | 248.48 | 1284.606 | 0
|  | 1541.329 | 248.48 | 0 | 0 | 0 | 1292.849 | 8715.394 | 87.15% | 0 | 1541.329 | 630.067 | 78.461 | 351.99 | 480.812 | 0 | 248.48 | 0 | 0 | 1541.329 | 248.48 | 1292.849 | 0
|  | 1434.812 | 248.48 | 0 | 0 | 0 | 1186.332 | 7422.545 | 74.23% | 0 | 1434.812 | 846.713 | 68.109 | 294.339 | 212.164 | 13.488 | 248.48 | 0 | 0 | 1434.812 | 248.48 | 1186.332 | 0
|  | 1252.605 | 248.48 | 0 | 0 | 0 | 1004.125 | 6236.213 | 62.36% | 0 | 1252.605 | 791.041 | 58.164 | 301.535 | 74.891 | 26.975 | 248.48 | 0 | 0 | 1252.605 | 248.48 | 1004.125 | 0
|  | 1482.498 | 248.48 | 0 | 0 | 0 | 1234.018 | 5232.088 | 52.32% | 0 | 1482.498 | 753.212 | 70.369 | 353.887 | 278.045 | 26.986 | 248.48 | 0 | 0 | 1482.498 | 248.48 | 1234.018 | 0
|  | 1506.016 | 248.48 | 1257.536 | 0 | 2500 | 0 | 3998.07 | 39.98% | 0 | 1506.016 | 720.987 | 96.384 | 339.121 | 322.518 | 27.007 | 248.48 | 0 | 7500 | 1506.016 | 248.48 | 0 | 1257.536
|  | 1081.286 | 248.48 | 0 | 0 | 0 | 832.806 | 6498.07 | 64.98% | 0 | 1081.286 | 639.642 | 77.129 | 219.907 | 117.536 | 27.072 | 248.48 | 0 | 0 | 1081.286 | 248.48 | 832.806 | 0
|  | 871.773 | 248.48 | 623.293 | 0 | 2500 | 0 | 5665.264 | 56.65% | 0 | 871.773 | 520.439 | 60.383 | 263.869 | 0 | 27.083 | 248.48 | 0 | 7500 | 871.773 | 248.48 | 0 | 623.293
|  | 800.35 | 248.48 | 551.87 | 0 | 1834.736 | 0 | 8165.264 | 81.65% | 0 | 800.35 | 375.528 | 19.764 | 374.754 | 0 | 30.305 | 248.48 | 0 | 7500 | 800.35 | 248.48 | 0 | 551.87
|  | 522.908 | 248.48 | 274.428 | 0 | 0 | 0 | 10000 | 100% | 0 | 522.908 | 204.273 | 16.898 | 274.977 | 0 | 26.76 | 248.48 | 0 | 7500 | 522.908 | 248.48 | 0 | 274.428
|  | 582.486 | 248.48 | 334.006 | 0 | 0 | 0 | 10000 | 100% | 0 | 582.486 | 170.091 | 20.512 | 296.544 | 0 | 95.34 | 248.48 | 0 | 7500 | 582.486 | 248.48 | 0 | 334.006
|  | 688.253 | 248.48 | 439.773 | 0 | 0 | 0 | 10000 | 100% | 0 | 688.253 | 182.866 | 64.26 | 305.666 | 0 | 135.461 | 248.48 | 0 | 7500 | 688.253 | 248.48 | 0 | 439.773
|  | 643.318 | 248.48 | 0 | 0 | 0 | 394.838 | 10000 | 100% | 0 | 643.318 | 148.729 | 124.841 | 262.221 | 0 | 107.527 | 248.48 | 0 | 0 | 643.318 | 248.48 | 394.838 | 0
|  | 791.838 | 248.48 | 0 | 0 | 0 | 543.358 | 9605.162 | 96.05% | 0 | 791.838 | 170.258 | 102.264 | 425.54 | 0 | 93.776 | 248.48 | 0 | 0 | 791.838 | 248.48 | 543.358 | 0
|  | 961.08 | 248.48 | 0 | 0 | 0 | 712.6 | 9061.804 | 90.62% | 0 | 961.08 | 208.445 | 87.4 | 399.922 | 159.154 | 106.159 | 248.48 | 0 | 0 | 961.08 | 248.48 | 712.6 | 0
|  | 1591.232 | 248.48 | 0 | 0 | 0 | 1342.752 | 8349.204 | 83.49% | 0 | 1591.232 | 401.803 | 72.691 | 446.635 | 508.528 | 161.575 | 248.48 | 0 | 0 | 1591.232 | 248.48 | 1342.752 | 0
|  | 1787.029 | 248.48 | 0 | 0 | 0 | 1538.549 | 7006.452 | 70.06% | 0 | 1787.029 | 590.278 | 99.198 | 438.899 | 339.95 | 318.704 | 248.48 | 0 | 0 | 1787.029 | 248.48 | 1538.549 | 0
|  | 1374.618 | 248.48 | 0 | 0 | 0 | 1126.138 | 5467.903 | 54.68% | 0 | 1374.618 | 490.775 | 75.321 | 502.213 | 0 | 306.31 | 248.48 | 0 | 0 | 1374.618 | 248.48 | 1126.138 | 0
|  | 1274.292 | 248.48 | 1025.812 | 0 | 2500 | 0 | 4341.765 | 43.42% | 0 | 1274.292 | 397.15 | 55.339 | 434.169 | 0 | 387.634 | 248.48 | 0 | 7500 | 1274.292 | 248.48 | 0 | 1025.812
|  | 1426.198 | 271.069 | 1155.129 | 0 | 2500 | 0 | 6841.765 | 68.42% | 0 | 1426.198 | 376.198 | 44.344 | 358.304 | 0 | 647.352 | 248.48 | 22.589 | 7500 | 1426.198 | 271.069 | 0 | 1155.129
|  | 1169.804 | 647.734 | 522.07 | 0 | 658.235 | 0 | 9341.765 | 93.42% | 0 | 1169.804 | 468.698 | 21.993 | 406.775 | 0 | 272.339 | 248.48 | 399.254 | 7500 | 1169.804 | 647.734 | 0 | 522.07
|  | 906.175 | 325.579 | 580.596 | 0 | 0 | 0 | 10000 | 100% | 0 | 906.175 | 449.916 | 20.466 | 357.731 | 0 | 78.062 | 248.48 | 77.099 | 7500 | 906.175 | 325.579 | 0 | 580.596
|  | 837.736 | 368.66 | 469.076 | 0 | 0 | 0 | 10000 | 100% | 0 | 837.736 | 375.7 | 64.763 | 393.251 | 0 | 4.023 | 248.48 | 120.18 | 7500 | 837.736 | 368.66 | 0 | 469.076
|  | 1139.354 | 257.371 | 881.983 | 0 | 0 | 0 | 10000 | 100% | 0 | 1139.354 | 410.38 | 100.944 | 462.299 | 165.732 | 0 | 248.48 | 8.891 | 7500 | 1139.354 | 257.371 | 0 | 881.983
|  | 1565.508 | 272.283 | 0 | 0 | 0 | 1293.225 | 10000 | 100% | 2.2737e-13 | 1565.508 | 550.048 | 89.305 | 402.075 | 524.08 | 0 | 248.48 | 23.803 | 0 | 1565.508 | 272.283 | 1293.225 | 0
|  | 1771.676 | 248.48 | 0 | 0 | 0 | 1523.196 | 8706.775 | 87.07% | 0 | 1771.676 | 746.728 | 81.013 | 353.026 | 590.91 | 0 | 248.48 | 0 | 0 | 1771.676 | 248.48 | 1523.196 | 0
|  | 1404.109 | 248.48 | 0 | 0 | 0 | 1155.629 | 7183.579 | 71.84% | 0 | 1404.109 | 893.655 | 70.088 | 222.146 | 203.107 | 15.113 | 248.48 | 0 | 0 | 1404.109 | 248.48 | 1155.629 | 0
|  | 1288.948 | 248.48 | 0 | 0 | 0 | 1040.468 | 6027.95 | 60.28% | 0 | 1288.948 | 844.402 | 59.514 | 282.174 | 72.634 | 30.225 | 248.48 | 0 | 0 | 1288.948 | 248.48 | 1040.468 | 0
|  | 1605.657 | 248.48 | 0 | 0 | 0 | 1357.177 | 4987.482 | 49.87% | 0 | 1605.657 | 833.339 | 90.28 | 365.391 | 286.423 | 30.225 | 248.48 | 0 | 0 | 1605.657 | 248.48 | 1357.177 | 0
|  | 1445.405 | 248.48 | 1196.925 | 0 | 2500 | 0 | 3630.305 | 36.3% | 0 | 1445.405 | 701.726 | 85.98 | 307.972 | 319.49 | 30.237 | 248.48 | 0 | 7500 | 1445.405 | 248.48 | 0 | 1196.925
|  | 1137.36 | 248.48 | 0 | 0 | 0 | 888.88 | 6130.305 | 61.3% | 0 | 1137.36 | 681.04 | 71.015 | 232.489 | 122.5 | 30.315 | 248.48 | 0 | 0 | 1137.36 | 248.48 | 888.88 | 0
|  | 829.549 | 248.48 | 581.069 | 0 | 2500 | 0 | 5241.425 | 52.41% | 0 | 829.549 | 479.719 | 41.614 | 277.878 | 0 | 30.338 | 248.48 | 0 | 7500 | 829.549 | 248.48 | 0 | 581.069
|  | 764.282 | 248.48 | 515.802 | 0 | 2258.575 | 0 | 7741.425 | 77.41% | 0 | 764.282 | 316.526 | 19.92 | 394.755 | 0 | 33.081 | 248.48 | 0 | 7500 | 764.282 | 248.48 | 0 | 515.802
|  | 654.759 | 248.48 | 406.279 | 0 | 0 | 0 | 10000 | 100% | 0 | 654.759 | 221.386 | 16.181 | 385.659 | 0 | 31.533 | 248.48 | 0 | 7500 | 654.759 | 248.48 | 0 | 406.279
|  | 632.516 | 248.48 | 384.036 | 0 | 0 | 0 | 10000 | 100% | 0 | 632.516 | 181.711 | 35.375 | 386.956 | 0 | 28.474 | 248.48 | 0 | 7500 | 632.516 | 248.48 | 0 | 384.036
|  | 627.792 | 248.48 | 379.312 | 0 | 0 | 0 | 10000 | 100% | 0 | 627.792 | 171.606 | 93.668 | 304.561 | 0 | 57.957 | 248.48 | 0 | 7500 | 627.792 | 248.48 | 0 | 379.312
|  | 901.282 | 248.48 | 0 | 0 | 0 | 652.802 | 10000 | 100% | 0 | 901.282 | 180.829 | 118.239 | 295.209 | 0 | 307.006 | 248.48 | 0 | 0 | 901.282 | 248.48 | 652.802 | 0
|  | 908.76 | 248.48 | 0 | 0 | 0 | 660.28 | 9347.198 | 93.47% | 0 | 908.76 | 175.443 | 107.326 | 373.815 | 0 | 252.177 | 248.48 | 0 | 0 | 908.76 | 248.48 | 660.28 | 0
|  | 1498.346 | 248.48 | 0 | 0 | 0 | 1249.866 | 8686.918 | 86.87% | 0 | 1498.346 | 243.339 | 73.741 | 544.507 | 189.24 | 447.52 | 248.48 | 0 | 0 | 1498.346 | 248.48 | 1249.866 | 0
|  | 1982.349 | 248.48 | 0 | 0 | 0 | 1733.869 | 7437.052 | 74.37% | 0 | 1982.349 | 411.265 | 81.532 | 522.584 | 530.358 | 436.61 | 248.48 | 0 | 0 | 1982.349 | 248.48 | 1733.869 | 0
|  | 1622.124 | 248.48 | 0 | 0 | 0 | 1373.644 | 5703.183 | 57.03% | 0 | 1622.124 | 500.949 | 90.918 | 426.707 | 306.929 | 296.622 | 248.48 | 0 | 0 | 1622.124 | 248.48 | 1373.644 | 0
|  | 1894.693 | 248.48 | 0 | 0 | 0 | 1329.539 | 4329.539 | 43.3% | 316.674 | 1578.019 | 503.639 | 60.137 | 536.442 | 0 | 794.475 | 248.48 | 0 | 0 | 1894.693 | 248.48 | 1329.539 | 0
|  | 1248.493 | 248.48 | 1000.013 | 0 | 2500 | 0 | 3000 | 30% | 0 | 1248.493 | 447.089 | 48.178 | 371.771 | 0 | 381.455 | 248.48 | 0 | 7500 | 1248.493 | 248.48 | 0 | 1000.013
|  | 1272.637 | 248.48 | 1024.157 | 0 | 2500 | 0 | 5500 | 55% | 0 | 1272.637 | 395.704 | 27.648 | 493.688 | 0 | 355.598 | 248.48 | 0 | 7500 | 1272.637 | 248.48 | 0 | 1024.157
|  | 1153.984 | 252.201 | 901.783 | 0 | 2000 | 0 | 8000 | 80% | 0 | 1153.984 | 452.97 | 21.204 | 451.13 | 0 | 228.681 | 248.48 | 3.721 | 7500 | 1153.984 | 252.201 | 0 | 901.783
|  | 864.641 | 268.858 | 595.783 | 0 | 0 | 0 | 10000 | 100% | 0 | 864.641 | 418.994 | 25.8 | 358.16 | 0 | 61.688 | 248.48 | 20.378 | 7500 | 864.641 | 268.858 | 0 | 595.783
|  | 967.241 | 295.048 | 672.193 | 0 | 0 | 0 | 10000 | 100% | 0 | 967.241 | 397.234 | 105.04 | 464.968 | 0 | 0 | 248.48 | 46.568 | 7500 | 967.241 | 295.048 | 0 | 672.193
|  | 1368.398 | 273.906 | 1094.492 | 0 | 0 | 0 | 10000 | 100% | 0 | 1368.398 | 454.681 | 98.865 | 621.989 | 192.863 | 0 | 248.48 | 25.426 | 7500 | 1368.398 | 273.906 | 0 | 1094.492
|  | 1544.392 | 290.696 | 0 | 0 | 0 | 1253.696 | 10000 | 100% | 0 | 1544.392 | 475.706 | 79.814 | 486.289 | 502.584 | 0 | 248.48 | 42.216 | 0 | 1544.392 | 290.696 | 1253.696 | 0
|  | 1867.315 | 248.48 | 0 | 0 | 0 | 1618.835 | 8746.304 | 87.46% | 0 | 1867.315 | 796.764 | 72.03 | 398.023 | 600.498 | 0 | 248.48 | 0 | 0 | 1867.315 | 248.48 | 1618.835 | 0
|  | 1288.631 | 248.48 | 0 | 0 | 0 | 1040.151 | 7127.469 | 71.27% | 0 | 1288.631 | 748.574 | 55.653 | 252.076 | 216.566 | 15.762 | 248.48 | 0 | 0 | 1288.631 | 248.48 | 1040.151 | 0
|  | 1340.533 | 248.48 | 0 | 0 | 0 | 1092.053 | 6087.318 | 60.87% | 0 | 1340.533 | 866.364 | 73.881 | 286.91 | 81.854 | 31.525 | 248.48 | 0 | 0 | 1340.533 | 248.48 | 1092.053 | 0
|  | 1515.206 | 248.48 | 0 | 0 | 0 | 1266.726 | 4995.265 | 49.95% | 0 | 1515.206 | 731.956 | 95.565 | 368.985 | 287.175 | 31.525 | 248.48 | 0 | 0 | 1515.206 | 248.48 | 1266.726 | 0
|  | 1350.02 | 248.48 | 1101.54 | 0 | 2500 | 0 | 3728.539 | 37.29% | 0 | 1350.02 | 643.247 | 69.309 | 306.106 | 299.832 | 31.525 | 248.48 | 0 | 7500 | 1350.02 | 248.48 | 0 | 1101.54
|  | 1080.593 | 248.48 | 0 | 0 | 0 | 832.113 | 6228.539 | 62.29% | 0 | 1080.593 | 671.497 | 58.331 | 211.625 | 107.615 | 31.525 | 248.48 | 0 | 0 | 1080.593 | 248.48 | 832.113 | 0
|  | 931.261 | 248.48 | 682.781 | 0 | 2500 | 0 | 5396.426 | 53.96% | 0 | 931.261 | 564.406 | 24.845 | 310.485 | 0 | 31.525 | 248.48 | 0 | 7500 | 931.261 | 248.48 | 0 | 682.781
|  | 850.12 | 248.48 | 601.64 | 0 | 2103.574 | 0 | 7896.426 | 78.96% | 0 | 850.12 | 371.44 | 15.02 | 442.188 | 0 | 21.473 | 248.48 | 0 | 7500 | 850.12 | 248.48 | 0 | 601.64
|  | 698.558 | 248.48 | 450.078 | 0 | 0 | 0 | 10000 | 100% | 0 | 698.558 | 241.022 | 17.065 | 397.064 | 0 | 43.407 | 248.48 | 0 | 7500 | 698.558 | 248.48 | 0 | 450.078
|  | 639.352 | 248.48 | 390.872 | 0 | 0 | 0 | 10000 | 100% | 0 | 639.352 | 189.962 | 64.886 | 334.88 | 0 | 49.624 | 248.48 | 0 | 7500 | 639.352 | 248.48 | 0 | 390.872
|  | 818.62 | 248.48 | 570.14 | 0 | 0 | 0 | 10000 | 100% | 0 | 818.62 | 174.186 | 105.832 | 414.168 | 0 | 124.434 | 248.48 | 0 | 7500 | 818.62 | 248.48 | 0 | 570.14
|  | 653.812 | 248.48 | 0 | 0 | 0 | 405.332 | 10000 | 100% | 0 | 653.812 | 156.612 | 105.269 | 314.667 | 0 | 77.264 | 248.48 | 0 | 0 | 653.812 | 248.48 | 405.332 | 0
|  | 778.174 | 248.48 | 0 | 0 | 0 | 529.694 | 9594.668 | 95.95% | 0 | 778.174 | 161.083 | 94.452 | 442.127 | 0 | 80.512 | 248.48 | 0 | 0 | 778.174 | 248.48 | 529.694 | 0
|  | 846.286 | 248.48 | 0 | 0 | 0 | 597.806 | 9064.974 | 90.65% | 0 | 846.286 | 155.218 | 72.752 | 346.688 | 165.973 | 105.655 | 248.48 | 0 | 0 | 846.286 | 248.48 | 597.806 | 0
|  | 1830.558 | 248.48 | 0 | 0 | 0 | 1582.078 | 8467.168 | 84.67% | 0 | 1830.558 | 233.775 | 92.678 | 469.309 | 548.677 | 486.119 | 248.48 | 0 | 0 | 1830.558 | 248.48 | 1582.078 | 0
|  | 2252.589 | 248.48 | 0 | 0 | 0 | 2004.109 | 6885.09 | 68.85% | 0 | 2252.589 | 378.124 | 69.815 | 312.474 | 333.091 | 1159.085 | 248.48 | 0 | 0 | 2252.589 | 248.48 | 2004.109 | 0
|  | 1385.155 | 248.48 | 0 | 0 | 0 | 1136.675 | 4880.981 | 48.81% | 0 | 1385.155 | 488.171 | 52.228 | 344.509 | 0 | 500.247 | 248.48 | 0 | 0 | 1385.155 | 248.48 | 1136.675 | 0
|  | 1490.2 | 248.48 | 1241.72 | 0 | 2500 | 0 | 3744.306 | 37.44% | 0 | 1490.2 | 610.76 | 38.383 | 275.524 | 0 | 565.534 | 248.48 | 0 | 7500 | 1490.2 | 248.48 | 0 | 1241.72
|  | 1323.804 | 248.481 | 1075.323 | 0 | 2500 | 0 | 6244.306 | 62.44% | 0 | 1323.804 | 680.137 | 24.225 | 339.124 | 0 | 280.318 | 248.48 | 0.001 | 7500 | 1323.804 | 248.481 | 0 | 1075.323
|  | 1194.66 | 251.017 | 943.643 | 0 | 1255.694 | 0 | 8744.306 | 87.44% | 0 | 1194.66 | 775.482 | 21.515 | 312.715 | 0 | 84.948 | 248.48 | 2.537 | 7500 | 1194.66 | 251.017 | 0 | 943.643
|  | 1063.52 | 249.302 | 814.218 | 0 | 0 | 0 | 10000 | 100% | 0 | 1063.52 | 724.641 | 61.724 | 273.515 | 0 | 3.64 | 248.48 | 0.822 | 7500 | 1063.52 | 249.302 | 0 | 814.218
|  | 1096.106 | 249.11 | 846.996 | 0 | 0 | 0 | 10000 | 100% | 0 | 1096.106 | 646.756 | 109.746 | 339.605 | 0 | 0 | 248.48 | 0.63 | 7500 | 1096.106 | 249.11 | 0 | 846.996
|  | 1302.176 | 248.498 | 1053.678 | 0 | 0 | 0 | 10000 | 100% | 0 | 1302.176 | 562.333 | 93.36 | 481.79 | 164.693 | 0 | 248.48 | 0.018 | 7500 | 1302.176 | 248.498 | 0 | 1053.678
|  | 1685.064 | 248.485 | 0 | 0 | 0 | 1436.579 | 10000 | 100% | 0 | 1685.064 | 555.465 | 76.5 | 557.297 | 495.802 | 0 | 248.48 | 0.005 | 0 | 1685.064 | 248.485 | 1436.579 | 0
|  | 1952.541 | 248.48 | 0 | 0 | 0 | 1704.061 | 8563.421 | 85.63% | 0 | 1952.541 | 849.224 | 58.558 | 432.09 | 612.669 | 0 | 248.48 | 0 | 0 | 1952.541 | 248.48 | 1704.061 | 0
|  | 1290.445 | 248.48 | 0 | 0 | 0 | 1041.965 | 6859.36 | 68.59% | 0 | 1290.445 | 787.066 | 57.107 | 225.13 | 210.416 | 10.725 | 248.48 | 0 | 0 | 1290.445 | 248.48 | 1041.965 | 0
|  | 1219.88 | 248.48 | 0 | 0 | 0 | 971.4 | 5817.395 | 58.17% | 0 | 1219.88 | 775.511 | 88.122 | 259.267 | 75.53 | 21.45 | 248.48 | 0 | 0 | 1219.88 | 248.48 | 971.4 | 0
|  | 1372.648 | 248.48 | 0 | 0 | 0 | 1124.168 | 4845.995 | 48.46% | 0 | 1372.648 | 708.431 | 79.516 | 289.608 | 273.643 | 21.45 | 248.48 | 0 | 0 | 1372.648 | 248.48 | 1124.168 | 0
|  | 1577.702 | 248.48 | 1329.222 | 0 | 2500 | 0 | 3721.827 | 37.22% | 0 | 1577.702 | 767.848 | 69.435 | 337.675 | 381.294 | 21.45 | 248.48 | 0 | 7500 | 1577.702 | 248.48 | 0 | 1329.222
|  | 1062.875 | 248.48 | 0 | 0 | 0 | 814.395 | 6221.827 | 62.22% | 0 | 1062.875 | 667.304 | 38.425 | 206.663 | 129.033 | 21.45 | 248.48 | 0 | 0 | 1062.875 | 248.48 | 814.395 | 0
|  | 943.501 | 248.48 | 695.021 | 0 | 2500 | 0 | 5407.432 | 54.07% | 0 | 943.501 | 582.496 | 23.982 | 315.573 | 0 | 21.45 | 248.48 | 0 | 7500 | 943.501 | 248.48 | 0 | 695.021